## ご使用に関して
本計算シート | Ver.1.15
■使用許諾条件 |  | ■使用方法

## 入力データと計算結果
■入力項目 |  |  |  |  | ■設計一次エネルギー消費量
項目名 |  | 記号 | 単位 |  | 項目名 | 式番号 | 記号 | 単位
地域区分 |  | - | - | 6 | 当該住戸 | （1） | E_(T,act) | MJ/年 | 15992.6876
当該住戸の主たる居室の床面積 |  | A_(MR,act) | m2 | 14.91 | 暖房設備 | （2） | E_(H,act) | MJ/年 | 13287.0957
当該住戸のその他の居室の床面積 |  | A_(OR,act) | m2 | 25.67 | 冷房設備 | （3） | E_(C,act) | MJ/年 | 611.1724
当該住戸の非居室の床面積 |  | A_(NO,act) | m2 | 19.46 | 機械換気設備 | （4） | E_(V,act) | MJ/年 | 2291.8485
当該住戸の床面積の合計 |  | A_(A,act) | m2 | 60.04 | 照明設備 | （5） | E_(L,act) | MJ/年 | 5428.5746
暖房方式 |  | - | - | 居室のみを暖房する方式でかつ主たる居室とその他の居室ともに温水暖房を設置する場合に該当しない場合 | 給湯設備 | （6a）（6b） | E_(W,act) | MJ/年 | 0
冷房方式 |  | - | - | 居室のみを冷房する方式 | エネルギー利用効率化設備 | （7） | E_(S,act) | MJ/年 | 20423.6836
売電時間帯の区別*1 |  | f_prim | - | 売電時間帯を区別しない場合 | その他 | （8） | E_(M,act) | MJ/年 | 14797.68
コージェネレーション設備 |  | - | - | コージェネレーション設備ではない
太陽光発電設備 |  | - | - | 太陽光発電を採用する
暖房方式で『住戸全体を連続的に暖房する方式』以外を選択された方は下記の項目も選択してください。
暖房設備の運転方式 | 主たる居室 | - | - | 間歇運転
| その他の居室 | - | - | 間歇運転
暖房方式で『居室のみを暖房する方式でかつ主たる居室とその他の居室ともに温水暖房を設置する場合に該当しない場合』を選択された方は下記の項目も選択してください。
暖房設備機器の種類 | 主たる居室 | - | - | その他の暖房設備機器
| その他の居室 | - | - | その他の暖房設備機器
＊1 当該住戸に設置されるすべての設備の一次エネルギー消費量が夜間買電を行う時間帯（22時から翌日8時まで）と昼間買電を行う時間帯（8時から22時まで）に
消費電力量を区分できる場合は、どちらかを選択しても構いません。

## 貼り付けシート（用途別種別）
見出し１ |  | 暖房設備 | [23 empty] | 冷房設備 | [11 empty] | 全般換気 |  | 局所換気 |  |  |  | 照明設備 |  | 太陽光発電設備 |  | 家電 |  |  | 見出し１ | 給湯設備
見出し２ |  | 住戸全体を連続的に暖房する方式 | 居室のみを暖房する方式 |  |  |  | 住戸全体を連続的に暖房する方式 |  |  |  | 居室のみを暖房する方式でかつ主たる居室とその他の居室ともに温水暖房を設置する場合 |  |  |  |  | 居室のみを暖房する方式でかつ主たる居室とその他の居室ともに温水暖房を設置する場合に該当しない場合 | [9 empty] | 住戸全体を連続的に冷房する方式 |  |  |  | 居室のみを冷房する方式 | [7 empty] | 消費電力量 |  | 消費電力量 |  |  |  | 消費電力量 |  | 発電量 | 消費電力量 |  |  |  | 見出し２ | 1人 |  |  |  | 2人 |  |  |  | 3人 |  |  |  | 4人 |  |  |  | 太陽熱補正給湯熱負荷
見出し３ |  | 未処理暖房負荷 | 主たる居室 |  | その他の居室 |  | 消費電力量 | ガス消費量 | 灯油消費量 | その他の燃料によるエネルギー消費量 | 消費電力量 | ガス消費量 | 灯油消費量 | その他の燃料によるエネルギー消費量 | 熱負荷 | 主たる居室 |  |  |  |  | その他の居室 |  |  |  |  | 消費電力量 | ガス消費量 | 灯油消費量 | その他の燃料によるエネルギー消費量 | 主たる居室 |  |  |  | その他の居室 |  |  |  |  | 1人 | ２人 | ３人 | ４人 | 主たる居室 | その他の居室 | 非居室 |  | 1人 | ２人 | ３人 | ４人 | 見出し３ | 消費電力量 | ガス消費量 | 灯油消費量 | その他の燃料による一次エネルギー消費量 | 消費電力量 | ガス消費量 | 灯油消費量 | その他の燃料による一次エネルギー消費量 | 消費電力量 | ガス消費量 | 灯油消費量 | その他の燃料による一次エネルギー消費量 | 消費電力量 | ガス消費量 | 灯油消費量 | その他の燃料による一次エネルギー消費量 | 1人 | [6 empty] | 2人 | [6 empty] | 3人 | [6 empty] | 4人
見出し４ |  |  | 処理暖房負荷 | 未処理暖房負荷 | 処理暖房負荷 | 未処理暖房負荷 | [9 empty] | 消費電力量 | ガス消費量 | 灯油消費量 | その他の燃料によるエネルギー消費量 | 熱負荷 | 消費電力量 | ガス消費量 | 灯油消費量 | その他の燃料によるエネルギー消費量 | 熱負荷 |  |  |  |  | 消費電力量 | ガス消費量 | 灯油消費量 | その他の燃料によるエネルギー消費量 | 消費電力量 | ガス消費量 | 灯油消費量 | その他の燃料によるエネルギー消費量 | [13 empty] | 見出し４ | [16 empty] | 台所水栓 | 浴室シャワー水栓 | 洗面水栓 | 浴槽水栓湯はり | 浴槽自動湯はり | 浴槽水栓さし湯 | 浴槽追炊 | 台所水栓 | 浴室シャワー水栓 | 洗面水栓 | 浴槽水栓湯はり | 浴槽自動湯はり | 浴槽水栓さし湯 | 浴槽追炊 | 台所水栓 | 浴室シャワー水栓 | 洗面水栓 | 浴槽水栓湯はり | 浴槽自動湯はり | 浴槽水栓さし湯 | 浴槽追炊 | 台所水栓 | 浴室シャワー水栓 | 洗面水栓 | 浴槽水栓湯はり | 浴槽自動湯はり | 浴槽水栓さし湯 | 浴槽追炊
章番号 |  | 第4章 | 第4章 | 第4章 | 第4章 | 第4章 | 第4章 | 第4章 | 第4章 | 第4章 | 第4章 | 第4章 | 第4章 | 第4章 | 第4章 | 第4章 | 第4章 | 第4章 | 第4章 | 第4章 | 第4章 | 第4章 | 第4章 | 第4章 | 第4章 | 第4章 | 第4章 | 第4章 | 第4章 | 第4章 | 第4章 | 第4章 | 第4章 | 第4章 | 第4章 | 第4章 | 第4章 | 第5章 | 第5章 | 第5章 | 第5章 | 第5章 | 第6章 | 第6章 | 第6章 | 第9章 | 第10章 | 第10章 | 第10章 | 第10章 | 章番号 | 第7章 | 第7章 | 第7章 | 第7章 | 第7章 | 第7章 | 第7章 | 第7章 | 第7章 | 第7章 | 第7章 | 第7章 | 第7章 | 第7章 | 第7章 | 第7章 | 第7章 | 第7章 | 第7章 | 第7章 | 第7章 | 第7章 | 第7章 | 第7章 | 第7章 | 第7章 | 第7章 | 第7章 | 第7章 | 第7章 | 第7章 | 第7章 | 第7章 | 第7章 | 第7章 | 第7章 | 第7章 | 第7章 | 第7章 | 第7章 | 第7章 | 第7章 | 第7章 | 第7章
式番号 |  | （1b）（2b） | （4a） | （4b） | （5a） | （5b） | 6.2.1 | 6.2.1 | 6.2.1 | 6.2.1 | 6.2.2 | 6.2.2 | 6.2.2 | 6.2.2 | 6.3.1 | （8a） | （8b） | （8c） | （8d） | 6.3.2 1） | （9a） | （9b） | （9c） | （9d） | 6.3.2 2） | 7.2.1 | 7.2.1 | 7.2.1 | 7.2.1 | （21a） | （21b） | （21c） | （21d） | （22a） | （22b） | （22c） | （22d） | （2） | 表C.1 | 表C.1 | 表C.1 | 表C.1 | （1） | （2） | （3） | （1） | 表A.1 | 表A.1 | 表A.1 | 表A.1 | 式番号 | （1） | （2） | （3） | 5.4 | （1） | （2） | （3） | 5.4 | （1） | （2） | （3） | 5.4 | （1） | （2） | （3） | 5.4 | （4a） | （4b） | （4c） | （4d） | （4e） | （4f） | （4g） | （4a） | （4b） | （4c） | （4d） | （4e） | （4f） | （4g） | （4a） | （4b） | （4c） | （4d） | （4e） | （4f） | （4g） | （4a） | （4b） | （4c） | （4d） | （4e） | （4f） | （4g）
記号 |  | Q_(UT,H,A,d,t) | Q_(T,H,MR) | Q_(UT,H,MR) | Q_(T,H,OR) | Q_(UT,H,OR) | E_(E,H,A,d,t) | E_(G,H,A,d,t) | E_(K,H,A,d,t) | E_(M,H,A,d,t) | E_(E,H,MROR,d,t) | E_(G,H,MROR,d,t) | E_(K,H,MROR,d,t) | E_(M,H,MROR,d,t) | L_(HWH,d,t) | E_(E,H,MR,d,t) | E_(G,H,MR,d,t) | E_(K,H,MR,d,t) | E_(M,H,MR,d,t) | L_(HWH,d,t) | E_(E,H,OR,d,t) | E_(G,H,OR,d,t) | E_(K,H,OR,d,t) | E_(M,H,OR,d,t) | L_(HWH,d,t) | E_(E,C,A,d,t) | E_(G,C,A,d,t) | E_(K,C,A,d,t) | E_(M,C,A,d,t) | E_(E,C,MR,d,t) | E_(G,C,MR,d,t) | E_(K,C,MR,d,t) | E_(M,C,MR,d,t) | E_(E,C,OR,d,t) | E_(G,C,OR,d,t) | E_(K,C,OR,d,t) | E_(M,C,OR,d,t) | E_(E,VG,d,t) | E_(E,VL,P1,d,t) | E_(E,VL,P2,d,t) | E_(E,VL,P3,d,t) | E_(E,VL,P4,d,t) | E_(E,L,MR,d,t) | E_(E,L,OR,d,t) | E_(E,L,NO,d,t) | E_(PV,d,t) | E_(E,ap1,d,t) | E_(E,ap2,d,t) | E_(E,ap3,d,t) | E_(E,ap4,d,t) | 記号 | E_(E,w,d) | E_(G,w,d) | E_(K,w,d) | E_(M,w,d) | E_(E,w,d) | E_(G,w,d) | E_(K,w,d) | E_(M,w,d) | E_(E,w,d) | E_(G,w,d) | E_(K,w,d) | E_(M,w,d) | E_(E,w,d) | E_(G,w,d) | E_(K,w,d) | E_(M,w,d) | L''_k | L''_s | L''_w | L''_b1 | L''_b2 | L''_ba1 | L''_ba2 | L''_k | L''_s | L''_w | L''_b1 | L''_b2 | L''_ba1 | L''_ba2 | L''_k | L''_s | L''_w | L''_b1 | L''_b2 | L''_ba1 | L''_ba2 | L''_k | L''_s | L''_w | L''_b1 | L''_b2 | L''_ba1 | L''_ba2
単位 |  | MJ/h | MJ/h | MJ/h | MJ/h | MJ/h | kWh/h | MJ/h | MJ/h | MJ/h | kWh/h | MJ/h | MJ/h | MJ/h | MJ/h | kWh/h | MJ/h | MJ/h | MJ/h | MJ/h | kWh/h | MJ/h | MJ/h | MJ/h | MJ/h | kWh/h | MJ/h | MJ/h | MJ/h | kWh/h | MJ/h | MJ/h | MJ/h | kWh/h | MJ/h | MJ/h | MJ/h | ｋWｈ/h | kWh/h | kWh/h | kWh/h | kWh/h | kWh/h | kWh/h | kWh/h | kWh/h | kWh/h | kWh/h | kWh/h | kWh/h | 単位 | kWh/日 | MJ/日 | MJ/日 | MJ/日 | kWh/日 | MJ/日 | MJ/日 | MJ/日 | kWh/日 | MJ/日 | MJ/日 | MJ/日 | kWh/日 | MJ/日 | MJ/日 | MJ/日 | MJ | MJ | MJ | MJ | MJ | MJ | MJ | MJ | MJ | MJ | MJ | MJ | MJ | MJ | MJ | MJ | MJ | MJ | MJ | MJ | MJ | MJ | MJ | MJ | MJ | MJ | MJ | MJ
2014-01-01 | 0時 |  | 0 | 0 | 0 | 0 | [9 empty] | 0 | 0 | 0 | 0 | 0 | 0 | 0 | 0 | 0 | 0 | 0 | 0 | 0 | 0 | 0 | 0 | 0 | 0 | 0 | 0 | 0 | 0 | 0.047552 | 0.00013 | 0.00025 | 0.00038 | 0.0005 | 0 | 0 | 0 |  | 0.1578 | 0.1578 | 0.1806 | 0.1812 | 2014-01-01 | [16 empty] | 4.217 | 12.0484 | 4.8194 | 0 | 27.109 | 0 | 0 | 19.2775 | 19.5787 | 4.8194 | 0 | 27.109 | 0 | 3.8291 | 24.6993 | 31.6272 | 6.9279 | 0 | 27.109 | 0 | 6.2276 | 27.7114 | 36.1453 | 6.9279 | 0 | 27.109 | 0 | 7.6081
2014-01-01 | 1時 |  | 0 | 0 | 0 | 0 | [9 empty] | 0 | 0 | 0 | 0 | 0 | 0 | 0 | 0 | 0 | 0 | 0 | 0 | 0 | 0 | 0 | 0 | 0 | 0 | 0 | 0 | 0 | 0 | 0.047552 | 0.00013 | 0.00025 | 0.00038 | 0.0005 | 0 | 0 | 0 |  | 0.0483 | 0.0483 | 0.0711 | 0.0717 | 2014-01-02 | [16 empty] | 8.1651 | 13.6086 | 5.4434 | 0 | 0 | 0 | 0 | 6.6531 | 4.5362 | 2.4193 | 0 | 27.2172 | 0 | 3.6637 | 13.3062 | 16.6327 | 3.3265 | 0 | 27.2172 | 0 | 5.9521 | 13.911 | 22.681 | 4.2338 | 0 | 27.2172 | 0 | 7.2775
2014-01-01 | 2時 |  | 0 | 0 | 0 | 0 | [9 empty] | 0 | 0 | 0 | 0 | 0 | 0 | 0 | 0 | 0 | 0 | 0 | 0 | 0 | 0 | 0 | 0 | 0 | 0 | 0 | 0 | 0 | 0 | 0.047552 | 0.00013 | 0.00025 | 0.00038 | 0.0005 | 0 | 0 | 0 |  | 0.056 | 0.0561 | 0.0788 | 0.0795 | 2014-01-03 | [16 empty] | 5.1453 | 9.08 | 2.4213 | 0 | 0 | 0 | 0 | 6.6587 | 16.6466 | 2.4213 | 0 | 0 | 0 | 0 | 7.264 | 9.08 | 1.816 | 0 | 27.24 | 0 | 5.713 | 9.3827 | 15.1333 | 1.2107 | 0 | 27.24 | 0 | 6.9906
2014-01-01 | 3時 |  | 0 | 0 | 0 | 0 | [9 empty] | 0 | 0 | 0 | 0 | 0 | 0 | 0 | 0 | 0 | 0 | 0 | 0 | 0 | 0 | 0 | 0 | 0 | 0 | 0 | 0 | 0 | 0 | 0.047552 | 0.00013 | 0.00025 | 0.00038 | 0.0005 | 0 | 0 | 0 |  | 0.056 | 0.0561 | 0.0788 | 0.0795 | 2014-01-04 | [16 empty] | 8.121 | 13.535 | 5.414 | 0 | 0 | 0 | 0 | 6.6171 | 4.5117 | 2.4062 | 0 | 27.07 | 0 | 3.7416 | 13.2342 | 16.5428 | 3.3086 | 0 | 27.07 | 0 | 6.0818 | 13.8358 | 22.5584 | 4.2109 | 0 | 27.07 | 0 | 7.4331
2014-01-01 | 4時 |  | 0 | 0 | 0 | 0 | [9 empty] | 0 | 0 | 0 | 0 | 0 | 0 | 0 | 0 | 0 | 0 | 0 | 0 | 0 | 0 | 0 | 0 | 0 | 0 | 0 | 0 | 0 | 0 | 0.047552 | 0.00013 | 0.00025 | 0.00038 | 0.0005 | 0 | 0 | 0 |  | 0.0483 | 0.0483 | 0.0711 | 0.0717 | 2014-01-05 | [16 empty] | 8.0856 | 13.476 | 5.3904 | 0 | 0 | 0 | 0 | 6.5883 | 4.492 | 2.3957 | 0 | 26.952 | 0 | 4.0175 | 13.1765 | 16.4707 | 3.2941 | 0 | 26.952 | 0 | 6.5417 | 13.7755 | 22.46 | 4.1925 | 0 | 26.952 | 0 | 7.985
2014-01-01 | 5時 |  | 0 | 0 | 0 | 0 | [9 empty] | 0 | 0 | 0 | 0 | 0 | 0 | 0 | 0 | 0 | 0 | 0 | 0 | 0 | 0 | 0 | 0 | 0 | 0 | 0 | 0 | 0 | 0 | 0.047552 | 0.00013 | 0.00025 | 0.00038 | 0.0005 | 0 | 0 | 0 |  | 0.056 | 0.0561 | 0.0788 | 0.0795 | 2014-01-06 | [16 empty] | 8.0895 | 13.4826 | 5.393 | 0 | 0 | 0 | 0 | 6.5915 | 4.4942 | 2.3969 | 0 | 26.9651 | 0 | 4.085 | 13.183 | 16.4787 | 3.2957 | 0 | 26.9651 | 0 | 6.6542 | 13.7822 | 22.4709 | 4.1946 | 0 | 26.9651 | 0 | 8.12
2014-01-01 | 6時 |  | 0 | 0 | 0 | 0 | [9 empty] | 0 | 0 | 0 | 0 | 0 | 0 | 0 | 0 | 0 | 0 | 0 | 0 | 0 | 0 | 0 | 0 | 0 | 0 | 0 | 0 | 0 | 0 | 0.047552 | 0.00013 | 0.00025 | 0.00038 | 0.0005 | 0 | 0 | 0 |  | 0.056 | 0.0561 | 0.0788 | 0.0795 | 2014-01-07 | [16 empty] | 3.8992 | 2.9994 | 3.5993 | 0 | 26.9946 | 0 | 0 | 14.3971 | 10.4979 | 3.5993 | 0 | 26.9946 | 0 | 3.9853 | 20.3959 | 23.9952 | 3.5993 | 0 | 26.9946 | 0 | 6.488 | 20.9958 | 29.994 | 4.4991 | 0 | 26.9946 | 0 | 7.9206
2014-01-01 | 7時 |  | 26.9269 | 1.7036 | 10.1232 | 0 | [9 empty] | 3.5866 | 0 | 0 | 0 | 0 | 0.91715 | 0 | 0 | 0 | 0 | 0 | 0 | 0 | 0 | 0 | 0 | 0 | 0 | 0 | 0 | 0 | 0 | 0.047552 | 0.00054 | 0.00108 | 0.00163 | 0.00217 | 0 | 0.024649 | 0.022689 |  | 0.1168 | 0.1854 | 0.2767 | 0.2774 | 2014-01-08 | [16 empty] | 1.1986 | 2.9966 | 1.798 | 0 | 0 | 0 | 0 | 5.6935 | 2.9966 | 1.798 | 0 | 0 | 0 | 0 | 8.6901 | 16.4812 | 4.7945 | 0 | 0 | 0 | 0 | 4.7945 | 28.4676 | 4.1952 | 0 | 0 | 0 | 0
2014-01-01 | 8時 |  | 10.3451 | 0 | 13.0631 | 0 | [9 empty] | 0.87904 | 0 | 0 | 0 | 0 | 1.1522 | 0 | 0 | 0 | 0 | 0 | 0 | 0 | 0 | 0 | 0 | 0 | 0 | 0 | 0 | 0 | 0 | 0.047552 | 0.00379 | 0.00759 | 0.01138 | 0.01518 | 0.084877 | 0.078545 | 0.064582 |  | 0.2156 | 0.2812 | 0.3696 | 0.3702 | 2014-01-09 | [16 empty] | 8.1281 | 13.5468 | 5.4187 | 0 | 0 | 0 | 0 | 6.6229 | 4.5156 | 2.4083 | 0 | 27.0936 | 0 | 3.7938 | 13.2458 | 16.5572 | 3.3114 | 0 | 27.0936 | 0 | 6.1688 | 13.8478 | 22.578 | 4.2146 | 0 | 27.0936 | 0 | 7.5375
2014-01-01 | 9時 |  | 7.7382 | 0 | 5.8295 | 0 | [9 empty] | 0.67616 | 0 | 0 | 0 | 0 | 0.54359 | 0 | 0 | 0 | 0 | 0 | 0 | 0 | 0 | 0 | 0 | 0 | 0 | 0 | 0 | 0 | 0 | 0.047552 | 0.00033 | 0.00067 | 0.001 | 0.00133 | 0.23209 | 0.16325 | 0.052059 |  | 0.2163 | 0.252 | 0.3265 | 0.3272 | 2014-01-10 | [16 empty] | 5.1173 | 9.0304 | 2.4081 | 0 | 0 | 0 | 0 | 6.6223 | 16.5558 | 2.4081 | 0 | 0 | 0 | 0 | 7.2244 | 9.0304 | 1.8061 | 0 | 27.0913 | 0 | 6.2328 | 9.3315 | 15.0507 | 1.2041 | 0 | 27.0913 | 0 | 7.6144
2014-01-01 | 10時 |  | 5.9612 | 0 | 4.0951 | 0 | [9 empty] | 0.54864 | 0 | 0 | 0 | 0 | 0.45703 | 0 | 0 | 0 | 0 | 0 | 0 | 0 | 0 | 0 | 0 | 0 | 0 | 0 | 0 | 0 | 0 | 0.047552 | 0.00054 | 0.00108 | 0.00163 | 0.00217 | 0.12467 | 0.21558 | 0.037471 |  | 0.1917 | 0.2274 | 0.3128 | 0.3134 | 2014-01-11 | [16 empty] | 3.9241 | 3.0186 | 3.6223 | 0 | 27.167 | 0 | 0 | 14.4891 | 10.5649 | 3.6223 | 0 | 27.167 | 0 | 4.0166 | 19.9224 | 24.1484 | 4.226 | 0 | 27.167 | 0 | 6.5401 | 20.5262 | 30.1855 | 5.1315 | 0 | 27.167 | 0 | 7.9831
2014-01-01 | 11時 |  | 3.2915 | 0 | 0.042074 | 0 | [9 empty] | 0.36006 | 0 | 0 | 0 | 0 | 0.19191 | 0 | 0 | 0 | 0 | 0 | 0 | 0 | 0 | 0 | 0 | 0 | 0 | 0 | 0 | 0 | 0 | 0.047552 | 0.00033 | 0.00067 | 0.001 | 0.00133 | 0.12467 | 0.21558 | 0 |  | 0.1994 | 0.2352 | 0.315 | 0.3157 | 2014-01-12 | [16 empty] | 5.1531 | 9.0937 | 2.425 | 0 | 0 | 0 | 0 | 6.6687 | 16.6717 | 2.425 | 0 | 0 | 0 | 0 | 7.2749 | 9.0937 | 1.8187 | 0 | 27.281 | 0 | 6.2203 | 9.3968 | 15.1561 | 1.2125 | 0 | 27.281 | 0 | 7.5994
2014-01-01 | 12時 |  | 2.7347 | 0 | 0 | 0 | [9 empty] | 0.31475 | 0 | 0 | 0 | 0 | 0 | 0 | 0 | 0 | 0 | 0 | 0 | 0 | 0 | 0 | 0 | 0 | 0 | 0 | 0 | 0 | 0 | 0.047552 | 0.00338 | 0.00675 | 0.01013 | 0.01351 | 0.14721 | 0.13456 | 0.018352 |  | 0.1983 | 0.2727 | 0.3698 | 0.3705 | 2014-01-13 | [16 empty] | 8.2137 | 13.6894 | 5.4758 | 0 | 0 | 0 | 0 | 6.6926 | 4.5631 | 2.4337 | 0 | 27.3789 | 0 | 3.9344 | 13.3852 | 16.7315 | 3.3463 | 0 | 27.3789 | 0 | 6.4031 | 13.9937 | 22.8157 | 4.2589 | 0 | 27.3789 | 0 | 7.8187
2014-01-01 | 13時 |  | 0 | 0 | 0 | 0 | [9 empty] | 0 | 0 | 0 | 0 | 0 | 0 | 0 | 0 | 0 | 0 | 0 | 0 | 0 | 0 | 0 | 0 | 0 | 0 | 0 | 0 | 0 | 0 | 0.047552 | 0.00033 | 0.00067 | 0.001 | 0.00133 | 0.13756 | 0.026771 | 0.023629 |  | 0.0483 | 0.0483 | 0.0711 | 0.0717 | 2014-01-14 | [16 empty] | 3.9911 | 3.0701 | 3.6841 | 0 | 27.6307 | 0 | 0 | 14.7364 | 10.7453 | 3.6841 | 0 | 27.6307 | 0 | 3.8631 | 20.8766 | 24.5607 | 3.6841 | 0 | 27.6307 | 0 | 6.2844 | 21.4906 | 30.7008 | 4.6051 | 0 | 27.6307 | 0 | 7.6762
2014-01-01 | 14時 |  | 0 | 0 | 0 | 0 | [9 empty] | 0 | 0 | 0 | 0 | 0 | 0 | 0 | 0 | 0 | 0 | 0 | 0 | 0 | 0 | 0 | 0 | 0 | 0 | 0 | 0 | 0 | 0 | 0.047552 | 0.00013 | 0.00025 | 0.00038 | 0.0005 | 0 | 0 | 0 |  | 0.056 | 0.0561 | 0.0788 | 0.0795 | 2014-01-15 | [16 empty] | 4.3096 | 12.3132 | 4.9253 | 0 | 27.7047 | 0 | 0 | 19.7011 | 20.0089 | 4.9253 | 0 | 27.7047 | 0 | 3.9403 | 25.242 | 32.3221 | 7.0801 | 0 | 27.7047 | 0 | 6.413 | 28.3203 | 36.9396 | 7.0801 | 0 | 27.7047 | 0 | 7.8306
2014-01-01 | 15時 |  | 11.9683 | 0 | 4.6475 | 0 | [9 empty] | 1.0049 | 0 | 0 | 0 | 0 | 0.38365 | 0 | 0 | 0 | 0 | 0 | 0 | 0 | 0 | 0 | 0 | 0 | 0 | 0 | 0 | 0 | 0 | 0.047552 | 0.00013 | 0.00025 | 0.00038 | 0.0005 | 0 | 0 | 0 |  | 0.056 | 0.0561 | 0.0788 | 0.0795 | 2014-01-16 | [16 empty] | 8.2973 | 13.8289 | 5.5315 | 0 | 0 | 0 | 0 | 6.7608 | 4.6096 | 2.4585 | 0 | 27.6577 | 0 | 3.9609 | 13.5216 | 16.9019 | 3.3804 | 0 | 27.6577 | 0 | 6.4474 | 14.1362 | 23.0481 | 4.3023 | 0 | 27.6577 | 0 | 7.8719
2014-01-01 | 16時 |  | 10.7109 | 0 | 2.8392 | 0 | [9 empty] | 0.90392 | 0 | 0 | 0 | 0 | 0.26813 | 0 | 0 | 0 | 0 | 0 | 0 | 0 | 0 | 0 | 0 | 0 | 0 | 0 | 0 | 0 | 0 | 0.047552 | 0.00054 | 0.00108 | 0.00163 | 0.00217 | 0.062335 | 0.054249 | 0.024058 |  | 0.2095 | 0.275 | 0.3956 | 0.5453 | 2014-01-17 | [16 empty] | 5.21 | 9.1941 | 2.4518 | 0 | 0 | 0 | 0 | 6.7423 | 16.8558 | 2.4518 | 0 | 0 | 0 | 0 | 7.3553 | 9.1941 | 1.8388 | 0 | 27.5823 | 0 | 5.8016 | 9.5006 | 15.3235 | 1.2259 | 0 | 27.5823 | 0 | 7.0969
2014-01-01 | 17時 |  | 10.6626 | 0 | 2.9939 | 0 | [9 empty] | 0.89688 | 0 | 0 | 0 | 0 | 0.27578 | 0 | 0 | 0 | 0 | 0 | 0 | 0 | 0 | 0 | 0 | 0 | 0 | 0 | 0 | 0 | 0 | 0.047552 | 0.00642 | 0.01284 | 0.01926 | 0.02568 | 0.12467 | 0.1085 | 0.026923 |  | 0.2423 | 0.2781 | 0.3689 | 0.5187 | 2014-01-18 | [16 empty] | 8.1995 | 13.6659 | 5.4664 | 0 | 0 | 0 | 0 | 6.6811 | 4.5553 | 2.4295 | 0 | 27.3318 | 0 | 3.8512 | 13.3622 | 16.7027 | 3.3405 | 0 | 27.3318 | 0 | 6.2646 | 13.9696 | 22.7765 | 4.2516 | 0 | 27.3318 | 0 | 7.6525
2014-01-01 | 18時 |  | 6.6678 | 0 | 0 | 0 | [9 empty] | 0.60307 | 0 | 0 | 0 | 0 | 0 | 0 | 0 | 0 | 0 | 0 | 0 | 0 | 0 | 0 | 0 | 0 | 0 | 0 | 0 | 0 | 0 | 0.047552 | 0.00642 | 0.01284 | 0.01926 | 0.02568 | 0.21072 | 0.1085 | 0 |  | 0.1819 | 0.2177 | 0.2978 | 0.4476 | 2014-01-19 | [16 empty] | 8.1746 | 13.6243 | 5.4497 | 0 | 0 | 0 | 0 | 6.6607 | 4.5414 | 2.4221 | 0 | 27.2485 | 0 | 4.12 | 13.3215 | 16.6519 | 3.3304 | 0 | 27.2485 | 0 | 6.7125 | 13.927 | 22.7071 | 4.2387 | 0 | 27.2485 | 0 | 8.19
2014-01-01 | 19時 |  | 6.8555 | 0 | 11.4162 | 0 | [9 empty] | 0.61292 | 0 | 0 | 0 | 0 | 0.94613 | 0 | 0 | 0 | 0 | 0 | 0 | 0 | 0 | 0 | 0 | 0 | 0 | 0 | 0 | 0 | 0 | 0.047552 | 0.00013 | 0.00025 | 0.00038 | 0.0005 | 0.12879 | 0 | 0.006537 |  | 0.0998 | 0.1355 | 0.2049 | 0.2056 | 2014-01-20 | [16 empty] | 8.2341 | 13.7235 | 5.4894 | 0 | 0 | 0 | 0 | 6.7093 | 4.5745 | 2.4397 | 0 | 27.4469 | 0 | 4.0647 | 13.4185 | 16.7731 | 3.3546 | 0 | 27.4469 | 0 | 6.6203 | 14.0284 | 22.8725 | 4.2695 | 0 | 27.4469 | 0 | 8.0794
2014-01-01 | 20時 |  | 6.7698 | 0 | 5.5591 | 0 | [9 empty] | 0.60392 | 0 | 0 | 0 | 0 | 0.52558 | 0 | 0 | 0 | 0 | 0 | 0 | 0 | 0 | 0 | 0 | 0 | 0 | 0 | 0 | 0 | 0 | 0.047552 | 0.00033 | 0.00067 | 0.001 | 0.00133 | 0.16769 | 0.10779 | 0.006537 |  | 0.0917 | 0.1275 | 0.2183 | 0.219 | 2014-01-21 | [16 empty] | 3.985 | 3.0654 | 3.6784 | 0 | 27.5884 | 0 | 0 | 14.7138 | 10.7288 | 3.6784 | 0 | 27.5884 | 0 | 3.9459 | 20.8445 | 24.523 | 3.6784 | 0 | 27.5884 | 0 | 6.4224 | 21.4576 | 30.6537 | 4.5981 | 0 | 27.5884 | 0 | 7.8419
2014-01-01 | 21時 |  | 7.0144 | 0 | 4.5905 | 0 | [9 empty] | 0.61615 | 0 | 0 | 0 | 0 | 0.47589 | 0 | 0 | 0 | 0 | 0 | 0 | 0 | 0 | 0 | 0 | 0 | 0 | 0 | 0 | 0 | 0 | 0.047552 | 0.00628 | 0.01256 | 0.01884 | 0.02512 | 0.12467 | 0.18846 | 0.012659 |  | 0.1755 | 0.2411 | 0.3458 | 0.3465 | 2014-01-22 | [16 empty] | 1.2242 | 3.0606 | 1.8364 | 0 | 0 | 0 | 0 | 5.8151 | 3.0606 | 1.8364 | 0 | 0 | 0 | 0 | 8.8757 | 16.8333 | 4.897 | 0 | 0 | 0 | 0 | 4.897 | 29.0757 | 4.2848 | 0 | 0 | 0 | 0
2014-01-01 | 22時 |  | 0 | 0 | 0 | 0 | [9 empty] | 0 | 0 | 0 | 0 | 0 | 0 | 0 | 0 | 0 | 0 | 0 | 0 | 0 | 0 | 0 | 0 | 0 | 0 | 0 | 0 | 0 | 0 | 0.047552 | 0.00649 | 0.01298 | 0.01947 | 0.02595 | 0.12467 | 0.16133 | 0.043827 |  | 0.1139 | 0.1795 | 0.3002 | 0.3009 | 2014-01-23 | [16 empty] | 8.2998 | 13.8329 | 5.5332 | 0 | 0 | 0 | 0 | 6.7628 | 4.611 | 2.4592 | 0 | 27.6659 | 0 | 4.0294 | 13.5255 | 16.9069 | 3.3814 | 0 | 27.6659 | 0 | 6.5615 | 14.1403 | 23.0549 | 4.3036 | 0 | 27.6659 | 0 | 8.0087
2014-01-01 | 23時 |  | 0 | 0 | 0 | 0 | [9 empty] | 0 | 0 | 0 | 0 | 0 | 0 | 0 | 0 | 0 | 0 | 0 | 0 | 0 | 0 | 0 | 0 | 0 | 0 | 0 | 0 | 0 | 0 | 0.047552 | 0.00331 | 0.00661 | 0.00992 | 0.01323 | 0.062335 | 0.15709 | 0.04296 |  | 0.1578 | 0.1578 | 0.1806 | 0.1812 | 2014-01-24 | [16 empty] | 5.2367 | 9.2412 | 2.4643 | 0 | 0 | 0 | 0 | 6.7769 | 16.9422 | 2.4643 | 0 | 0 | 0 | 0 | 7.393 | 9.2412 | 1.8482 | 0 | 27.7237 | 0 | 6.6641 | 9.5493 | 15.402 | 1.2322 | 0 | 27.7237 | 0 | 8.1319
2014-01-02 | 0時 |  | 0 | 0 | 0 | 0 | [9 empty] | 0 | 0 | 0 | 0 | 0 | 0 | 0 | 0 | 0 | 0 | 0 | 0 | 0 | 0 | 0 | 0 | 0 | 0 | 0 | 0 | 0 | 0 | 0.047552 | 0.00013 | 0.00025 | 0.00038 | 0.0005 | 0 | 0.078899 | 0.011656 |  | 0.1578 | 0.1578 | 0.1806 | 0.1812 | 2014-01-25 | [16 empty] | 4.0245 | 3.0958 | 3.715 | 0 | 27.8622 | 0 | 0 | 14.8599 | 10.8353 | 3.715 | 0 | 27.8622 | 0 | 3.9584 | 20.4323 | 24.7664 | 4.3341 | 0 | 27.8622 | 0 | 6.4432 | 21.0515 | 30.958 | 5.2629 | 0 | 27.8622 | 0 | 7.8669
2014-01-02 | 1時 |  | 0 | 0 | 0 | 0 | [9 empty] | 0 | 0 | 0 | 0 | 0 | 0 | 0 | 0 | 0 | 0 | 0 | 0 | 0 | 0 | 0 | 0 | 0 | 0 | 0 | 0 | 0 | 0 | 0.047552 | 0.00013 | 0.00025 | 0.00038 | 0.0005 | 0 | 0 | 0 |  | 0.0483 | 0.0483 | 0.0711 | 0.0717 | 2014-01-26 | [16 empty] | 5.2649 | 9.2911 | 2.4776 | 0 | 0 | 0 | 0 | 6.8135 | 17.0337 | 2.4776 | 0 | 0 | 0 | 0 | 7.4329 | 9.2911 | 1.8582 | 0 | 27.8733 | 0 | 6.1021 | 9.6008 | 15.4851 | 1.2388 | 0 | 27.8733 | 0 | 7.4575
2014-01-02 | 2時 |  | 0 | 0 | 0 | 0 | [9 empty] | 0 | 0 | 0 | 0 | 0 | 0 | 0 | 0 | 0 | 0 | 0 | 0 | 0 | 0 | 0 | 0 | 0 | 0 | 0 | 0 | 0 | 0 | 0.047552 | 0.00013 | 0.00025 | 0.00038 | 0.0005 | 0 | 0 | 0 |  | 0.056 | 0.0561 | 0.0788 | 0.0795 | 2014-01-27 | [16 empty] | 8.3242 | 13.8736 | 5.5494 | 0 | 0 | 0 | 0 | 6.7827 | 4.6245 | 2.4664 | 0 | 27.7472 | 0 | 3.9822 | 13.5653 | 16.9566 | 3.3913 | 0 | 27.7472 | 0 | 6.4828 | 14.1819 | 23.1227 | 4.3162 | 0 | 27.7472 | 0 | 7.9144
2014-01-02 | 3時 |  | 0 | 0 | 0 | 0 | [9 empty] | 0 | 0 | 0 | 0 | 0 | 0 | 0 | 0 | 0 | 0 | 0 | 0 | 0 | 0 | 0 | 0 | 0 | 0 | 0 | 0 | 0 | 0 | 0.047552 | 0.00013 | 0.00025 | 0.00038 | 0.0005 | 0 | 0 | 0 |  | 0.056 | 0.0561 | 0.0788 | 0.0795 | 2014-01-28 | [16 empty] | 4.0438 | 3.1107 | 3.7328 | 0 | 27.9959 | 0 | 0 | 14.9311 | 10.8873 | 3.7328 | 0 | 27.9959 | 0 | 4.0719 | 21.1524 | 24.8852 | 3.7328 | 0 | 27.9959 | 0 | 6.6323 | 21.7746 | 31.1065 | 4.666 | 0 | 27.9959 | 0 | 8.0938
2014-01-02 | 4時 |  | 0 | 0 | 0 | 0 | [9 empty] | 0 | 0 | 0 | 0 | 0 | 0 | 0 | 0 | 0 | 0 | 0 | 0 | 0 | 0 | 0 | 0 | 0 | 0 | 0 | 0 | 0 | 0 | 0.047552 | 0.00013 | 0.00025 | 0.00038 | 0.0005 | 0 | 0 | 0 |  | 0.0483 | 0.0483 | 0.0711 | 0.0717 | 2014-01-29 | [16 empty] | 4.3758 | 12.5022 | 5.0009 | 0 | 28.13 | 0 | 0 | 20.0036 | 20.3161 | 5.0009 | 0 | 28.13 | 0 | 4.0281 | 25.6296 | 32.8184 | 7.1888 | 0 | 28.13 | 0 | 6.5594 | 28.7551 | 37.5067 | 7.1888 | 0 | 28.13 | 0 | 8.0062
2014-01-02 | 5時 |  | 26.7583 | 2.7446 | 0 | 0 | [9 empty] | 3.5827 | 0 | 0 | 0 | 0 | 0 | 0 | 0 | 0 | 0 | 0 | 0 | 0 | 0 | 0 | 0 | 0 | 0 | 0 | 0 | 0 | 0 | 0.047552 | 0.00013 | 0.00025 | 0.00038 | 0.0005 | 0 | 0 | 0 |  | 0.056 | 0.0561 | 0.0788 | 0.0795 | 2014-01-30 | [16 empty] | 8.4222 | 14.0371 | 5.6148 | 0 | 0 | 0 | 0 | 6.8626 | 4.679 | 2.4955 | 0 | 28.0742 | 0 | 4.1519 | 13.7251 | 17.1564 | 3.4313 | 0 | 28.0742 | 0 | 6.7656 | 14.349 | 23.3951 | 4.3671 | 0 | 28.0742 | 0 | 8.2538
2014-01-02 | 6時 |  | 11.748 | 0 | 0 | 0 | [9 empty] | 1.0114 | 0 | 0 | 0 | 0 | 0 | 0 | 0 | 0 | 0 | 0 | 0 | 0 | 0 | 0 | 0 | 0 | 0 | 0 | 0 | 0 | 0 | 0.047552 | 0.00338 | 0.00675 | 0.01013 | 0.01351 | 0 | 0.024649 | 0.011815 |  | 0.1925 | 0.2611 | 0.3525 | 0.3531 | 2014-01-31 | [16 empty] | 5.3129 | 9.3757 | 2.5002 | 0 | 0 | 0 | 0 | 6.8755 | 17.1888 | 2.5002 | 0 | 0 | 0 | 0 | 7.5006 | 9.3757 | 1.8751 | 0 | 28.1272 | 0 | 6.7979 | 9.6883 | 15.6262 | 1.2501 | 0 | 28.1272 | 0 | 8.2925
2014-01-02 | 7時 |  | 9.6051 | 0 | 0 | 0 | [9 empty] | 0.84009 | 0 | 0 | 0 | 0 | 0 | 0 | 0 | 0 | 0 | 0 | 0 | 0 | 0 | 0 | 0 | 0 | 0 | 0 | 0 | 0 | 0 | 0.047552 | 0.00054 | 0.00108 | 0.00163 | 0.00217 | 0.13859 | 0.053895 | 0.036861 |  | 0.1524 | 0.248 | 0.3662 | 0.3669 | 2014-02-01 | [16 empty] | 8.4793 | 14.1321 | 5.6528 | 0 | 0 | 0 | 0 | 6.909 | 4.7107 | 2.5124 | 0 | 28.2642 | 0 | 3.8844 | 13.8181 | 17.2726 | 3.4545 | 0 | 28.2642 | 0 | 6.3198 | 14.4462 | 23.5535 | 4.3967 | 0 | 28.2642 | 0 | 7.7188
2014-01-02 | 8時 |  | 5.0696 | 0 | 0 | 0 | [9 empty] | 0.48824 | 0 | 0 | 0 | 0 | 0 | 0 | 0 | 0 | 0 | 0 | 0 | 0 | 0 | 0 | 0 | 0 | 0 | 0 | 0 | 0 | 0 | 0.047552 | 0.00054 | 0.00108 | 0.00163 | 0.00217 | 0.093503 | 0 | 0.035602 |  | 0.1091 | 0.1448 | 0.2032 | 0.2039 | 2014-02-02 | [16 empty] | 8.454 | 14.09 | 5.636 | 0 | 0 | 0 | 0 | 6.8885 | 4.6967 | 2.5049 | 0 | 28.18 | 0 | 3.9422 | 13.7769 | 17.2211 | 3.4442 | 0 | 28.18 | 0 | 6.4161 | 14.4031 | 23.4834 | 4.3836 | 0 | 28.18 | 0 | 7.8344
2014-01-02 | 9時 |  | 0 | 0 | 0 | 0 | [9 empty] | 0 | 0 | 0 | 0 | 0 | 0 | 0 | 0 | 0 | 0 | 0 | 0 | 0 | 0 | 0 | 0 | 0 | 0 | 0 | 0 | 0 | 0 | 0.047552 | 0.00013 | 0.00025 | 0.00038 | 0.0005 | 0.17838 | 0.10971 | 0.042749 |  | 0.3011 | 0.3368 | 0.3953 | 0.396 | 2014-02-03 | [16 empty] | 8.4381 | 14.0635 | 5.6254 | 0 | 0 | 0 | 0 | 6.8755 | 4.6878 | 2.5002 | 0 | 28.127 | 0 | 3.8897 | 13.751 | 17.1887 | 3.4377 | 0 | 28.127 | 0 | 6.3286 | 14.376 | 23.4392 | 4.3753 | 0 | 28.127 | 0 | 7.7294
2014-01-02 | 10時 |  | 0 | 0 | 0 | 0 | [9 empty] | 0 | 0 | 0 | 0 | 0 | 0 | 0 | 0 | 0 | 0 | 0 | 0 | 0 | 0 | 0 | 0 | 0 | 0 | 0 | 0 | 0 | 0 | 0.047552 | 0.00033 | 0.00067 | 0.001 | 0.00133 | 0.093503 | 0 | 0.012523 |  | 0.0483 | 0.0483 | 0.0711 | 0.0717 | 2014-02-04 | [16 empty] | 4.0451 | 3.1116 | 3.7339 | 0 | 28.0046 | 0 | 0 | 14.9358 | 10.8907 | 3.7339 | 0 | 28.0046 | 0 | 3.8997 | 21.159 | 24.893 | 3.7339 | 0 | 28.0046 | 0 | 6.3453 | 21.7814 | 31.1162 | 4.6674 | 0 | 28.0046 | 0 | 7.7494
2014-01-02 | 11時 |  | 5.3045 | 0 | 0 | 0 | [9 empty] | 0.4337 | 0 | 0 | 0 | 0 | 0 | 0 | 0 | 0 | 0 | 0 | 0 | 0 | 0 | 0 | 0 | 0 | 0 | 0 | 0 | 0 | 0 | 0.047552 | 0.00013 | 0.00025 | 0.00038 | 0.0005 | 0 | 0 | 0.0052775 |  | 0.056 | 0.0561 | 0.0788 | 0.0795 | 2014-02-05 | [16 empty] | 1.2431 | 3.1077 | 1.8646 | 0 | 0 | 0 | 0 | 5.9045 | 3.1077 | 1.8646 | 0 | 0 | 0 | 0 | 9.0122 | 17.0921 | 4.9722 | 0 | 0 | 0 | 0 | 4.9722 | 29.5227 | 4.3507 | 0 | 0 | 0 | 0
2014-01-02 | 12時 |  | 1.2894 | 0 | 0 | 0 | [9 empty] | 0.19012 | 0 | 0 | 0 | 0 | 0 | 0 | 0 | 0 | 0 | 0 | 0 | 0 | 0 | 0 | 0 | 0 | 0 | 0 | 0 | 0 | 0 | 0.047552 | 0.00338 | 0.00675 | 0.01013 | 0.01351 | 0.05371 | 0 | 0.0052775 |  | 0.1983 | 0.2727 | 0.3698 | 0.3705 | 2014-02-06 | [16 empty] | 8.4302 | 14.0503 | 5.6201 | 0 | 0 | 0 | 0 | 6.869 | 4.6834 | 2.4978 | 0 | 28.1006 | 0 | 3.9156 | 13.7381 | 17.1726 | 3.4345 | 0 | 28.1006 | 0 | 6.3719 | 14.3625 | 23.4171 | 4.3712 | 0 | 28.1006 | 0 | 7.7812
2014-01-02 | 13時 |  | 0 | 0 | 0 | 0 | [9 empty] | 0 | 0 | 0 | 0 | 0 | 0 | 0 | 0 | 0 | 0 | 0 | 0 | 0 | 0 | 0 | 0 | 0 | 0 | 0 | 0 | 0 | 0 | 0.047552 | 0.00033 | 0.00067 | 0.001 | 0.00133 | 0.11604 | 0 | 0 |  | 0.0483 | 0.0483 | 0.0711 | 0.0717 | 2014-02-07 | [16 empty] | 5.3002 | 9.3534 | 2.4942 | 0 | 0 | 0 | 0 | 6.8591 | 17.1478 | 2.4942 | 0 | 0 | 0 | 0 | 7.4827 | 9.3534 | 1.8707 | 0 | 28.0601 | 0 | 6.4146 | 9.6651 | 15.5889 | 1.2471 | 0 | 28.0601 | 0 | 7.8325
2014-01-02 | 14時 |  | 0 | 0 | 0 | 0 | [9 empty] | 0 | 0 | 0 | 0 | 0 | 0 | 0 | 0 | 0 | 0 | 0 | 0 | 0 | 0 | 0 | 0 | 0 | 0 | 0 | 0 | 0 | 0 | 0.047552 | 0.00013 | 0.00025 | 0.00038 | 0.0005 | 0.031168 | 0 | 0.017801 |  | 0.056 | 0.0561 | 0.0788 | 0.0795 | 2014-02-08 | [16 empty] | 4.0416 | 3.109 | 3.7308 | 0 | 27.9806 | 0 | 0 | 14.923 | 10.8814 | 3.7308 | 0 | 27.9806 | 0 | 3.9831 | 20.5191 | 24.8717 | 4.3525 | 0 | 27.9806 | 0 | 6.4844 | 21.1409 | 31.0896 | 5.2852 | 0 | 27.9806 | 0 | 7.9162
2014-01-02 | 15時 |  | 8.5949 | 0 | 0 | 0 | [9 empty] | 0.66374 | 0 | 0 | 0 | 0 | 0 | 0 | 0 | 0 | 0 | 0 | 0 | 0 | 0 | 0 | 0 | 0 | 0 | 0 | 0 | 0 | 0 | 0.047552 | 0.00013 | 0.00025 | 0.00038 | 0.0005 | 0 | 0 | 0 |  | 0.056 | 0.0561 | 0.0788 | 0.0795 | 2014-02-09 | [16 empty] | 5.2801 | 9.3178 | 2.4847 | 0 | 0 | 0 | 0 | 6.833 | 17.0826 | 2.4847 | 0 | 0 | 0 | 0 | 7.4542 | 9.3178 | 1.8636 | 0 | 27.9533 | 0 | 6.2786 | 9.6284 | 15.5296 | 1.2424 | 0 | 27.9533 | 0 | 7.6694
2014-01-02 | 16時 |  | 5.6149 | 0 | 0 | 0 | [9 empty] | 0.47087 | 0 | 0 | 0 | 0 | 0 | 0 | 0 | 0 | 0 | 0 | 0 | 0 | 0 | 0 | 0 | 0 | 0 | 0 | 0 | 0 | 0 | 0.047552 | 0.00033 | 0.00067 | 0.001 | 0.00133 | 0.062335 | 0 | 0.0052775 |  | 0.0483 | 0.0483 | 0.0711 | 0.0717 | 2014-02-10 | [16 empty] | 8.3327 | 13.8878 | 5.5551 | 0 | 0 | 0 | 0 | 6.7896 | 4.6293 | 2.4689 | 0 | 27.7756 | 0 | 3.8037 | 13.5792 | 16.974 | 3.3948 | 0 | 27.7756 | 0 | 6.1854 | 14.1964 | 23.1463 | 4.3206 | 0 | 27.7756 | 0 | 7.5575
2014-01-02 | 17時 |  | 8.3537 | 0 | 6.0047 | 0 | [9 empty] | 0.65718 | 0 | 0 | 0 | 0 | 0.44809 | 0 | 0 | 0 | 0 | 0 | 0 | 0 | 0 | 0 | 0 | 0 | 0 | 0 | 0 | 0 | 0 | 0.047552 | 0.00033 | 0.00067 | 0.001 | 0.00133 | 0.10536 | 0 | 0.0082775 |  | 0.1304 | 0.2048 | 0.3019 | 0.3026 | 2014-02-11 | [16 empty] | 3.9797 | 3.0613 | 3.6736 | 0 | 27.552 | 0 | 0 | 14.6944 | 10.7147 | 3.6736 | 0 | 27.552 | 0 | 3.6688 | 20.8171 | 24.4907 | 3.6736 | 0 | 27.552 | 0 | 5.9604 | 21.4294 | 30.6134 | 4.592 | 0 | 27.552 | 0 | 7.2875
2014-01-02 | 18時 |  | 8.3392 | 0 | 0 | 0 | [9 empty] | 0.65613 | 0 | 0 | 0 | 0 | 0 | 0 | 0 | 0 | 0 | 0 | 0 | 0 | 0 | 0 | 0 | 0 | 0 | 0 | 0 | 0 | 0 | 0.047552 | 0.00642 | 0.01284 | 0.01926 | 0.02568 | 0.12467 | 0 | 0.0082775 |  | 0.303 | 0.3387 | 0.3972 | 0.5469 | 2014-02-12 | [16 empty] | 4.2655 | 12.1871 | 4.8748 | 0 | 27.4209 | 0 | 0 | 19.4993 | 19.804 | 4.8748 | 0 | 27.4209 | 0 | 3.8691 | 24.9835 | 31.9911 | 7.0076 | 0 | 27.4209 | 0 | 6.2943 | 28.0303 | 36.5612 | 7.0076 | 0 | 27.4209 | 0 | 7.6881
2014-01-02 | 19時 |  | 4.9542 | 0 | 6.027 | 0 | [9 empty] | 0.42719 | 0 | 0 | 0 | 0 | 0.44861 | 0 | 0 | 0 | 0 | 0 | 0 | 0 | 0 | 0 | 0 | 0 | 0 | 0 | 0 | 0 | 0 | 0.047552 | 0.00642 | 0.01284 | 0.01926 | 0.02568 | 0.21072 | 0.10708 | 0.0082775 |  | 0.0991 | 0.1348 | 0.1932 | 0.1939 | 2014-02-13 | [16 empty] | 8.2129 | 13.6882 | 5.4753 | 0 | 0 | 0 | 0 | 6.692 | 4.5627 | 2.4335 | 0 | 27.3764 | 0 | 3.8 | 13.384 | 16.73 | 3.346 | 0 | 27.3764 | 0 | 6.1792 | 13.9924 | 22.8137 | 4.2586 | 0 | 27.3764 | 0 | 7.55
2014-01-02 | 20時 |  | 5.3741 | 0 | 4.9104 | 0 | [9 empty] | 0.45825 | 0 | 0 | 0 | 0 | 0.37183 | 0 | 0 | 0 | 0 | 0 | 0 | 0 | 0 | 0 | 0 | 0 | 0 | 0 | 0 | 0 | 0 | 0.047552 | 0.00033 | 0.00067 | 0.001 | 0.00133 | 0.14927 | 0.027125 | 0 |  | 0.0917 | 0.1275 | 0.2102 | 0.2109 | 2014-02-14 | [16 empty] | 5.1608 | 9.1073 | 2.4286 | 0 | 0 | 0 | 0 | 6.6787 | 16.6967 | 2.4286 | 0 | 0 | 0 | 0 | 7.2858 | 9.1073 | 1.8215 | 0 | 27.3219 | 0 | 6.1078 | 9.4109 | 15.1788 | 1.2143 | 0 | 27.3219 | 0 | 7.4644
2014-01-02 | 21時 |  | 5.6467 | 0 | 5.6182 | 0 | [9 empty] | 0.47439 | 0 | 0 | 0 | 0 | 0.50364 | 0 | 0 | 0 | 0 | 0 | 0 | 0 | 0 | 0 | 0 | 0 | 0 | 0 | 0 | 0 | 0 | 0.047552 | 0.00033 | 0.00067 | 0.001 | 0.00133 | 0.14618 | 0.10814 | 0.031304 |  | 0.1216 | 0.1873 | 0.2837 | 0.2844 | 2014-02-15 | [16 empty] | 8.1706 | 13.6176 | 5.447 | 0 | 0 | 0 | 0 | 6.6575 | 4.5392 | 2.4209 | 0 | 27.2352 | 0 | 3.7219 | 13.315 | 16.6437 | 3.3287 | 0 | 27.2352 | 0 | 6.049 | 13.9202 | 22.696 | 4.2366 | 0 | 27.2352 | 0 | 7.3937
2014-01-02 | 22時 |  | 5.9417 | 0 | 2.1492 | 0 | [9 empty] | 0.50102 | 0 | 0 | 0 | 0 | 0.22191 | 0 | 0 | 0 | 0 | 0 | 0 | 0 | 0 | 0 | 0 | 0 | 0 | 0 | 0 | 0 | 0 | 0.047552 | 0.00628 | 0.01256 | 0.01884 | 0.02512 | 0.12467 | 0.16133 | 0.043827 |  | 0.1738 | 0.1917 | 0.262 | 0.2626 | 2014-02-16 | [16 empty] | 8.1252 | 13.5421 | 5.4168 | 0 | 0 | 0 | 0 | 6.6206 | 4.514 | 2.4075 | 0 | 27.0841 | 0 | 3.6559 | 13.2411 | 16.5514 | 3.3103 | 0 | 27.0841 | 0 | 5.9391 | 13.843 | 22.5701 | 4.2131 | 0 | 27.0841 | 0 | 7.2619
2014-01-02 | 23時 |  | 0 | 0 | 0 | 0 | [9 empty] | 0 | 0 | 0 | 0 | 0 | 0 | 0 | 0 | 0 | 0 | 0 | 0 | 0 | 0 | 0 | 0 | 0 | 0 | 0 | 0 | 0 | 0 | 0.047552 | 0.0067 | 0.01339 | 0.02009 | 0.02679 | 0.12467 | 0.18881 | 0.031848 |  | 0.1877 | 0.2176 | 0.2756 | 0.2763 | 2014-02-17 | [16 empty] | 8.0778 | 13.4631 | 5.3852 | 0 | 0 | 0 | 0 | 6.582 | 4.4877 | 2.3934 | 0 | 26.9262 | 0 | 3.9116 | 13.1639 | 16.4549 | 3.291 | 0 | 26.9262 | 0 | 6.3651 | 13.7623 | 22.4385 | 4.1885 | 0 | 26.9262 | 0 | 7.7731
2014-01-03 | 0時 |  | 0 | 0 | 0 | 0 | [9 empty] | 0 | 0 | 0 | 0 | 0 | 0 | 0 | 0 | 0 | 0 | 0 | 0 | 0 | 0 | 0 | 0 | 0 | 0 | 0 | 0 | 0 | 0 | 0.047552 | 0.00013 | 0.00025 | 0.00038 | 0.0005 | 0 | 0.078899 | 0.011656 |  | 0.1578 | 0.1578 | 0.1806 | 0.1812 | 2014-02-18 | [16 empty] | 3.8867 | 2.9898 | 3.5877 | 0 | 26.9081 | 0 | 0 | 14.351 | 10.4643 | 3.5877 | 0 | 26.9081 | 0 | 4.0187 | 20.3306 | 23.9183 | 3.5877 | 0 | 26.9081 | 0 | 6.5438 | 20.9285 | 29.8979 | 4.4847 | 0 | 26.9081 | 0 | 7.9875
2014-01-03 | 1時 |  | 0 | 0 | 0 | 0 | [9 empty] | 0 | 0 | 0 | 0 | 0 | 0 | 0 | 0 | 0 | 0 | 0 | 0 | 0 | 0 | 0 | 0 | 0 | 0 | 0 | 0 | 0 | 0 | 0.047552 | 0.00013 | 0.00025 | 0.00038 | 0.0005 | 0 | 0 | 0 |  | 0.0483 | 0.0483 | 0.0711 | 0.0717 | 2014-02-19 | [16 empty] | 1.1969 | 2.9922 | 1.7953 | 0 | 0 | 0 | 0 | 5.6852 | 2.9922 | 1.7953 | 0 | 0 | 0 | 0 | 8.6774 | 16.4571 | 4.7875 | 0 | 0 | 0 | 0 | 4.7875 | 28.4259 | 4.1891 | 0 | 0 | 0 | 0
2014-01-03 | 2時 |  | 0 | 0 | 0 | 0 | [9 empty] | 0 | 0 | 0 | 0 | 0 | 0 | 0 | 0 | 0 | 0 | 0 | 0 | 0 | 0 | 0 | 0 | 0 | 0 | 0 | 0 | 0 | 0 | 0.047552 | 0.00013 | 0.00025 | 0.00038 | 0.0005 | 0 | 0 | 0 |  | 0.056 | 0.0561 | 0.0788 | 0.0795 | 2014-02-20 | [16 empty] | 8.1194 | 13.5324 | 5.4129 | 0 | 0 | 0 | 0 | 6.6158 | 4.5108 | 2.4058 | 0 | 27.0647 | 0 | 4.1034 | 13.2316 | 16.5396 | 3.3079 | 0 | 27.0647 | 0 | 6.6849 | 13.8331 | 22.5539 | 4.2101 | 0 | 27.0647 | 0 | 8.1569
2014-01-03 | 3時 |  | 0 | 0 | 0 | 0 | [9 empty] | 0 | 0 | 0 | 0 | 0 | 0 | 0 | 0 | 0 | 0 | 0 | 0 | 0 | 0 | 0 | 0 | 0 | 0 | 0 | 0 | 0 | 0 | 0.047552 | 0.00013 | 0.00025 | 0.00038 | 0.0005 | 0 | 0 | 0 |  | 0.056 | 0.0561 | 0.0788 | 0.0795 | 2014-02-21 | [16 empty] | 5.1467 | 9.0823 | 2.422 | 0 | 0 | 0 | 0 | 6.6604 | 16.6509 | 2.422 | 0 | 0 | 0 | 0 | 7.2659 | 9.0823 | 1.8165 | 0 | 27.247 | 0 | 6.325 | 9.3851 | 15.1372 | 1.211 | 0 | 27.247 | 0 | 7.725
2014-01-03 | 4時 |  | 0 | 0 | 0 | 0 | [9 empty] | 0 | 0 | 0 | 0 | 0 | 0 | 0 | 0 | 0 | 0 | 0 | 0 | 0 | 0 | 0 | 0 | 0 | 0 | 0 | 0 | 0 | 0 | 0.047552 | 0.00013 | 0.00025 | 0.00038 | 0.0005 | 0 | 0 | 0 |  | 0.0483 | 0.0483 | 0.0711 | 0.0717 | 2014-02-22 | [16 empty] | 3.9549 | 3.0422 | 3.6507 | 0 | 27.38 | 0 | 0 | 14.6027 | 10.6478 | 3.6507 | 0 | 27.38 | 0 | 3.9512 | 20.0787 | 24.3378 | 4.2591 | 0 | 27.38 | 0 | 6.4313 | 20.6871 | 30.4223 | 5.1718 | 0 | 27.38 | 0 | 7.8525
2014-01-03 | 5時 |  | 21.3542 | 1.7498 | 0 | 0 | [9 empty] | 3.6286 | 0 | 0 | 0 | 0 | 0 | 0 | 0 | 0 | 0 | 0 | 0 | 0 | 0 | 0 | 0 | 0 | 0 | 0 | 0 | 0 | 0 | 0.047552 | 0.00013 | 0.00025 | 0.00038 | 0.0005 | 0 | 0 | 0 |  | 0.056 | 0.0561 | 0.0788 | 0.0795 | 2014-02-23 | [16 empty] | 5.1812 | 9.1433 | 2.4382 | 0 | 0 | 0 | 0 | 6.7051 | 16.7628 | 2.4382 | 0 | 0 | 0 | 0 | 7.3147 | 9.1433 | 1.8287 | 0 | 27.43 | 0 | 6.6323 | 9.4481 | 15.2389 | 1.2191 | 0 | 27.43 | 0 | 8.0938
2014-01-03 | 6時 |  | 8.9426 | 0 | 0 | 0 | [9 empty] | 0.92984 | 0 | 0 | 0 | 0 | 0 | 0 | 0 | 0 | 0 | 0 | 0 | 0 | 0 | 0 | 0 | 0 | 0 | 0 | 0 | 0 | 0 | 0.047552 | 0.00338 | 0.00675 | 0.01013 | 0.01351 | 0 | 0.024649 | 0.011815 |  | 0.1925 | 0.2611 | 0.3525 | 0.3531 | 2014-02-24 | [16 empty] | 8.2786 | 13.7977 | 5.5191 | 0 | 0 | 0 | 0 | 6.7455 | 4.5992 | 2.4529 | 0 | 27.5954 | 0 | 4.1856 | 13.4911 | 16.8638 | 3.3728 | 0 | 27.5954 | 0 | 6.8219 | 14.1043 | 22.9962 | 4.2926 | 0 | 27.5954 | 0 | 8.3212
2014-01-03 | 7時 |  | 6.1306 | 0 | 0 | 0 | [9 empty] | 0.6354 | 0 | 0 | 0 | 0 | 0 | 0 | 0 | 0 | 0 | 0 | 0 | 0 | 0 | 0 | 0 | 0 | 0 | 0 | 0 | 0 | 0 | 0.047552 | 0.00054 | 0.00108 | 0.00163 | 0.00217 | 0.13859 | 0.053895 | 0.036861 |  | 0.1524 | 0.248 | 0.3662 | 0.3669 | 2014-02-25 | [16 empty] | 4.0236 | 3.0951 | 3.7141 | 0 | 27.856 | 0 | 0 | 14.8565 | 10.8329 | 3.7141 | 0 | 27.856 | 0 | 4.0537 | 21.0467 | 24.7609 | 3.7141 | 0 | 27.856 | 0 | 6.6021 | 21.6657 | 30.9511 | 4.6427 | 0 | 27.856 | 0 | 8.0575
2014-01-03 | 8時 |  | 4.9157 | 0 | 0 | 0 | [9 empty] | 0.41083 | 0 | 0 | 0 | 0 | 0 | 0 | 0 | 0 | 0 | 0 | 0 | 0 | 0 | 0 | 0 | 0 | 0 | 0 | 0 | 0 | 0 | 0.047552 | 0.00054 | 0.00108 | 0.00163 | 0.00217 | 0.093503 | 0 | 0.035602 |  | 0.1091 | 0.1448 | 0.2032 | 0.2039 | 2014-02-26 | [16 empty] | 4.3645 | 12.4701 | 4.9881 | 0 | 28.0578 | 0 | 0 | 19.9522 | 20.264 | 4.9881 | 0 | 28.0578 | 0 | 3.6866 | 25.5638 | 32.7341 | 7.1703 | 0 | 28.0578 | 0 | 5.9901 | 28.6813 | 37.4104 | 7.1703 | 0 | 28.0578 | 0 | 7.3231
2014-01-03 | 9時 |  | 0 | 0 | 0 | 0 | [9 empty] | 0 | 0 | 0 | 0 | 0 | 0 | 0 | 0 | 0 | 0 | 0 | 0 | 0 | 0 | 0 | 0 | 0 | 0 | 0 | 0 | 0 | 0 | 0.047552 | 0.00013 | 0.00025 | 0.00038 | 0.0005 | 0.17838 | 0.10971 | 0.042749 |  | 0.3011 | 0.3368 | 0.3953 | 0.396 | 2014-02-27 | [16 empty] | 8.4229 | 14.0382 | 5.6153 | 0 | 0 | 0 | 0 | 6.8631 | 4.6794 | 2.4957 | 0 | 28.0764 | 0 | 3.5934 | 13.7263 | 17.1578 | 3.4316 | 0 | 28.0764 | 0 | 5.8349 | 14.3502 | 23.397 | 4.3674 | 0 | 28.0764 | 0 | 7.1369
2014-01-03 | 10時 |  | 0 | 0 | 0 | 0 | [9 empty] | 0 | 0 | 0 | 0 | 0 | 0 | 0 | 0 | 0 | 0 | 0 | 0 | 0 | 0 | 0 | 0 | 0 | 0 | 0 | 0 | 0 | 0 | 0.047552 | 0.00033 | 0.00067 | 0.001 | 0.00133 | 0.093503 | 0 | 0.012523 |  | 0.0483 | 0.0483 | 0.0711 | 0.0717 | 2014-02-28 | [16 empty] | 5.2668 | 9.2943 | 2.4785 | 0 | 0 | 0 | 0 | 6.8158 | 17.0396 | 2.4785 | 0 | 0 | 0 | 0 | 7.4355 | 9.2943 | 1.8589 | 0 | 27.883 | 0 | 5.8448 | 9.6041 | 15.4905 | 1.2392 | 0 | 27.883 | 0 | 7.1487
2014-01-03 | 11時 |  | 9.6917 | 0 | 0 | 0 | [9 empty] | 0.72953 | 0 | 0 | 0 | 0 | 0 | 0 | 0 | 0 | 0 | 0 | 0 | 0 | 0 | 0 | 0 | 0 | 0 | 0 | 0 | 0 | 0 | 0.047552 | 0.00013 | 0.00025 | 0.00038 | 0.0005 | 0 | 0 | 0.0052775 |  | 0.056 | 0.0561 | 0.0788 | 0.0795 | 2014-03-01 | [16 empty] | 8.2884 | 13.8139 | 5.5256 | 0 | 0 | 0 | 0 | 6.7535 | 4.6046 | 2.4558 | 0 | 27.6279 | 0 | 3.6644 | 13.507 | 16.8837 | 3.3767 | 0 | 27.6279 | 0 | 5.9531 | 14.1209 | 23.0232 | 4.2977 | 0 | 27.6279 | 0 | 7.2787
2014-01-03 | 12時 |  | 5.6079 | 0 | 0 | 0 | [9 empty] | 0.44266 | 0 | 0 | 0 | 0 | 0 | 0 | 0 | 0 | 0 | 0 | 0 | 0 | 0 | 0 | 0 | 0 | 0 | 0 | 0 | 0 | 0 | 0.047552 | 0.00338 | 0.00675 | 0.01013 | 0.01351 | 0.05371 | 0 | 0.0052775 |  | 0.1983 | 0.2727 | 0.3698 | 0.3705 | 2014-03-02 | [16 empty] | 8.2122 | 13.6871 | 5.4748 | 0 | 0 | 0 | 0 | 6.6915 | 4.5624 | 2.4333 | 0 | 27.3741 | 0 | 3.7772 | 13.3829 | 16.7286 | 3.3457 | 0 | 27.3741 | 0 | 6.1411 | 13.9912 | 22.8118 | 4.2582 | 0 | 27.3741 | 0 | 7.5044
2014-01-03 | 13時 |  | 0 | 0 | 0 | 0 | [9 empty] | 0 | 0 | 0 | 0 | 0 | 0 | 0 | 0 | 0 | 0 | 0 | 0 | 0 | 0 | 0 | 0 | 0 | 0 | 0 | 0 | 0 | 0 | 0.047552 | 0.00033 | 0.00067 | 0.001 | 0.00133 | 0.11604 | 0 | 0 |  | 0.0483 | 0.0483 | 0.0711 | 0.0717 | 2014-03-03 | [16 empty] | 8.1527 | 13.5879 | 5.4351 | 0 | 0 | 0 | 0 | 6.643 | 4.5293 | 2.4156 | 0 | 27.1757 | 0 | 3.8659 | 13.2859 | 16.6074 | 3.3215 | 0 | 27.1757 | 0 | 6.2891 | 13.8898 | 22.6464 | 4.2273 | 0 | 27.1757 | 0 | 7.6819
2014-01-03 | 14時 |  | 0 | 0 | 0 | 0 | [9 empty] | 0 | 0 | 0 | 0 | 0 | 0 | 0 | 0 | 0 | 0 | 0 | 0 | 0 | 0 | 0 | 0 | 0 | 0 | 0 | 0 | 0 | 0 | 0.047552 | 0.00013 | 0.00025 | 0.00038 | 0.0005 | 0.031168 | 0 | 0.017801 |  | 0.056 | 0.0561 | 0.0788 | 0.0795 | 2014-03-04 | [16 empty] | 3.9235 | 3.0181 | 3.6217 | 0 | 27.1626 | 0 | 0 | 14.4867 | 10.5632 | 3.6217 | 0 | 27.1626 | 0 | 3.9134 | 20.5229 | 24.1445 | 3.6217 | 0 | 27.1626 | 0 | 6.3682 | 21.1265 | 30.1807 | 4.5271 | 0 | 27.1626 | 0 | 7.7769
2014-01-03 | 15時 |  | 12.5681 | 0 | 0 | 0 | [9 empty] | 0.98219 | 0 | 0 | 0 | 0 | 0 | 0 | 0 | 0 | 0 | 0 | 0 | 0 | 0 | 0 | 0 | 0 | 0 | 0 | 0 | 0 | 0 | 0.047552 | 0.00013 | 0.00025 | 0.00038 | 0.0005 | 0 | 0 | 0 |  | 0.056 | 0.0561 | 0.0788 | 0.0795 | 2014-03-05 | [16 empty] | 1.2062 | 3.0155 | 1.8093 | 0 | 0 | 0 | 0 | 5.7295 | 3.0155 | 1.8093 | 0 | 0 | 0 | 0 | 8.745 | 16.5853 | 4.8248 | 0 | 0 | 0 | 0 | 4.8248 | 28.6474 | 4.2217 | 0 | 0 | 0 | 0
2014-01-03 | 16時 |  | 6.7692 | 0 | 0 | 0 | [9 empty] | 0.53151 | 0 | 0 | 0 | 0 | 0 | 0 | 0 | 0 | 0 | 0 | 0 | 0 | 0 | 0 | 0 | 0 | 0 | 0 | 0 | 0 | 0 | 0.047552 | 0.00033 | 0.00067 | 0.001 | 0.00133 | 0.062335 | 0 | 0.0052775 |  | 0.0483 | 0.0483 | 0.0711 | 0.0717 | 2014-03-06 | [16 empty] | 8.1195 | 13.5326 | 5.413 | 0 | 0 | 0 | 0 | 6.6159 | 4.5109 | 2.4058 | 0 | 27.0651 | 0 | 3.8687 | 13.2318 | 16.5398 | 3.308 | 0 | 27.0651 | 0 | 6.2938 | 13.8333 | 22.5543 | 4.2101 | 0 | 27.0651 | 0 | 7.6875
2014-01-03 | 17時 |  | 8.8979 | 0 | 7.7618 | 0 | [9 empty] | 0.68455 | 0 | 0 | 0 | 0 | 0.57787 | 0 | 0 | 0 | 0 | 0 | 0 | 0 | 0 | 0 | 0 | 0 | 0 | 0 | 0 | 0 | 0 | 0.047552 | 0.00033 | 0.00067 | 0.001 | 0.00133 | 0.10536 | 0 | 0.0082775 |  | 0.1304 | 0.2048 | 0.3019 | 0.3026 | 2014-03-07 | [16 empty] | 5.0759 | 8.9575 | 2.3887 | 0 | 0 | 0 | 0 | 6.5688 | 16.422 | 2.3887 | 0 | 0 | 0 | 0 | 7.166 | 8.9575 | 1.7915 | 0 | 26.8724 | 0 | 6.0141 | 9.256 | 14.9291 | 1.1943 | 0 | 26.8724 | 0 | 7.3519
2014-01-03 | 18時 |  | 8.6852 | 0 | 0 | 0 | [9 empty] | 0.67194 | 0 | 0 | 0 | 0 | 0 | 0 | 0 | 0 | 0 | 0 | 0 | 0 | 0 | 0 | 0 | 0 | 0 | 0 | 0 | 0 | 0 | 0.047552 | 0.00642 | 0.01284 | 0.01926 | 0.02568 | 0.12467 | 0 | 0.0082775 |  | 0.303 | 0.3387 | 0.3972 | 0.5469 | 2014-03-08 | [16 empty] | 3.8506 | 2.962 | 3.5544 | 0 | 26.6578 | 0 | 0 | 14.2175 | 10.3669 | 3.5544 | 0 | 26.6578 | 0 | 3.6516 | 19.549 | 23.6958 | 4.1468 | 0 | 26.6578 | 0 | 5.9318 | 20.1414 | 29.6198 | 5.0354 | 0 | 26.6578 | 0 | 7.2531
2014-01-03 | 19時 |  | 5.4137 | 0 | 7.1488 | 0 | [9 empty] | 0.56763 | 0 | 0 | 0 | 0 | 0.73591 | 0 | 0 | 0 | 0 | 0 | 0 | 0 | 0 | 0 | 0 | 0 | 0 | 0 | 0 | 0 | 0 | 0.047552 | 0.00642 | 0.01284 | 0.01926 | 0.02568 | 0.21072 | 0.10708 | 0.0082775 |  | 0.0991 | 0.1348 | 0.1932 | 0.1939 | 2014-03-09 | [16 empty] | 5.0313 | 8.8788 | 2.3677 | 0 | 0 | 0 | 0 | 6.5111 | 16.2779 | 2.3677 | 0 | 0 | 0 | 0 | 7.1031 | 8.8788 | 1.7758 | 0 | 26.6365 | 0 | 5.8057 | 9.1748 | 14.7981 | 1.1838 | 0 | 26.6365 | 0 | 7.1019
2014-01-03 | 20時 |  | 5.7644 | 0 | 5.3672 | 0 | [9 empty] | 0.6036 | 0 | 0 | 0 | 0 | 0.53018 | 0 | 0 | 0 | 0 | 0 | 0 | 0 | 0 | 0 | 0 | 0 | 0 | 0 | 0 | 0 | 0 | 0.047552 | 0.00033 | 0.00067 | 0.001 | 0.00133 | 0.14927 | 0.027125 | 0 |  | 0.0917 | 0.1275 | 0.2102 | 0.2109 | 2014-03-10 | [16 empty] | 7.9878 | 13.3129 | 5.3252 | 0 | 0 | 0 | 0 | 6.5085 | 4.4376 | 2.3667 | 0 | 26.6259 | 0 | 3.7163 | 13.0171 | 16.2714 | 3.2543 | 0 | 26.6259 | 0 | 6.0396 | 13.6088 | 22.1882 | 4.1418 | 0 | 26.6259 | 0 | 7.3825
2014-01-03 | 21時 |  | 6.1056 | 0 | 6.2081 | 0 | [9 empty] | 0.64408 | 0 | 0 | 0 | 0 | 0.65356 | 0 | 0 | 0 | 0 | 0 | 0 | 0 | 0 | 0 | 0 | 0 | 0 | 0 | 0 | 0 | 0 | 0.047552 | 0.00033 | 0.00067 | 0.001 | 0.00133 | 0.14618 | 0.10814 | 0.031304 |  | 0.1216 | 0.1873 | 0.2837 | 0.2844 | 2014-03-11 | [16 empty] | 3.8562 | 2.9663 | 3.5596 | 0 | 26.6969 | 0 | 0 | 14.2384 | 10.3821 | 3.5596 | 0 | 26.6969 | 0 | 3.6706 | 20.171 | 23.7306 | 3.5596 | 0 | 26.6969 | 0 | 5.9635 | 20.7643 | 29.6633 | 4.4495 | 0 | 26.6969 | 0 | 7.2912
2014-01-03 | 22時 |  | 6.3401 | 0 | 2.3454 | 0 | [9 empty] | 0.66897 | 0 | 0 | 0 | 0 | 0.26563 | 0 | 0 | 0 | 0 | 0 | 0 | 0 | 0 | 0 | 0 | 0 | 0 | 0 | 0 | 0 | 0 | 0.047552 | 0.00628 | 0.01256 | 0.01884 | 0.02512 | 0.12467 | 0.16133 | 0.043827 |  | 0.1738 | 0.1917 | 0.262 | 0.2626 | 2014-03-12 | [16 empty] | 4.1534 | 11.867 | 4.7468 | 0 | 26.7007 | 0 | 0 | 18.9872 | 19.2839 | 4.7468 | 0 | 26.7007 | 0 | 3.6006 | 24.3273 | 31.1509 | 6.8235 | 0 | 26.7007 | 0 | 5.8469 | 27.2941 | 35.601 | 6.8235 | 0 | 26.7007 | 0 | 7.1513
2014-01-03 | 23時 |  | 0 | 0 | 0 | 0 | [9 empty] | 0 | 0 | 0 | 0 | 0 | 0 | 0 | 0 | 0 | 0 | 0 | 0 | 0 | 0 | 0 | 0 | 0 | 0 | 0 | 0 | 0 | 0 | 0.047552 | 0.0067 | 0.01339 | 0.02009 | 0.02679 | 0.12467 | 0.18881 | 0.031848 |  | 0.1877 | 0.2176 | 0.2756 | 0.2763 | 2014-03-13 | [16 empty] | 7.978 | 13.2967 | 5.3187 | 0 | 0 | 0 | 0 | 6.5006 | 4.4322 | 2.3639 | 0 | 26.5934 | 0 | 3.5956 | 13.0012 | 16.2515 | 3.2503 | 0 | 26.5934 | 0 | 5.8385 | 13.5922 | 22.1611 | 4.1367 | 0 | 26.5934 | 0 | 7.1413
2014-01-04 | 0時 |  | 0 | 0 | 0 | 0 | [9 empty] | 0 | 0 | 0 | 0 | 0 | 0 | 0 | 0 | 0 | 0 | 0 | 0 | 0 | 0 | 0 | 0 | 0 | 0 | 0 | 0 | 0 | 0 | 0.047552 | 0.00013 | 0.00025 | 0.00038 | 0.0005 | 0 | 0.078899 | 0.011656 |  | 0.1578 | 0.1578 | 0.1806 | 0.1812 | 2014-03-14 | [16 empty] | 4.9921 | 8.8097 | 2.3492 | 0 | 0 | 0 | 0 | 6.4604 | 16.151 | 2.3492 | 0 | 0 | 0 | 0 | 7.0477 | 8.8097 | 1.7619 | 0 | 26.429 | 0 | 5.7229 | 9.1033 | 14.6828 | 1.1746 | 0 | 26.429 | 0 | 7.0025
2014-01-04 | 1時 |  | 0 | 0 | 0 | 0 | [9 empty] | 0 | 0 | 0 | 0 | 0 | 0 | 0 | 0 | 0 | 0 | 0 | 0 | 0 | 0 | 0 | 0 | 0 | 0 | 0 | 0 | 0 | 0 | 0.047552 | 0.00013 | 0.00025 | 0.00038 | 0.0005 | 0 | 0 | 0 |  | 0.0483 | 0.0483 | 0.0711 | 0.0717 | 2014-03-15 | [16 empty] | 7.858 | 13.0967 | 5.2387 | 0 | 0 | 0 | 0 | 6.4028 | 4.3656 | 2.3283 | 0 | 26.1935 | 0 | 3.4678 | 12.8057 | 16.0071 | 3.2014 | 0 | 26.1935 | 0 | 5.6255 | 13.3878 | 21.8279 | 4.0745 | 0 | 26.1935 | 0 | 6.8856
2014-01-04 | 2時 |  | 0 | 0 | 0 | 0 | [9 empty] | 0 | 0 | 0 | 0 | 0 | 0 | 0 | 0 | 0 | 0 | 0 | 0 | 0 | 0 | 0 | 0 | 0 | 0 | 0 | 0 | 0 | 0 | 0.047552 | 0.00013 | 0.00025 | 0.00038 | 0.0005 | 0 | 0 | 0 |  | 0.056 | 0.0561 | 0.0788 | 0.0795 | 2014-03-16 | [16 empty] | 7.7702 | 12.9503 | 5.1801 | 0 | 0 | 0 | 0 | 6.3313 | 4.3168 | 2.3023 | 0 | 25.9006 | 0 | 3.3775 | 12.6625 | 15.8281 | 3.1656 | 0 | 25.9006 | 0 | 5.475 | 13.2381 | 21.5838 | 4.029 | 0 | 25.9006 | 0 | 6.705
2014-01-04 | 3時 |  | 0 | 0 | 0 | 0 | [9 empty] | 0 | 0 | 0 | 0 | 0 | 0 | 0 | 0 | 0 | 0 | 0 | 0 | 0 | 0 | 0 | 0 | 0 | 0 | 0 | 0 | 0 | 0 | 0.047552 | 0.00013 | 0.00025 | 0.00038 | 0.0005 | 0 | 0 | 0 |  | 0.056 | 0.0561 | 0.0788 | 0.0795 | 2014-03-17 | [16 empty] | 7.6805 | 12.8009 | 5.1204 | 0 | 0 | 0 | 0 | 6.2582 | 4.267 | 2.2757 | 0 | 25.6018 | 0 | 3.0987 | 12.5164 | 15.6455 | 3.1291 | 0 | 25.6018 | 0 | 4.9938 | 13.0854 | 21.3348 | 3.9825 | 0 | 25.6018 | 0 | 6.0306
2014-01-04 | 4時 |  | 0 | 0 | 0 | 0 | [9 empty] | 0 | 0 | 0 | 0 | 0 | 0 | 0 | 0 | 0 | 0 | 0 | 0 | 0 | 0 | 0 | 0 | 0 | 0 | 0 | 0 | 0 | 0 | 0.047552 | 0.00013 | 0.00025 | 0.00038 | 0.0005 | 0 | 0 | 0 |  | 0.0483 | 0.0483 | 0.0711 | 0.0717 | 2014-03-18 | [16 empty] | 3.6429 | 2.8023 | 3.3627 | 0 | 25.2203 | 0 | 0 | 13.4508 | 9.8079 | 3.3627 | 0 | 25.2203 | 0 | 3.6547 | 19.0554 | 22.4181 | 3.3627 | 0 | 25.2203 | 0 | 5.937 | 19.6158 | 28.0226 | 4.2034 | 0 | 25.2203 | 0 | 7.2594
2014-01-04 | 5時 |  | 25.16 | 0 | 0 | 0 | [9 empty] | 3.0552 | 0 | 0 | 0 | 0 | 0 | 0 | 0 | 0 | 0 | 0 | 0 | 0 | 0 | 0 | 0 | 0 | 0 | 0 | 0 | 0 | 0 | 0.047552 | 0.00013 | 0.00025 | 0.00038 | 0.0005 | 0 | 0 | 0 |  | 0.056 | 0.0561 | 0.0788 | 0.0795 | 2014-03-19 | [16 empty] | 1.121 | 2.8025 | 1.6815 | 0 | 0 | 0 | 0 | 5.3247 | 2.8025 | 1.6815 | 0 | 0 | 0 | 0 | 8.1272 | 15.4136 | 4.484 | 0 | 0 | 0 | 0 | 4.484 | 26.6235 | 3.9235 | 0 | 0 | 0 | 0
2014-01-04 | 6時 |  | 9.9194 | 0 | 0 | 0 | [9 empty] | 0.82043 | 0 | 0 | 0 | 0 | 0 | 0 | 0 | 0 | 0 | 0 | 0 | 0 | 0 | 0 | 0 | 0 | 0 | 0 | 0 | 0 | 0 | 0.047552 | 0.00338 | 0.00675 | 0.01013 | 0.01351 | 0 | 0.024649 | 0.011815 |  | 0.1925 | 0.2611 | 0.3525 | 0.3531 | 2014-03-20 | [16 empty] | 7.5803 | 12.6338 | 5.0535 | 0 | 0 | 0 | 0 | 6.1765 | 4.2113 | 2.246 | 0 | 25.2677 | 0 | 3.5166 | 12.3531 | 15.4413 | 3.0883 | 0 | 25.2677 | 0 | 5.7068 | 12.9146 | 21.0564 | 3.9305 | 0 | 25.2677 | 0 | 6.9831
2014-01-04 | 7時 |  | 8.3326 | 0 | 0 | 0 | [9 empty] | 0.69183 | 0 | 0 | 0 | 0 | 0 | 0 | 0 | 0 | 0 | 0 | 0 | 0 | 0 | 0 | 0 | 0 | 0 | 0 | 0 | 0 | 0 | 0.047552 | 0.00054 | 0.00108 | 0.00163 | 0.00217 | 0.13859 | 0.053895 | 0.036861 |  | 0.1524 | 0.248 | 0.3662 | 0.3669 | 2014-03-21 | [16 empty] | 3.6322 | 2.794 | 3.3528 | 0 | 25.1462 | 0 | 0 | 13.4113 | 9.7791 | 3.3528 | 0 | 25.1462 | 0 | 3.1794 | 18.9994 | 22.3522 | 3.3528 | 0 | 25.1462 | 0 | 5.1281 | 19.5582 | 27.9402 | 4.191 | 0 | 25.1462 | 0 | 6.2053
2014-01-04 | 8時 |  | 7.5961 | 0 | 0 | 0 | [9 empty] | 0.641 | 0 | 0 | 0 | 0 | 0 | 0 | 0 | 0 | 0 | 0 | 0 | 0 | 0 | 0 | 0 | 0 | 0 | 0 | 0 | 0 | 0 | 0.047552 | 0.00054 | 0.00108 | 0.00163 | 0.00217 | 0.093503 | 0 | 0.035602 |  | 0.1091 | 0.1448 | 0.2032 | 0.2039 | 2014-03-22 | [16 empty] | 3.5869 | 2.7591 | 3.311 | 0 | 24.8322 | 0 | 0 | 13.2438 | 9.657 | 3.311 | 0 | 24.8322 | 0 | 3.4597 | 18.2103 | 22.0731 | 3.8628 | 0 | 24.8322 | 0 | 5.612 | 18.7621 | 27.5913 | 4.6905 | 0 | 24.8322 | 0 | 6.8694
2014-01-04 | 9時 |  | 0 | 0 | 0 | 0 | [9 empty] | 0 | 0 | 0 | 0 | 0 | 0 | 0 | 0 | 0 | 0 | 0 | 0 | 0 | 0 | 0 | 0 | 0 | 0 | 0 | 0 | 0 | 0 | 0.047552 | 0.00013 | 0.00025 | 0.00038 | 0.0005 | 0.17838 | 0.10971 | 0.042749 |  | 0.3011 | 0.3368 | 0.3953 | 0.396 | 2014-03-23 | [16 empty] | 4.6743 | 8.2488 | 2.1997 | 0 | 0 | 0 | 0 | 6.0491 | 15.1229 | 2.1997 | 0 | 0 | 0 | 0 | 6.5991 | 8.2488 | 1.6498 | 0 | 24.7465 | 0 | 5.7203 | 8.5238 | 13.7481 | 1.0998 | 0 | 24.7465 | 0 | 6.9994
2014-01-04 | 10時 |  | 0 | 0 | 0 | 0 | [9 empty] | 0 | 0 | 0 | 0 | 0 | 0 | 0 | 0 | 0 | 0 | 0 | 0 | 0 | 0 | 0 | 0 | 0 | 0 | 0 | 0 | 0 | 0 | 0.047552 | 0.00033 | 0.00067 | 0.001 | 0.00133 | 0.093503 | 0 | 0.012523 |  | 0.0483 | 0.0483 | 0.0711 | 0.0717 | 2014-03-24 | [16 empty] | 7.411 | 12.3517 | 4.9407 | 0 | 0 | 0 | 0 | 6.0386 | 4.1172 | 2.1959 | 0 | 24.7033 | 0 | 3.5128 | 12.0772 | 15.0965 | 3.0193 | 0 | 24.7033 | 0 | 5.7005 | 12.6262 | 20.5861 | 3.8427 | 0 | 24.7033 | 0 | 6.9756
2014-01-04 | 11時 |  | 13.4704 | 0 | 0 | 0 | [9 empty] | 1.1136 | 0 | 0 | 0 | 0 | 0 | 0 | 0 | 0 | 0 | 0 | 0 | 0 | 0 | 0 | 0 | 0 | 0 | 0 | 0 | 0 | 0 | 0.047552 | 0.00013 | 0.00025 | 0.00038 | 0.0005 | 0 | 0 | 0.0052775 |  | 0.056 | 0.0561 | 0.0788 | 0.0795 | 2014-03-25 | [16 empty] | 3.5671 | 2.7439 | 3.2927 | 0 | 24.6952 | 0 | 0 | 13.1708 | 9.6037 | 3.2927 | 0 | 24.6952 | 0 | 3.6878 | 18.6586 | 21.9513 | 3.2927 | 0 | 24.6952 | 0 | 5.9922 | 19.2074 | 27.4391 | 4.1159 | 0 | 24.6952 | 0 | 7.3256
2014-01-04 | 12時 |  | 3.5002 | 0 | 0 | 0 | [9 empty] | 0.3411 | 0 | 0 | 0 | 0 | 0 | 0 | 0 | 0 | 0 | 0 | 0 | 0 | 0 | 0 | 0 | 0 | 0 | 0 | 0 | 0 | 0 | 0.047552 | 0.00338 | 0.00675 | 0.01013 | 0.01351 | 0.05371 | 0 | 0.0052775 |  | 0.1983 | 0.2727 | 0.3698 | 0.3705 | 2014-03-26 | [16 empty] | 3.8623 | 11.0351 | 4.414 | 0 | 24.829 | 0 | 0 | 17.6562 | 17.932 | 4.414 | 0 | 24.829 | 0 | 3.6831 | 22.622 | 28.9671 | 6.3452 | 0 | 24.829 | 0 | 5.9844 | 25.3807 | 33.1053 | 6.3452 | 0 | 24.829 | 0 | 7.3163
2014-01-04 | 13時 |  | 0 | 0 | 0 | 0 | [9 empty] | 0 | 0 | 0 | 0 | 0 | 0 | 0 | 0 | 0 | 0 | 0 | 0 | 0 | 0 | 0 | 0 | 0 | 0 | 0 | 0 | 0 | 0 | 0.047552 | 0.00033 | 0.00067 | 0.001 | 0.00133 | 0.11604 | 0 | 0 |  | 0.0483 | 0.0483 | 0.0711 | 0.0717 | 2014-03-27 | [16 empty] | 7.5045 | 12.5074 | 5.003 | 0 | 0 | 0 | 0 | 6.1147 | 4.1691 | 2.2235 | 0 | 25.0149 | 0 | 3.6281 | 12.2295 | 15.2869 | 3.0574 | 0 | 25.0149 | 0 | 5.8927 | 12.7854 | 20.8457 | 3.8912 | 0 | 25.0149 | 0 | 7.2062
2014-01-04 | 14時 |  | 0 | 0 | 0 | 0 | [9 empty] | 0 | 0 | 0 | 0 | 0 | 0 | 0 | 0 | 0 | 0 | 0 | 0 | 0 | 0 | 0 | 0 | 0 | 0 | 0 | 0 | 0 | 0 | 0.047552 | 0.00013 | 0.00025 | 0.00038 | 0.0005 | 0.031168 | 0 | 0.017801 |  | 0.056 | 0.0561 | 0.0788 | 0.0795 | 2014-03-28 | [16 empty] | 4.7887 | 8.4507 | 2.2535 | 0 | 0 | 0 | 0 | 6.1972 | 15.4929 | 2.2535 | 0 | 0 | 0 | 0 | 6.7605 | 8.4507 | 1.6901 | 0 | 25.352 | 0 | 5.6943 | 8.7324 | 14.0845 | 1.1268 | 0 | 25.352 | 0 | 6.9681
2014-01-04 | 15時 |  | 9.6129 | 0 | 0 | 0 | [9 empty] | 0.79195 | 0 | 0 | 0 | 0 | 0 | 0 | 0 | 0 | 0 | 0 | 0 | 0 | 0 | 0 | 0 | 0 | 0 | 0 | 0 | 0 | 0 | 0.047552 | 0.00013 | 0.00025 | 0.00038 | 0.0005 | 0 | 0 | 0 |  | 0.056 | 0.0561 | 0.0788 | 0.0795 | 2014-03-29 | [16 empty] | 7.579 | 12.6317 | 5.0527 | 0 | 0 | 0 | 0 | 6.1755 | 4.2106 | 2.2456 | 0 | 25.2635 | 0 | 3.4953 | 12.351 | 15.4388 | 3.0878 | 0 | 25.2635 | 0 | 5.6714 | 12.9124 | 21.0529 | 3.9299 | 0 | 25.2635 | 0 | 6.9406
2014-01-04 | 16時 |  | 6.6979 | 0 | 0 | 0 | [9 empty] | 0.59127 | 0 | 0 | 0 | 0 | 0 | 0 | 0 | 0 | 0 | 0 | 0 | 0 | 0 | 0 | 0 | 0 | 0 | 0 | 0 | 0 | 0 | 0.047552 | 0.00033 | 0.00067 | 0.001 | 0.00133 | 0.062335 | 0 | 0.0052775 |  | 0.0483 | 0.0483 | 0.0711 | 0.0717 | 2014-03-30 | [16 empty] | 7.5507 | 12.5845 | 5.0338 | 0 | 0 | 0 | 0 | 6.1524 | 4.1948 | 2.2372 | 0 | 25.169 | 0 | 3.3097 | 12.3048 | 15.3811 | 3.0762 | 0 | 25.169 | 0 | 5.362 | 12.8642 | 20.9742 | 3.9152 | 0 | 25.169 | 0 | 6.5694
2014-01-04 | 17時 |  | 10.1785 | 0 | 7.4158 | 0 | [9 empty] | 0.84709 | 0 | 0 | 0 | 0 | 0.60859 | 0 | 0 | 0 | 0 | 0 | 0 | 0 | 0 | 0 | 0 | 0 | 0 | 0 | 0 | 0 | 0 | 0.047552 | 0.00033 | 0.00067 | 0.001 | 0.00133 | 0.10536 | 0 | 0.0082775 |  | 0.1304 | 0.2048 | 0.3019 | 0.3026 | 2014-03-31 | [16 empty] | 7.513 | 12.5216 | 5.0086 | 0 | 0 | 0 | 0 | 6.1217 | 4.1739 | 2.2261 | 0 | 25.0432 | 0 | 3.195 | 12.2433 | 15.3042 | 3.0608 | 0 | 25.0432 | 0 | 5.1542 | 12.7999 | 20.8693 | 3.8956 | 0 | 25.0432 | 0 | 6.2392
2014-01-04 | 18時 |  | 10.5964 | 0 | 0 | 0 | [9 empty] | 0.8946 | 0 | 0 | 0 | 0 | 0 | 0 | 0 | 0 | 0 | 0 | 0 | 0 | 0 | 0 | 0 | 0 | 0 | 0 | 0 | 0 | 0 | 0.047552 | 0.00642 | 0.01284 | 0.01926 | 0.02568 | 0.12467 | 0 | 0.0082775 |  | 0.303 | 0.3387 | 0.3972 | 0.5469 | 2014-04-01 | [16 empty] | 3.6187 | 2.7836 | 3.3404 | 0 | 25.0527 | 0 | 0 | 13.3614 | 9.7427 | 3.3404 | 0 | 25.0527 | 0 | 3.5534 | 18.9287 | 22.2691 | 3.3404 | 0 | 25.0527 | 0 | 5.7682 | 19.4854 | 27.8363 | 4.1754 | 0 | 25.0527 | 0 | 7.0569
2014-01-04 | 19時 |  | 6.5178 | 0 | 7.4835 | 0 | [9 empty] | 0.59275 | 0 | 0 | 0 | 0 | 0.62692 | 0 | 0 | 0 | 0 | 0 | 0 | 0 | 0 | 0 | 0 | 0 | 0 | 0 | 0 | 0 | 0 | 0.047552 | 0.00642 | 0.01284 | 0.01926 | 0.02568 | 0.21072 | 0.10708 | 0.0082775 |  | 0.0991 | 0.1348 | 0.1932 | 0.1939 | 2014-04-02 | [16 empty] | 1.116 | 2.79 | 1.674 | 0 | 0 | 0 | 0 | 5.3009 | 2.79 | 1.674 | 0 | 0 | 0 | 0 | 8.0909 | 15.3448 | 4.4639 | 0 | 0 | 0 | 0 | 4.4639 | 26.5047 | 3.906 | 0 | 0 | 0 | 0
2014-01-04 | 20時 |  | 6.9863 | 0 | 6.2016 | 0 | [9 empty] | 0.63131 | 0 | 0 | 0 | 0 | 0.51621 | 0 | 0 | 0 | 0 | 0 | 0 | 0 | 0 | 0 | 0 | 0 | 0 | 0 | 0 | 0 | 0 | 0.047552 | 0.00033 | 0.00067 | 0.001 | 0.00133 | 0.14927 | 0.027125 | 0 |  | 0.0917 | 0.1275 | 0.2102 | 0.2109 | 2014-04-03 | [16 empty] | 7.4945 | 12.4908 | 4.9963 | 0 | 0 | 0 | 0 | 6.1066 | 4.1636 | 2.2206 | 0 | 24.9816 | 0 | 3.1428 | 12.2132 | 15.2665 | 3.0533 | 0 | 24.9816 | 0 | 5.0672 | 12.7684 | 20.818 | 3.886 | 0 | 24.9816 | 0 | 6.1261
2014-01-04 | 21時 |  | 7.2798 | 0 | 7.3533 | 0 | [9 empty] | 0.64864 | 0 | 0 | 0 | 0 | 0.64806 | 0 | 0 | 0 | 0 | 0 | 0 | 0 | 0 | 0 | 0 | 0 | 0 | 0 | 0 | 0 | 0 | 0.047552 | 0.00033 | 0.00067 | 0.001 | 0.00133 | 0.14618 | 0.10814 | 0.031304 |  | 0.1216 | 0.1873 | 0.2837 | 0.2844 | 2014-04-04 | [16 empty] | 4.6734 | 8.2471 | 2.1992 | 0 | 0 | 0 | 0 | 6.0479 | 15.1197 | 2.1992 | 0 | 0 | 0 | 0 | 6.5977 | 8.2471 | 1.6494 | 0 | 24.7414 | 0 | 5.2844 | 8.522 | 13.7452 | 1.0996 | 0 | 24.7414 | 0 | 6.4763
2014-01-04 | 22時 |  | 7.5498 | 0 | 2.8193 | 0 | [9 empty] | 0.66916 | 0 | 0 | 0 | 0 | 0.26795 | 0 | 0 | 0 | 0 | 0 | 0 | 0 | 0 | 0 | 0 | 0 | 0 | 0 | 0 | 0 | 0 | 0.047552 | 0.00628 | 0.01256 | 0.01884 | 0.02512 | 0.12467 | 0.16133 | 0.043827 |  | 0.1738 | 0.1917 | 0.262 | 0.2626 | 2014-04-05 | [16 empty] | 3.5364 | 2.7203 | 3.2644 | 0 | 24.4831 | 0 | 0 | 13.0576 | 9.5212 | 3.2644 | 0 | 24.4831 | 0 | 3.3331 | 17.9542 | 21.7627 | 3.8085 | 0 | 24.4831 | 0 | 5.401 | 18.4983 | 27.2034 | 4.6246 | 0 | 24.4831 | 0 | 6.6162
2014-01-04 | 23時 |  | 0 | 0 | 0 | 0 | [9 empty] | 0 | 0 | 0 | 0 | 0 | 0 | 0 | 0 | 0 | 0 | 0 | 0 | 0 | 0 | 0 | 0 | 0 | 0 | 0 | 0 | 0 | 0 | 0.047552 | 0.0067 | 0.01339 | 0.02009 | 0.02679 | 0.12467 | 0.18881 | 0.031848 |  | 0.1877 | 0.2176 | 0.2756 | 0.2763 | 2014-04-06 | [16 empty] | 4.5844 | 8.0901 | 2.1574 | 0 | 0 | 0 | 0 | 5.9327 | 14.8318 | 2.1574 | 0 | 0 | 0 | 0 | 6.4721 | 8.0901 | 1.618 | 0 | 24.2702 | 0 | 5.3849 | 8.3597 | 13.4834 | 1.0787 | 0 | 24.2702 | 0 | 6.5969
2014-01-05 | 0時 |  | 0 | 0 | 0 | 0 | [9 empty] | 0 | 0 | 0 | 0 | 0 | 0 | 0 | 0 | 0 | 0 | 0 | 0 | 0 | 0 | 0 | 0 | 0 | 0 | 0 | 0 | 0 | 0 | 0.047552 | 0.00013 | 0.00025 | 0.00038 | 0.0005 | 0 | 0.078899 | 0.011656 |  | 0.1578 | 0.1578 | 0.1806 | 0.1812 | 2014-04-07 | [16 empty] | 7.2255 | 12.0424 | 4.817 | 0 | 0 | 0 | 0 | 5.8874 | 4.0141 | 2.1409 | 0 | 24.0849 | 0 | 3.3847 | 11.7748 | 14.7185 | 2.9437 | 0 | 24.0849 | 0 | 5.487 | 12.31 | 20.0707 | 3.7465 | 0 | 24.0849 | 0 | 6.7194
2014-01-05 | 1時 |  | 0 | 0 | 0 | 0 | [9 empty] | 0 | 0 | 0 | 0 | 0 | 0 | 0 | 0 | 0 | 0 | 0 | 0 | 0 | 0 | 0 | 0 | 0 | 0 | 0 | 0 | 0 | 0 | 0.047552 | 0.00013 | 0.00025 | 0.00038 | 0.0005 | 0 | 0 | 0 |  | 0.0483 | 0.0483 | 0.0711 | 0.0717 | 2014-04-08 | [16 empty] | 3.468 | 2.6677 | 3.2012 | 0 | 24.0092 | 0 | 0 | 12.8049 | 9.3369 | 3.2012 | 0 | 24.0092 | 0 | 3.5503 | 18.1403 | 21.3415 | 3.2012 | 0 | 24.0092 | 0 | 5.763 | 18.6738 | 26.6769 | 4.0015 | 0 | 24.0092 | 0 | 7.0506
2014-01-05 | 2時 |  | 0 | 0 | 0 | 0 | [9 empty] | 0 | 0 | 0 | 0 | 0 | 0 | 0 | 0 | 0 | 0 | 0 | 0 | 0 | 0 | 0 | 0 | 0 | 0 | 0 | 0 | 0 | 0 | 0.047552 | 0.00013 | 0.00025 | 0.00038 | 0.0005 | 0 | 0 | 0 |  | 0.056 | 0.0561 | 0.0788 | 0.0795 | 2014-04-09 | [16 empty] | 3.74 | 10.6856 | 4.2743 | 0 | 24.0427 | 0 | 0 | 17.097 | 17.3642 | 4.2743 | 0 | 24.0427 | 0 | 3.505 | 21.9056 | 28.0498 | 6.1442 | 0 | 24.0427 | 0 | 5.6875 | 24.577 | 32.0569 | 6.1442 | 0 | 24.0427 | 0 | 6.96
2014-01-05 | 3時 |  | 0 | 0 | 0 | 0 | [9 empty] | 0 | 0 | 0 | 0 | 0 | 0 | 0 | 0 | 0 | 0 | 0 | 0 | 0 | 0 | 0 | 0 | 0 | 0 | 0 | 0 | 0 | 0 | 0.047552 | 0.00013 | 0.00025 | 0.00038 | 0.0005 | 0 | 0 | 0 |  | 0.056 | 0.0561 | 0.0788 | 0.0795 | 2014-04-10 | [16 empty] | 7.2484 | 12.0807 | 4.8323 | 0 | 0 | 0 | 0 | 5.9061 | 4.0269 | 2.1477 | 0 | 24.1615 | 0 | 3.4416 | 11.8123 | 14.7653 | 2.9531 | 0 | 24.1615 | 0 | 5.5818 | 12.3492 | 20.1346 | 3.7585 | 0 | 24.1615 | 0 | 6.8331
2014-01-05 | 4時 |  | 0 | 0 | 0 | 0 | [9 empty] | 0 | 0 | 0 | 0 | 0 | 0 | 0 | 0 | 0 | 0 | 0 | 0 | 0 | 0 | 0 | 0 | 0 | 0 | 0 | 0 | 0 | 0 | 0.047552 | 0.00013 | 0.00025 | 0.00038 | 0.0005 | 0 | 0 | 0 |  | 0.0483 | 0.0483 | 0.0711 | 0.0717 | 2014-04-11 | [16 empty] | 4.595 | 8.1089 | 2.1624 | 0 | 0 | 0 | 0 | 5.9465 | 14.8663 | 2.1624 | 0 | 0 | 0 | 0 | 6.4871 | 8.1089 | 1.6218 | 0 | 24.3266 | 0 | 5.2146 | 8.3792 | 13.5148 | 1.0812 | 0 | 24.3266 | 0 | 6.3177
2014-01-05 | 5時 |  | 26.5186 | 2.7952 | 0 | 0 | [9 empty] | 3.5833 | 0 | 0 | 0 | 0 | 0 | 0 | 0 | 0 | 0 | 0 | 0 | 0 | 0 | 0 | 0 | 0 | 0 | 0 | 0 | 0 | 0 | 0.047552 | 0.00013 | 0.00025 | 0.00038 | 0.0005 | 0 | 0 | 0 |  | 0.056 | 0.0561 | 0.0788 | 0.0795 | 2014-04-12 | [16 empty] | 7.2346 | 12.0577 | 4.8231 | 0 | 0 | 0 | 0 | 5.8949 | 4.0192 | 2.1436 | 0 | 24.1155 | 0 | 3.0934 | 11.7898 | 14.7372 | 2.9474 | 0 | 24.1155 | 0 | 4.9849 | 12.3257 | 20.0962 | 3.7513 | 0 | 24.1155 | 0 | 6.0191
2014-01-05 | 6時 |  | 11.9899 | 0 | 0 | 0 | [9 empty] | 1.0601 | 0 | 0 | 0 | 0 | 0 | 0 | 0 | 0 | 0 | 0 | 0 | 0 | 0 | 0 | 0 | 0 | 0 | 0 | 0 | 0 | 0 | 0.047552 | 0.00338 | 0.00675 | 0.01013 | 0.01351 | 0 | 0.024649 | 0.011815 |  | 0.1925 | 0.2611 | 0.3525 | 0.3531 | 2014-04-13 | [16 empty] | 7.1898 | 11.983 | 4.7932 | 0 | 0 | 0 | 0 | 5.8584 | 3.9943 | 2.1303 | 0 | 23.9661 | 0 | 2.9634 | 11.7168 | 14.6459 | 2.9292 | 0 | 23.9661 | 0 | 4.7682 | 12.2493 | 19.9717 | 3.7281 | 0 | 23.9661 | 0 | 5.7374
2014-01-05 | 7時 |  | 10.2757 | 0 | 0 | 0 | [9 empty] | 0.91734 | 0 | 0 | 0 | 0 | 0 | 0 | 0 | 0 | 0 | 0 | 0 | 0 | 0 | 0 | 0 | 0 | 0 | 0 | 0 | 0 | 0 | 0.047552 | 0.00054 | 0.00108 | 0.00163 | 0.00217 | 0.13859 | 0.053895 | 0.036861 |  | 0.1524 | 0.248 | 0.3662 | 0.3669 | 2014-04-14 | [16 empty] | 7.1571 | 11.9285 | 4.7714 | 0 | 0 | 0 | 0 | 5.8317 | 3.9762 | 2.1206 | 0 | 23.857 | 0 | 3.0391 | 11.6634 | 14.5793 | 2.9159 | 0 | 23.857 | 0 | 4.8943 | 12.1936 | 19.8808 | 3.7111 | 0 | 23.857 | 0 | 5.9013
2014-01-05 | 8時 |  | 8.5025 | 0 | 0 | 0 | [9 empty] | 0.78178 | 0 | 0 | 0 | 0 | 0 | 0 | 0 | 0 | 0 | 0 | 0 | 0 | 0 | 0 | 0 | 0 | 0 | 0 | 0 | 0 | 0 | 0.047552 | 0.00054 | 0.00108 | 0.00163 | 0.00217 | 0.093503 | 0 | 0.035602 |  | 0.1091 | 0.1448 | 0.2032 | 0.2039 | 2014-04-15 | [16 empty] | 3.4241 | 2.6339 | 3.1607 | 0 | 23.7055 | 0 | 0 | 12.6429 | 9.2188 | 3.1607 | 0 | 23.7055 | 0 | 3.4291 | 17.9108 | 21.0716 | 3.1607 | 0 | 23.7055 | 0 | 5.5609 | 18.4376 | 26.3395 | 3.9509 | 0 | 23.7055 | 0 | 6.8081
2014-01-05 | 9時 |  | 0 | 0 | 0 | 0 | [9 empty] | 0 | 0 | 0 | 0 | 0 | 0 | 0 | 0 | 0 | 0 | 0 | 0 | 0 | 0 | 0 | 0 | 0 | 0 | 0 | 0 | 0 | 0 | 0.047552 | 0.00013 | 0.00025 | 0.00038 | 0.0005 | 0.17838 | 0.10971 | 0.042749 |  | 0.3011 | 0.3368 | 0.3953 | 0.396 | 2014-04-16 | [16 empty] | 1.0562 | 2.6404 | 1.5843 | 0 | 0 | 0 | 0 | 5.0168 | 2.6404 | 1.5843 | 0 | 0 | 0 | 0 | 7.6572 | 14.5224 | 4.2247 | 0 | 0 | 0 | 0 | 4.2247 | 25.0841 | 3.6966 | 0 | 0 | 0 | 0
2014-01-05 | 10時 |  | 0 | 0 | 0 | 0 | [9 empty] | 0 | 0 | 0 | 0 | 0 | 0 | 0 | 0 | 0 | 0 | 0 | 0 | 0 | 0 | 0 | 0 | 0 | 0 | 0 | 0 | 0 | 0 | 0.047552 | 0.00033 | 0.00067 | 0.001 | 0.00133 | 0.093503 | 0 | 0.012523 |  | 0.0483 | 0.0483 | 0.0711 | 0.0717 | 2014-04-17 | [16 empty] | 7.1283 | 11.8805 | 4.7522 | 0 | 0 | 0 | 0 | 5.8082 | 3.9602 | 2.1121 | 0 | 23.761 | 0 | 3.0856 | 11.6165 | 14.5206 | 2.9041 | 0 | 23.761 | 0 | 4.9719 | 12.1445 | 19.8008 | 3.6962 | 0 | 23.761 | 0 | 6.0022
2014-01-05 | 11時 |  | 16.8472 | 0 | 0 | 0 | [9 empty] | 1.5682 | 0 | 0 | 0 | 0 | 0 | 0 | 0 | 0 | 0 | 0 | 0 | 0 | 0 | 0 | 0 | 0 | 0 | 0 | 0 | 0 | 0 | 0.047552 | 0.00013 | 0.00025 | 0.00038 | 0.0005 | 0 | 0 | 0.0052775 |  | 0.056 | 0.0561 | 0.0788 | 0.0795 | 2014-04-18 | [16 empty] | 4.451 | 7.8546 | 2.0946 | 0 | 0 | 0 | 0 | 5.7601 | 14.4002 | 2.0946 | 0 | 0 | 0 | 0 | 6.2837 | 7.8546 | 1.5709 | 0 | 23.5639 | 0 | 4.6583 | 8.1165 | 13.0911 | 1.0473 | 0 | 23.5639 | 0 | 5.5946
2014-01-05 | 12時 |  | 5.9608 | 0 | 0 | 0 | [9 empty] | 0.58162 | 0 | 0 | 0 | 0 | 0 | 0 | 0 | 0 | 0 | 0 | 0 | 0 | 0 | 0 | 0 | 0 | 0 | 0 | 0 | 0 | 0 | 0.047552 | 0.00338 | 0.00675 | 0.01013 | 0.01351 | 0.05371 | 0 | 0.0052775 |  | 0.1983 | 0.2727 | 0.3698 | 0.3705 | 2014-04-19 | [16 empty] | 3.3441 | 2.5724 | 3.0869 | 0 | 23.1517 | 0 | 0 | 12.3475 | 9.0034 | 3.0869 | 0 | 23.1517 | 0 | 3.0528 | 16.9779 | 20.5792 | 3.6014 | 0 | 23.1517 | 0 | 4.9172 | 17.4924 | 25.7241 | 4.3731 | 0 | 23.1517 | 0 | 5.9311
2014-01-05 | 13時 |  | 0 | 0 | 0 | 0 | [9 empty] | 0 | 0 | 0 | 0 | 0 | 0 | 0 | 0 | 0 | 0 | 0 | 0 | 0 | 0 | 0 | 0 | 0 | 0 | 0 | 0 | 0 | 0 | 0.047552 | 0.00033 | 0.00067 | 0.001 | 0.00133 | 0.11604 | 0 | 0 |  | 0.0483 | 0.0483 | 0.0711 | 0.0717 | 2014-04-20 | [16 empty] | 4.3183 | 7.6205 | 2.0321 | 0 | 0 | 0 | 0 | 5.5883 | 13.9709 | 2.0321 | 0 | 0 | 0 | 0 | 6.0964 | 7.6205 | 1.5241 | 0 | 22.8614 | 0 | 4.9109 | 7.8745 | 12.7008 | 1.0161 | 0 | 22.8614 | 0 | 5.923
2014-01-05 | 14時 |  | 0 | 0 | 0 | 0 | [9 empty] | 0 | 0 | 0 | 0 | 0 | 0 | 0 | 0 | 0 | 0 | 0 | 0 | 0 | 0 | 0 | 0 | 0 | 0 | 0 | 0 | 0 | 0 | 0.047552 | 0.00013 | 0.00025 | 0.00038 | 0.0005 | 0.031168 | 0 | 0.017801 |  | 0.056 | 0.0561 | 0.0788 | 0.0795 | 2014-04-21 | [16 empty] | 6.7822 | 11.3037 | 4.5215 | 0 | 0 | 0 | 0 | 5.5263 | 3.7679 | 2.0096 | 0 | 22.6075 | 0 | 3.0959 | 11.0526 | 13.8157 | 2.7631 | 0 | 22.6075 | 0 | 4.9891 | 11.5549 | 18.8396 | 3.5167 | 0 | 22.6075 | 0 | 6.0245
2014-01-05 | 15時 |  | 12.6782 | 0 | 0 | 0 | [9 empty] | 1.1103 | 0 | 0 | 0 | 0 | 0 | 0 | 0 | 0 | 0 | 0 | 0 | 0 | 0 | 0 | 0 | 0 | 0 | 0 | 0 | 0 | 0 | 0.047552 | 0.00013 | 0.00025 | 0.00038 | 0.0005 | 0 | 0 | 0 |  | 0.056 | 0.0561 | 0.0788 | 0.0795 | 2014-04-22 | [16 empty] | 3.2536 | 2.5028 | 3.0034 | 0 | 22.5252 | 0 | 0 | 12.0134 | 8.7598 | 3.0034 | 0 | 22.5252 | 0 | 3.2391 | 17.019 | 20.0224 | 3.0034 | 0 | 22.5252 | 0 | 5.2276 | 17.5196 | 25.028 | 3.7542 | 0 | 22.5252 | 0 | 6.3346
2014-01-05 | 16時 |  | 8.5721 | 0 | 0 | 0 | [9 empty] | 0.78367 | 0 | 0 | 0 | 0 | 0 | 0 | 0 | 0 | 0 | 0 | 0 | 0 | 0 | 0 | 0 | 0 | 0 | 0 | 0 | 0 | 0 | 0.047552 | 0.00033 | 0.00067 | 0.001 | 0.00133 | 0.062335 | 0 | 0.0052775 |  | 0.0483 | 0.0483 | 0.0711 | 0.0717 | 2014-04-23 | [16 empty] | 3.5177 | 10.0506 | 4.0202 | 0 | 22.6138 | 0 | 0 | 16.0809 | 16.3322 | 4.0202 | 0 | 22.6138 | 0 | 3.1906 | 20.6037 | 26.3827 | 5.7791 | 0 | 22.6138 | 0 | 5.1469 | 23.1163 | 30.1517 | 5.7791 | 0 | 22.6138 | 0 | 6.2297
2014-01-05 | 17時 |  | 12.7308 | 0 | 9.4265 | 0 | [9 empty] | 1.1273 | 0 | 0 | 0 | 0 | 0.89327 | 0 | 0 | 0 | 0 | 0 | 0 | 0 | 0 | 0 | 0 | 0 | 0 | 0 | 0 | 0 | 0 | 0.047552 | 0.00033 | 0.00067 | 0.001 | 0.00133 | 0.10536 | 0 | 0.0082775 |  | 0.1304 | 0.2048 | 0.3019 | 0.3026 | 2014-04-24 | [16 empty] | 6.8256 | 11.376 | 4.5504 | 0 | 0 | 0 | 0 | 5.5616 | 3.792 | 2.0224 | 0 | 22.7519 | 0 | 3.3069 | 11.1232 | 13.904 | 2.7808 | 0 | 22.7519 | 0 | 5.3573 | 11.6288 | 18.96 | 3.5392 | 0 | 22.7519 | 0 | 6.5637
2014-01-05 | 18時 |  | 12.8956 | 0 | 0 | 0 | [9 empty] | 1.1459 | 0 | 0 | 0 | 0 | 0 | 0 | 0 | 0 | 0 | 0 | 0 | 0 | 0 | 0 | 0 | 0 | 0 | 0 | 0 | 0 | 0 | 0.047552 | 0.00642 | 0.01284 | 0.01926 | 0.02568 | 0.12467 | 0 | 0.0082775 |  | 0.303 | 0.3387 | 0.3972 | 0.5469 | 2014-04-25 | [16 empty] | 4.3312 | 7.6433 | 2.0382 | 0 | 0 | 0 | 0 | 5.6051 | 14.0128 | 2.0382 | 0 | 0 | 0 | 0 | 6.1147 | 7.6433 | 1.5287 | 0 | 22.93 | 0 | 5.3052 | 7.8981 | 12.7389 | 1.0191 | 0 | 22.93 | 0 | 6.5012
2014-01-05 | 19時 |  | 8.0144 | 0 | 9.2569 | 0 | [9 empty] | 0.73856 | 0 | 0 | 0 | 0 | 0.86045 | 0 | 0 | 0 | 0 | 0 | 0 | 0 | 0 | 0 | 0 | 0 | 0 | 0 | 0 | 0 | 0 | 0.047552 | 0.00642 | 0.01284 | 0.01926 | 0.02568 | 0.21072 | 0.10708 | 0.0082775 |  | 0.0991 | 0.1348 | 0.1932 | 0.1939 | 2014-04-26 | [16 empty] | 6.851 | 11.4184 | 4.5673 | 0 | 0 | 0 | 0 | 5.5823 | 3.8061 | 2.0299 | 0 | 22.8367 | 0 | 2.9081 | 11.1646 | 13.9558 | 2.7912 | 0 | 22.8367 | 0 | 4.676 | 11.6721 | 19.0306 | 3.5524 | 0 | 22.8367 | 0 | 5.6176
2014-01-05 | 20時 |  | 8.2482 | 0 | 7.3425 | 0 | [9 empty] | 0.75061 | 0 | 0 | 0 | 0 | 0.64812 | 0 | 0 | 0 | 0 | 0 | 0 | 0 | 0 | 0 | 0 | 0 | 0 | 0 | 0 | 0 | 0 | 0.047552 | 0.00033 | 0.00067 | 0.001 | 0.00133 | 0.14927 | 0.027125 | 0 |  | 0.0917 | 0.1275 | 0.2102 | 0.2109 | 2014-04-27 | [16 empty] | 6.7715 | 11.2859 | 4.5144 | 0 | 0 | 0 | 0 | 5.5175 | 3.762 | 2.0064 | 0 | 22.5718 | 0 | 2.6809 | 11.0351 | 13.7939 | 2.7588 | 0 | 22.5718 | 0 | 4.2974 | 11.5367 | 18.8098 | 3.5112 | 0 | 22.5718 | 0 | 5.1254
2014-01-05 | 21時 |  | 8.4356 | 0 | 8.6731 | 0 | [9 empty] | 0.76101 | 0 | 0 | 0 | 0 | 0.77076 | 0 | 0 | 0 | 0 | 0 | 0 | 0 | 0 | 0 | 0 | 0 | 0 | 0 | 0 | 0 | 0 | 0.047552 | 0.00033 | 0.00067 | 0.001 | 0.00133 | 0.14618 | 0.10814 | 0.031304 |  | 0.1216 | 0.1873 | 0.2837 | 0.2844 | 2014-04-28 | [16 empty] | 6.6977 | 11.1628 | 4.4651 | 0 | 0 | 0 | 0 | 5.4574 | 3.7209 | 1.9845 | 0 | 22.3256 | 0 | 2.6084 | 10.9148 | 13.6434 | 2.7287 | 0 | 22.3256 | 0 | 4.1766 | 11.4109 | 18.6047 | 3.4729 | 0 | 22.3256 | 0 | 4.9683
2014-01-05 | 22時 |  | 8.6667 | 0 | 3.3057 | 0 | [9 empty] | 0.78264 | 0 | 0 | 0 | 0 | 0.30755 | 0 | 0 | 0 | 0 | 0 | 0 | 0 | 0 | 0 | 0 | 0 | 0 | 0 | 0 | 0 | 0 | 0.047552 | 0.00628 | 0.01256 | 0.01884 | 0.02512 | 0.12467 | 0.16133 | 0.043827 |  | 0.1738 | 0.1917 | 0.262 | 0.2626 | 2014-04-29 | [16 empty] | 3.1994 | 2.4611 | 2.9533 | 0 | 22.1498 | 0 | 0 | 11.8132 | 8.6138 | 2.9533 | 0 | 22.1498 | 0 | 2.7862 | 16.7354 | 19.6887 | 2.9533 | 0 | 22.1498 | 0 | 4.4729 | 17.2276 | 24.6109 | 3.6916 | 0 | 22.1498 | 0 | 5.3535
2014-01-05 | 23時 |  | 0 | 0 | 0 | 0 | [9 empty] | 0 | 0 | 0 | 0 | 0 | 0 | 0 | 0 | 0 | 0 | 0 | 0 | 0 | 0 | 0 | 0 | 0 | 0 | 0 | 0 | 0 | 0 | 0.047552 | 0.0067 | 0.01339 | 0.02009 | 0.02679 | 0.12467 | 0.18881 | 0.031848 |  | 0.1877 | 0.2176 | 0.2756 | 0.2763 | 2014-04-30 | [16 empty] | 0.97723 | 2.4431 | 1.4658 | 0 | 0 | 0 | 0 | 4.6418 | 2.4431 | 1.4658 | 0 | 0 | 0 | 0 | 7.0849 | 13.4369 | 3.9089 | 0 | 0 | 0 | 0 | 3.9089 | 23.2092 | 3.4203 | 0 | 0 | 0 | 0
2014-01-06 | 0時 |  | 0 | 0 | 0 | 0 | [9 empty] | 0 | 0 | 0 | 0 | 0 | 0 | 0 | 0 | 0 | 0 | 0 | 0 | 0 | 0 | 0 | 0 | 0 | 0 | 0 | 0 | 0 | 0 | 0.047552 | 0.00013 | 0.00025 | 0.00038 | 0.0005 | 0 | 0.078899 | 0.011656 |  | 0.1578 | 0.1578 | 0.1806 | 0.1812 | 2014-05-01 | [16 empty] | 6.5394 | 10.899 | 4.3596 | 0 | 0 | 0 | 0 | 5.3284 | 3.633 | 1.9376 | 0 | 21.798 | 0 | 2.4429 | 10.6568 | 13.321 | 2.6642 | 0 | 21.798 | 0 | 4.0281 | 11.1412 | 18.165 | 3.3908 | 0 | 21.798 | 0 | 4.8232
2014-01-06 | 1時 |  | 0 | 0 | 0 | 0 | [9 empty] | 0 | 0 | 0 | 0 | 0 | 0 | 0 | 0 | 0 | 0 | 0 | 0 | 0 | 0 | 0 | 0 | 0 | 0 | 0 | 0 | 0 | 0 | 0.047552 | 0.00013 | 0.00025 | 0.00038 | 0.0005 | 0 | 0 | 0 |  | 0.0483 | 0.0483 | 0.0711 | 0.0717 | 2014-05-02 | [16 empty] | 4.0536 | 7.1534 | 1.9076 | 0 | 0 | 0 | 0 | 5.2458 | 13.1145 | 1.9076 | 0 | 0 | 0 | 0 | 5.7227 | 7.1534 | 1.4307 | 0 | 21.4601 | 0 | 4.3354 | 7.3918 | 11.9223 | 0.95378 | 0 | 21.4601 | 0 | 5.1748
2014-01-06 | 2時 |  | 0 | 0 | 0 | 0 | [9 empty] | 0 | 0 | 0 | 0 | 0 | 0 | 0 | 0 | 0 | 0 | 0 | 0 | 0 | 0 | 0 | 0 | 0 | 0 | 0 | 0 | 0 | 0 | 0.047552 | 0.00013 | 0.00025 | 0.00038 | 0.0005 | 0 | 0 | 0 |  | 0.056 | 0.0561 | 0.0788 | 0.0795 | 2014-05-03 | [16 empty] | 0.93931 | 2.3483 | 1.409 | 0 | 0 | 0 | 0 | 4.4617 | 2.3483 | 1.409 | 0 | 0 | 0 | 0 | 6.81 | 12.9155 | 3.7572 | 0 | 0 | 0 | 0 | 3.7572 | 22.3086 | 3.2876 | 0 | 0 | 0 | 0
2014-01-06 | 3時 |  | 0 | 0 | 0 | 0 | [9 empty] | 0 | 0 | 0 | 0 | 0 | 0 | 0 | 0 | 0 | 0 | 0 | 0 | 0 | 0 | 0 | 0 | 0 | 0 | 0 | 0 | 0 | 0 | 0.047552 | 0.00013 | 0.00025 | 0.00038 | 0.0005 | 0 | 0 | 0 |  | 0.056 | 0.0561 | 0.0788 | 0.0795 | 2014-05-04 | [16 empty] | 0.93362 | 2.334 | 1.4004 | 0 | 0 | 0 | 0 | 4.4347 | 2.334 | 1.4004 | 0 | 0 | 0 | 0 | 6.7687 | 12.8372 | 3.7345 | 0 | 0 | 0 | 0 | 3.7345 | 22.1734 | 3.2677 | 0 | 0 | 0 | 0
2014-01-06 | 4時 |  | 0 | 0 | 0 | 0 | [9 empty] | 0 | 0 | 0 | 0 | 0 | 0 | 0 | 0 | 0 | 0 | 0 | 0 | 0 | 0 | 0 | 0 | 0 | 0 | 0 | 0 | 0 | 0 | 0.047552 | 0.00013 | 0.00025 | 0.00038 | 0.0005 | 0 | 0 | 0 |  | 0.0483 | 0.0483 | 0.0711 | 0.0717 | 2014-05-05 | [16 empty] | 2.993 | 2.3023 | 2.7628 | 0 | 20.7209 | 0 | 0 | 11.0512 | 8.0581 | 2.7628 | 0 | 20.7209 | 0 | 3.0431 | 15.6558 | 18.4186 | 2.7628 | 0 | 20.7209 | 0 | 4.901 | 16.1163 | 23.0232 | 3.4535 | 0 | 20.7209 | 0 | 5.9101
2014-01-06 | 5時 |  | 26.1671 | 7.5528 | 0 | 0 | [9 empty] | 3.6141 | 0 | 0 | 0 | 0 | 0 | 0 | 0 | 0 | 0 | 0 | 0 | 0 | 0 | 0 | 0 | 0 | 0 | 0 | 0 | 0 | 0 | 0.047552 | 0.00013 | 0.00025 | 0.00038 | 0.0005 | 0 | 0 | 0 |  | 0.056 | 0.0561 | 0.0788 | 0.0795 | 2014-05-06 | [16 empty] | 2.9704 | 2.2849 | 2.7419 | 0 | 20.5643 | 0 | 0 | 10.9676 | 7.9972 | 2.7419 | 0 | 20.5643 | 0 | 3.0459 | 15.5375 | 18.2794 | 2.7419 | 0 | 20.5643 | 0 | 4.9057 | 15.9945 | 22.8492 | 3.4274 | 0 | 20.5643 | 0 | 5.9162
2014-01-06 | 6時 |  | 13.6261 | 0 | 0 | 0 | [9 empty] | 1.2351 | 0 | 0 | 0 | 0 | 0 | 0 | 0 | 0 | 0 | 0 | 0 | 0 | 0 | 0 | 0 | 0 | 0 | 0 | 0 | 0 | 0 | 0.047552 | 0.00338 | 0.00675 | 0.01013 | 0.01351 | 0 | 0.024649 | 0.011815 |  | 0.1925 | 0.2611 | 0.3525 | 0.3531 | 2014-05-07 | [16 empty] | 3.2119 | 9.1769 | 3.6708 | 0 | 20.6481 | 0 | 0 | 14.6831 | 14.9125 | 3.6708 | 0 | 20.6481 | 0 | 3.1263 | 18.8127 | 24.0895 | 5.2767 | 0 | 20.6481 | 0 | 5.0396 | 21.107 | 27.5308 | 5.2767 | 0 | 20.6481 | 0 | 6.0902
2014-01-06 | 7時 |  | 11.7134 | 0 | 0 | 0 | [9 empty] | 1.0375 | 0 | 0 | 0 | 0 | 0 | 0 | 0 | 0 | 0 | 0 | 0 | 0 | 0 | 0 | 0 | 0 | 0 | 0 | 0 | 0 | 0 | 0.047552 | 0.00054 | 0.00108 | 0.00163 | 0.00217 | 0.13859 | 0.053895 | 0.036861 |  | 0.1524 | 0.248 | 0.3662 | 0.3669 | 2014-05-08 | [16 empty] | 6.2757 | 10.4595 | 4.1838 | 0 | 0 | 0 | 0 | 5.1135 | 3.4865 | 1.8595 | 0 | 20.919 | 0 | 3.1834 | 10.227 | 12.7838 | 2.5568 | 0 | 20.919 | 0 | 5.1349 | 10.6919 | 17.4325 | 3.2541 | 0 | 20.919 | 0 | 6.2141
2014-01-06 | 8時 |  | 10.5938 | 0 | 0 | 0 | [9 empty] | 1.2273 | 0 | 0 | 0 | 0 | 0 | 0 | 0 | 0 | 0 | 0 | 0 | 0 | 0 | 0 | 0 | 0 | 0 | 0 | 0 | 0 | 0 | 0.047552 | 0.00054 | 0.00108 | 0.00163 | 0.00217 | 0.093503 | 0 | 0.035602 |  | 0.1091 | 0.1448 | 0.2032 | 0.2039 | 2014-05-09 | [16 empty] | 4.0174 | 7.0896 | 1.8905 | 0 | 0 | 0 | 0 | 5.199 | 12.9975 | 1.8905 | 0 | 0 | 0 | 0 | 5.6716 | 7.0896 | 1.4179 | 0 | 21.2687 | 0 | 4.9833 | 7.3259 | 11.8159 | 0.94527 | 0 | 21.2687 | 0 | 6.0171
2014-01-06 | 9時 |  | 0 | 0 | 0 | 0 | [9 empty] | 0 | 0 | 0 | 0 | 0 | 0 | 0 | 0 | 0 | 0 | 0 | 0 | 0 | 0 | 0 | 0 | 0 | 0 | 0 | 0 | 0 | 0 | 0.047552 | 0.00013 | 0.00025 | 0.00038 | 0.0005 | 0.17838 | 0.10971 | 0.042749 |  | 0.3011 | 0.3368 | 0.3953 | 0.396 | 2014-05-10 | [16 empty] | 6.4365 | 10.7275 | 4.291 | 0 | 0 | 0 | 0 | 5.2445 | 3.5758 | 1.9071 | 0 | 21.4549 | 0 | 2.9844 | 10.4891 | 13.1114 | 2.6223 | 0 | 21.4549 | 0 | 4.8031 | 10.9659 | 17.8791 | 3.3374 | 0 | 21.4549 | 0 | 5.7828
2014-01-06 | 10時 |  | 0 | 0 | 0 | 0 | [9 empty] | 0 | 0 | 0 | 0 | 0 | 0 | 0 | 0 | 0 | 0 | 0 | 0 | 0 | 0 | 0 | 0 | 0 | 0 | 0 | 0 | 0 | 0 | 0.047552 | 0.00033 | 0.00067 | 0.001 | 0.00133 | 0.093503 | 0 | 0.012523 |  | 0.0483 | 0.0483 | 0.0711 | 0.0717 | 2014-05-11 | [16 empty] | 6.4816 | 10.8026 | 4.3211 | 0 | 0 | 0 | 0 | 5.2813 | 3.6009 | 1.9205 | 0 | 21.6053 | 0 | 2.5081 | 10.5626 | 13.2032 | 2.6406 | 0 | 21.6053 | 0 | 4.1306 | 11.0427 | 18.0044 | 3.3608 | 0 | 21.6053 | 0 | 4.9538
2014-01-06 | 11時 |  | 20.4065 | 1.7212 | 0 | 0 | [9 empty] | 3.5837 | 0 | 0 | 0 | 0 | 0 | 0 | 0 | 0 | 0 | 0 | 0 | 0 | 0 | 0 | 0 | 0 | 0 | 0 | 0 | 0 | 0 | 0.047552 | 0.00013 | 0.00025 | 0.00038 | 0.0005 | 0 | 0 | 0.0052775 |  | 0.056 | 0.0561 | 0.0788 | 0.0795 | 2014-05-12 | [16 empty] | 6.4918 | 10.8197 | 4.3279 | 0 | 0 | 0 | 0 | 5.2896 | 3.6066 | 1.9235 | 0 | 21.6393 | 0 | 2.7972 | 10.5792 | 13.224 | 2.6448 | 0 | 21.6393 | 0 | 4.4911 | 11.0601 | 18.0328 | 3.3661 | 0 | 21.6393 | 0 | 5.3772
2014-01-06 | 12時 |  | 11.0966 | 0 | 0 | 0 | [9 empty] | 1.282 | 0 | 0 | 0 | 0 | 0 | 0 | 0 | 0 | 0 | 0 | 0 | 0 | 0 | 0 | 0 | 0 | 0 | 0 | 0 | 0 | 0 | 0.047552 | 0.00338 | 0.00675 | 0.01013 | 0.01351 | 0.05371 | 0 | 0.0052775 |  | 0.1983 | 0.2727 | 0.3698 | 0.3705 | 2014-05-13 | [16 empty] | 3.1339 | 2.4107 | 2.8928 | 0 | 21.6961 | 0 | 0 | 11.5713 | 8.4374 | 2.8928 | 0 | 21.6961 | 0 | 3.0325 | 16.3926 | 19.2855 | 2.8928 | 0 | 21.6961 | 0 | 4.8833 | 16.8748 | 24.1068 | 3.616 | 0 | 21.6961 | 0 | 5.8871
2014-01-06 | 13時 |  | 0 | 0 | 0 | 0 | [9 empty] | 0 | 0 | 0 | 0 | 0 | 0 | 0 | 0 | 0 | 0 | 0 | 0 | 0 | 0 | 0 | 0 | 0 | 0 | 0 | 0 | 0 | 0 | 0.047552 | 0.00033 | 0.00067 | 0.001 | 0.00133 | 0.11604 | 0 | 0 |  | 0.0483 | 0.0483 | 0.0711 | 0.0717 | 2014-05-14 | [16 empty] | 0.96569 | 2.4142 | 1.4485 | 0 | 0 | 0 | 0 | 4.587 | 2.4142 | 1.4485 | 0 | 0 | 0 | 0 | 7.0013 | 13.2783 | 3.8628 | 0 | 0 | 0 | 0 | 3.8628 | 22.9352 | 3.3799 | 0 | 0 | 0 | 0
2014-01-06 | 14時 |  | 0 | 0 | 0 | 0 | [9 empty] | 0 | 0 | 0 | 0 | 0 | 0 | 0 | 0 | 0 | 0 | 0 | 0 | 0 | 0 | 0 | 0 | 0 | 0 | 0 | 0 | 0 | 0 | 0.047552 | 0.00013 | 0.00025 | 0.00038 | 0.0005 | 0.031168 | 0 | 0.017801 |  | 0.056 | 0.0561 | 0.0788 | 0.0795 | 2014-05-15 | [16 empty] | 6.4992 | 10.832 | 4.3328 | 0 | 0 | 0 | 0 | 5.2956 | 3.6107 | 1.9257 | 0 | 21.664 | 0 | 2.7709 | 10.5913 | 13.2391 | 2.6478 | 0 | 21.664 | 0 | 4.4474 | 11.0727 | 18.0533 | 3.37 | 0 | 21.664 | 0 | 5.3204
2014-01-06 | 15時 |  | 20.4726 | 0.31533 | 0 | 0 | [9 empty] | 3.5821 | 0 | 0 | 0 | 0 | 0 | 0 | 0 | 0 | 0 | 0 | 0 | 0 | 0 | 0 | 0 | 0 | 0 | 0 | 0 | 0 | 0 | 0.047552 | 0.00013 | 0.00025 | 0.00038 | 0.0005 | 0 | 0 | 0 |  | 0.056 | 0.0561 | 0.0788 | 0.0795 | 2014-05-16 | [16 empty] | 4.0608 | 7.1662 | 1.911 | 0 | 0 | 0 | 0 | 5.2552 | 13.138 | 1.911 | 0 | 0 | 0 | 0 | 5.7329 | 7.1662 | 1.4332 | 0 | 21.4985 | 0 | 4.3708 | 7.405 | 11.9436 | 0.95549 | 0 | 21.4985 | 0 | 5.2208
2014-01-06 | 16時 |  | 11.3379 | 0 | 0 | 0 | [9 empty] | 1.316 | 0 | 0 | 0 | 0 | 0 | 0 | 0 | 0 | 0 | 0 | 0 | 0 | 0 | 0 | 0 | 0 | 0 | 0 | 0 | 0 | 0 | 0.047552 | 0.00033 | 0.00067 | 0.001 | 0.00133 | 0.062335 | 0 | 0.0052775 |  | 0.0483 | 0.0483 | 0.0711 | 0.0717 | 2014-05-17 | [16 empty] | 3.0771 | 2.367 | 2.8404 | 0 | 21.3033 | 0 | 0 | 11.3617 | 8.2846 | 2.8404 | 0 | 21.3033 | 0 | 2.4965 | 15.6224 | 18.9362 | 3.3138 | 0 | 21.3033 | 0 | 4.1123 | 16.0958 | 23.6703 | 4.024 | 0 | 21.3033 | 0 | 4.9304
2014-01-06 | 17時 |  | 14.2959 | 0 | 9.1226 | 3.7953 | [9 empty] | 1.8178 | 0 | 0 | 0 | 0 | 1.2199 | 0 | 0 | 0 | 0 | 0 | 0 | 0 | 0 | 0 | 0 | 0 | 0 | 0 | 0 | 0 | 0 | 0.047552 | 0.00033 | 0.00067 | 0.001 | 0.00133 | 0.10536 | 0 | 0.0082775 |  | 0.1304 | 0.2048 | 0.3019 | 0.3026 | 2014-05-18 | [16 empty] | 3.9619 | 6.9916 | 1.8644 | 0 | 0 | 0 | 0 | 5.1272 | 12.818 | 1.8644 | 0 | 0 | 0 | 0 | 5.5933 | 6.9916 | 1.3983 | 0 | 20.9748 | 0 | 3.843 | 7.2247 | 11.6527 | 0.93221 | 0 | 20.9748 | 0 | 4.5877
2014-01-06 | 18時 |  | 13.9883 | 0 | 0 | 0 | [9 empty] | 1.7642 | 0 | 0 | 0 | 0 | 0 | 0 | 0 | 0 | 0 | 0 | 0 | 0 | 0 | 0 | 0 | 0 | 0 | 0 | 0 | 0 | 0 | 0.047552 | 0.00642 | 0.01284 | 0.01926 | 0.02568 | 0.12467 | 0 | 0.0082775 |  | 0.303 | 0.3387 | 0.3972 | 0.5469 | 2014-05-19 | [16 empty] | 6.1567 | 10.2611 | 4.1045 | 0 | 0 | 0 | 0 | 5.0166 | 3.4204 | 1.8242 | 0 | 20.5223 | 0 | 2.3393 | 10.0331 | 12.5414 | 2.5083 | 0 | 20.5223 | 0 | 3.8654 | 10.4892 | 17.1019 | 3.1924 | 0 | 20.5223 | 0 | 4.6161
2014-01-06 | 19時 |  | 8.9899 | 0 | 9.1036 | 2.5176 | [9 empty] | 1.0188 | 0 | 0 | 0 | 0 | 1.2189 | 0 | 0 | 0 | 0 | 0 | 0 | 0 | 0 | 0 | 0 | 0 | 0 | 0 | 0 | 0 | 0 | 0.047552 | 0.00642 | 0.01284 | 0.01926 | 0.02568 | 0.21072 | 0.10708 | 0.0082775 |  | 0.0991 | 0.1348 | 0.1932 | 0.1939 | 2014-05-20 | [16 empty] | 2.908 | 2.2369 | 2.6843 | 0 | 20.1325 | 0 | 0 | 10.7373 | 7.8293 | 2.6843 | 0 | 20.1325 | 0 | 2.1253 | 15.2112 | 17.8955 | 2.6843 | 0 | 20.1325 | 0 | 3.5291 | 15.6586 | 22.3694 | 3.3554 | 0 | 20.1325 | 0 | 4.1881
2014-01-06 | 20時 |  | 9.0243 | 0 | 8.2181 | 0 | [9 empty] | 1.0212 | 0 | 0 | 0 | 0 | 1.0353 | 0 | 0 | 0 | 0 | 0 | 0 | 0 | 0 | 0 | 0 | 0 | 0 | 0 | 0 | 0 | 0 | 0.047552 | 0.00033 | 0.00067 | 0.001 | 0.00133 | 0.14927 | 0.027125 | 0 |  | 0.0917 | 0.1275 | 0.2102 | 0.2109 | 2014-05-21 | [16 empty] | 3.064 | 8.7542 | 3.5017 | 0 | 19.6968 | 0 | 0 | 14.0066 | 14.2255 | 3.5017 | 0 | 19.6968 | 0 | 2.4582 | 17.946 | 22.9796 | 5.0336 | 0 | 19.6968 | 0 | 4.0521 | 20.1345 | 26.2625 | 5.0336 | 0 | 19.6968 | 0 | 4.8539
2014-01-06 | 21時 |  | 9.0003 | 0 | 9.5472 | 0 | [9 empty] | 1.0123 | 0 | 0 | 0 | 0 | 1.0862 | 0 | 0 | 0 | 0 | 0 | 0 | 0 | 0 | 0 | 0 | 0 | 0 | 0 | 0 | 0 | 0 | 0.047552 | 0.00033 | 0.00067 | 0.001 | 0.00133 | 0.14618 | 0.10814 | 0.031304 |  | 0.1216 | 0.1873 | 0.2837 | 0.2844 | 2014-05-22 | [16 empty] | 5.9012 | 9.8354 | 3.9342 | 0 | 0 | 0 | 0 | 4.8084 | 3.2785 | 1.7485 | 0 | 19.6708 | 0 | 2.4782 | 9.6168 | 12.021 | 2.4042 | 0 | 19.6708 | 0 | 4.0836 | 10.054 | 16.3923 | 3.0599 | 0 | 19.6708 | 0 | 4.894
2014-01-06 | 22時 |  | 9.0079 | 0 | 3.5209 | 0 | [9 empty] | 1.0117 | 0 | 0 | 0 | 0 | 0.3945 | 0 | 0 | 0 | 0 | 0 | 0 | 0 | 0 | 0 | 0 | 0 | 0 | 0 | 0 | 0 | 0 | 0.047552 | 0.00628 | 0.01256 | 0.01884 | 0.02512 | 0.12467 | 0.16133 | 0.043827 |  | 0.1738 | 0.1917 | 0.262 | 0.2626 | 2014-05-23 | [16 empty] | 3.6896 | 6.511 | 1.7363 | 0 | 0 | 0 | 0 | 4.7747 | 11.9368 | 1.7363 | 0 | 0 | 0 | 0 | 5.2088 | 6.511 | 1.3022 | 0 | 19.533 | 0 | 5.1208 | 6.728 | 10.8517 | 0.86813 | 0 | 19.533 | 0 | 6.1958
2014-01-06 | 23時 |  | 0 | 0 | 0 | 0 | [9 empty] | 0 | 0 | 0 | 0 | 0 | 0 | 0 | 0 | 0 | 0 | 0 | 0 | 0 | 0 | 0 | 0 | 0 | 0 | 0 | 0 | 0 | 0 | 0.047552 | 0.0067 | 0.01339 | 0.02009 | 0.02679 | 0.12467 | 0.18881 | 0.031848 |  | 0.1877 | 0.2176 | 0.2756 | 0.2763 | 2014-05-24 | [16 empty] | 5.8859 | 9.8098 | 3.9239 | 0 | 0 | 0 | 0 | 4.7959 | 3.2699 | 1.744 | 0 | 19.6197 | 0 | 2.9881 | 9.5918 | 11.9898 | 2.398 | 0 | 19.6197 | 0 | 4.8094 | 10.0278 | 16.3497 | 3.0519 | 0 | 19.6197 | 0 | 5.7909
2014-01-07 | 0時 |  | 0 | 0 | 0 | 0 | [9 empty] | 0 | 0 | 0 | 0 | 0 | 0 | 0 | 0 | 0 | 0 | 0 | 0 | 0 | 0 | 0 | 0 | 0 | 0 | 0 | 0 | 0 | 0 | 0.047552 | 0.00013 | 0.00025 | 0.00038 | 0.0005 | 0 | 0 | 0 |  | 0.1578 | 0.1578 | 0.1806 | 0.1812 | 2014-05-25 | [16 empty] | 5.928 | 9.8801 | 3.952 | 0 | 0 | 0 | 0 | 4.8303 | 3.2934 | 1.7565 | 0 | 19.7601 | 0 | 3.0756 | 9.6605 | 12.0756 | 2.4151 | 0 | 19.7601 | 0 | 4.9552 | 10.0996 | 16.4668 | 3.0738 | 0 | 19.7601 | 0 | 5.9805
2014-01-07 | 1時 |  | 0 | 0 | 0 | 0 | [9 empty] | 0 | 0 | 0 | 0 | 0 | 0 | 0 | 0 | 0 | 0 | 0 | 0 | 0 | 0 | 0 | 0 | 0 | 0 | 0 | 0 | 0 | 0 | 0.047552 | 0.00013 | 0.00025 | 0.00038 | 0.0005 | 0 | 0 | 0 |  | 0.0483 | 0.0483 | 0.0711 | 0.0717 | 2014-05-26 | [16 empty] | 5.9836 | 9.9727 | 3.9891 | 0 | 0 | 0 | 0 | 4.8756 | 3.3242 | 1.7729 | 0 | 19.9454 | 0 | 2.97 | 9.7511 | 12.1889 | 2.4378 | 0 | 19.9454 | 0 | 4.7792 | 10.1943 | 16.6212 | 3.1026 | 0 | 19.9454 | 0 | 5.7517
2014-01-07 | 2時 |  | 0 | 0 | 0 | 0 | [9 empty] | 0 | 0 | 0 | 0 | 0 | 0 | 0 | 0 | 0 | 0 | 0 | 0 | 0 | 0 | 0 | 0 | 0 | 0 | 0 | 0 | 0 | 0 | 0.047552 | 0.00013 | 0.00025 | 0.00038 | 0.0005 | 0 | 0 | 0 |  | 0.056 | 0.0561 | 0.0788 | 0.0795 | 2014-05-27 | [16 empty] | 2.9025 | 2.2327 | 2.6793 | 0 | 20.0945 | 0 | 0 | 10.717 | 7.8145 | 2.6793 | 0 | 20.0945 | 0 | 2.8456 | 15.1825 | 17.8617 | 2.6793 | 0 | 20.0945 | 0 | 4.5719 | 15.629 | 22.3272 | 3.3491 | 0 | 20.0945 | 0 | 5.4822
2014-01-07 | 3時 |  | 0 | 0 | 0 | 0 | [9 empty] | 0 | 0 | 0 | 0 | 0 | 0 | 0 | 0 | 0 | 0 | 0 | 0 | 0 | 0 | 0 | 0 | 0 | 0 | 0 | 0 | 0 | 0 | 0.047552 | 0.00013 | 0.00025 | 0.00038 | 0.0005 | 0 | 0 | 0 |  | 0.056 | 0.0561 | 0.0788 | 0.0795 | 2014-05-28 | [16 empty] | 0.9001 | 2.2502 | 1.3501 | 0 | 0 | 0 | 0 | 4.2755 | 2.2502 | 1.3501 | 0 | 0 | 0 | 0 | 6.5257 | 12.3763 | 3.6004 | 0 | 0 | 0 | 0 | 3.6004 | 21.3773 | 3.1503 | 0 | 0 | 0 | 0
2014-01-07 | 4時 |  | 0 | 0 | 0 | 0 | [9 empty] | 0 | 0 | 0 | 0 | 0 | 0 | 0 | 0 | 0 | 0 | 0 | 0 | 0 | 0 | 0 | 0 | 0 | 0 | 0 | 0 | 0 | 0 | 0.047552 | 0.00013 | 0.00025 | 0.00038 | 0.0005 | 0 | 0 | 0 |  | 0.0483 | 0.0483 | 0.0711 | 0.0717 | 2014-05-29 | [16 empty] | 6.148 | 10.2467 | 4.0987 | 0 | 0 | 0 | 0 | 5.0095 | 3.4156 | 1.8216 | 0 | 20.4934 | 0 | 2.705 | 10.019 | 12.5237 | 2.5047 | 0 | 20.4934 | 0 | 4.3375 | 10.4744 | 17.0778 | 3.1879 | 0 | 20.4934 | 0 | 5.1775
2014-01-07 | 5時 |  | 0 | 0 | 0 | 0 | [9 empty] | 0 | 0 | 0 | 0 | 0 | 0 | 0 | 0 | 0 | 0 | 0 | 0 | 0 | 0 | 0 | 0 | 0 | 0 | 0 | 0 | 0 | 0 | 0.047552 | 0.00013 | 0.00025 | 0.00038 | 0.0005 | 0 | 0 | 0 |  | 0.056 | 0.0561 | 0.0788 | 0.0795 | 2014-05-30 | [16 empty] | 3.9001 | 6.8825 | 1.8353 | 0 | 0 | 0 | 0 | 5.0472 | 12.6179 | 1.8353 | 0 | 0 | 0 | 0 | 5.506 | 6.8825 | 1.3765 | 0 | 20.6475 | 0 | 4.3297 | 7.1119 | 11.4709 | 0.91767 | 0 | 20.6475 | 0 | 5.1673
2014-01-07 | 6時 |  | 0 | 0 | 0 | 0 | [9 empty] | 0 | 0 | 0 | 0 | 0 | 0 | 0 | 0 | 0 | 0 | 0 | 0 | 0 | 0 | 0 | 0 | 0 | 0 | 0 | 0 | 0 | 0 | 0.047552 | 0.00013 | 0.00025 | 0.00038 | 0.0005 | 0 | 0 | 0 |  | 0.056 | 0.0561 | 0.0788 | 0.0795 | 2014-05-31 | [16 empty] | 3.0204 | 2.3234 | 2.7881 | 0 | 20.9104 | 0 | 0 | 11.1522 | 8.1318 | 2.7881 | 0 | 20.9104 | 0 | 2.3984 | 15.3343 | 18.587 | 3.2527 | 0 | 20.9104 | 0 | 3.9582 | 15.799 | 23.2338 | 3.9497 | 0 | 20.9104 | 0 | 4.7343
2014-01-07 | 7時 |  | 26.7785 | 2.0814 | 10.2861 | 0 | [9 empty] | 3.583 | 0 | 0 | 0 | 0 | 0.95391 | 0 | 0 | 0 | 0 | 0 | 0 | 0 | 0 | 0 | 0 | 0 | 0 | 0 | 0 | 0 | 0 | 0.047552 | 0.00054 | 0.00108 | 0.00163 | 0.00217 | 0 | 0.024649 | 0.022689 |  | 0.1168 | 0.1854 | 0.2767 | 0.2774 | 2014-06-01 | [16 empty] | 3.9439 | 6.9597 | 1.8559 | 0 | 0 | 0 | 0 | 5.1038 | 12.7595 | 1.8559 | 0 | 0 | 0 | 0 | 5.5678 | 6.9597 | 1.3919 | 0 | 20.8792 | 0 | 3.8974 | 7.1917 | 11.5996 | 0.92797 | 0 | 20.8792 | 0 | 4.657
2014-01-07 | 8時 |  | 9.9446 | 0 | 12.7777 | 0 | [9 empty] | 0.86155 | 0 | 0 | 0 | 0 | 1.1495 | 0 | 0 | 0 | 0 | 0 | 0 | 0 | 0 | 0 | 0 | 0 | 0 | 0 | 0 | 0 | 0 | 0.047552 | 0.00379 | 0.00759 | 0.01138 | 0.01518 | 0.084877 | 0.078545 | 0.064582 |  | 0.2156 | 0.2812 | 0.3696 | 0.3702 | 2014-06-02 | [16 empty] | 6.2452 | 10.4087 | 4.1635 | 0 | 0 | 0 | 0 | 5.0887 | 3.4696 | 1.8504 | 0 | 20.8175 | 0 | 2.4235 | 10.1774 | 12.7218 | 2.5444 | 0 | 20.8175 | 0 | 3.9977 | 10.64 | 17.3479 | 3.2383 | 0 | 20.8175 | 0 | 4.7846
2014-01-07 | 9時 |  | 4.2516 | 0 | 2.8371 | 0 | [9 empty] | 0.46824 | 0 | 0 | 0 | 0 | 0.43065 | 0 | 0 | 0 | 0 | 0 | 0 | 0 | 0 | 0 | 0 | 0 | 0 | 0 | 0 | 0 | 0 | 0.047552 | 0.00033 | 0.00067 | 0.001 | 0.00133 | 0.23209 | 0.16325 | 0.052059 |  | 0.2163 | 0.252 | 0.3265 | 0.3272 | 2014-06-03 | [16 empty] | 2.9498 | 2.269 | 2.7228 | 0 | 20.4214 | 0 | 0 | 10.8914 | 7.9416 | 2.7228 | 0 | 20.4214 | 0 | 2.65 | 15.4295 | 18.1523 | 2.7228 | 0 | 20.4214 | 0 | 4.2458 | 15.8833 | 22.6904 | 3.4036 | 0 | 20.4214 | 0 | 5.0583
2014-01-07 | 10時 |  | 1.142 | 0 | 0.050613 | 0 | [9 empty] | 0.22746 | 0 | 0 | 0 | 0 | 0.40777 | 0 | 0 | 0 | 0 | 0 | 0 | 0 | 0 | 0 | 0 | 0 | 0 | 0 | 0 | 0 | 0 | 0.047552 | 0.00054 | 0.00108 | 0.00163 | 0.00217 | 0.12467 | 0.21558 | 0.037471 |  | 0.1917 | 0.2274 | 0.3128 | 0.3134 | 2014-06-04 | [16 empty] | 3.1447 | 8.9848 | 3.5939 | 0 | 20.2157 | 0 | 0 | 14.3756 | 14.6002 | 3.5939 | 0 | 20.2157 | 0 | 2.6578 | 18.4188 | 23.585 | 5.1662 | 0 | 20.2157 | 0 | 4.2589 | 20.665 | 26.9543 | 5.1662 | 0 | 20.2157 | 0 | 5.0753
2014-01-07 | 11時 |  | 2.4873 | 0 | 0.022482 | 0 | [9 empty] | 0.33088 | 0 | 0 | 0 | 0 | 0.20201 | 0 | 0 | 0 | 0 | 0 | 0 | 0 | 0 | 0 | 0 | 0 | 0 | 0 | 0 | 0 | 0 | 0.047552 | 0.00033 | 0.00067 | 0.001 | 0.00133 | 0.12467 | 0.21558 | 0 |  | 0.1994 | 0.2352 | 0.315 | 0.3157 | 2014-06-05 | [16 empty] | 5.9885 | 9.9808 | 3.9923 | 0 | 0 | 0 | 0 | 4.8795 | 3.3269 | 1.7744 | 0 | 19.9616 | 0 | 2.6469 | 9.759 | 12.1988 | 2.4398 | 0 | 19.9616 | 0 | 4.2406 | 10.2026 | 16.6347 | 3.1051 | 0 | 19.9616 | 0 | 5.0516
2014-01-07 | 12時 |  | 4.4801 | 0 | 0 | 0 | [9 empty] | 0.49139 | 0 | 0 | 0 | 0 | 0 | 0 | 0 | 0 | 0 | 0 | 0 | 0 | 0 | 0 | 0 | 0 | 0 | 0 | 0 | 0 | 0 | 0.047552 | 0.00338 | 0.00675 | 0.01013 | 0.01351 | 0.14721 | 0.13456 | 0.018352 |  | 0.1983 | 0.2727 | 0.3698 | 0.3705 | 2014-06-06 | [16 empty] | 3.7334 | 6.5884 | 1.7569 | 0 | 0 | 0 | 0 | 4.8315 | 12.0787 | 1.7569 | 0 | 0 | 0 | 0 | 5.2707 | 6.5884 | 1.3177 | 0 | 19.7651 | 0 | 3.9616 | 6.808 | 10.9806 | 0.87845 | 0 | 19.7651 | 0 | 4.7386
2014-01-07 | 13時 |  | 0 | 0 | 0 | 0 | [9 empty] | 0 | 0 | 0 | 0 | 0 | 0 | 0 | 0 | 0 | 0 | 0 | 0 | 0 | 0 | 0 | 0 | 0 | 0 | 0 | 0 | 0 | 0 | 0.047552 | 0.00033 | 0.00067 | 0.001 | 0.00133 | 0.13756 | 0.026771 | 0.023629 |  | 0.0483 | 0.0483 | 0.0711 | 0.0717 | 2014-06-07 | [16 empty] | 5.8672 | 9.7787 | 3.9115 | 0 | 0 | 0 | 0 | 4.7807 | 3.2596 | 1.7384 | 0 | 19.5573 | 0 | 2.7006 | 9.5614 | 11.9517 | 2.3903 | 0 | 19.5573 | 0 | 4.3302 | 9.996 | 16.2978 | 3.0423 | 0 | 19.5573 | 0 | 5.168
2014-01-07 | 14時 |  | 0 | 0 | 0 | 0 | [9 empty] | 0 | 0 | 0 | 0 | 0 | 0 | 0 | 0 | 0 | 0 | 0 | 0 | 0 | 0 | 0 | 0 | 0 | 0 | 0 | 0 | 0 | 0 | 0.047552 | 0.00013 | 0.00025 | 0.00038 | 0.0005 | 0 | 0 | 0 |  | 0.056 | 0.0561 | 0.0788 | 0.0795 | 2014-06-08 | [16 empty] | 5.8425 | 9.7375 | 3.895 | 0 | 0 | 0 | 0 | 4.7606 | 3.2458 | 1.7311 | 0 | 19.475 | 0 | 2.1056 | 9.5211 | 11.9014 | 2.3803 | 0 | 19.475 | 0 | 3.4981 | 9.9539 | 16.2292 | 3.0294 | 0 | 19.475 | 0 | 4.1487
2014-01-07 | 15時 |  | 12.845 | 0 | 4.9571 | 0 | [9 empty] | 1.1486 | 0 | 0 | 0 | 0 | 0.44556 | 0 | 0 | 0 | 0 | 0 | 0 | 0 | 0 | 0 | 0 | 0 | 0 | 0 | 0 | 0 | 0 | 0.047552 | 0.00013 | 0.00025 | 0.00038 | 0.0005 | 0 | 0 | 0 |  | 0.056 | 0.0561 | 0.0788 | 0.0795 | 2014-06-09 | [16 empty] | 5.7597 | 9.5995 | 3.8398 | 0 | 0 | 0 | 0 | 4.6931 | 3.1998 | 1.7066 | 0 | 19.1991 | 0 | 2.1311 | 9.3862 | 11.7328 | 2.3466 | 0 | 19.1991 | 0 | 3.5382 | 9.8129 | 15.9992 | 2.9865 | 0 | 19.1991 | 0 | 4.1998
2014-01-07 | 16時 |  | 12.4768 | 0 | 3.207 | 0 | [9 empty] | 1.1175 | 0 | 0 | 0 | 0 | 0.31009 | 0 | 0 | 0 | 0 | 0 | 0 | 0 | 0 | 0 | 0 | 0 | 0 | 0 | 0 | 0 | 0 | 0.047552 | 0.00054 | 0.00108 | 0.00163 | 0.00217 | 0.062335 | 0.054249 | 0.024058 |  | 0.2095 | 0.275 | 0.3956 | 0.5453 | 2014-06-10 | [16 empty] | 2.7357 | 2.1044 | 2.5252 | 0 | 18.9392 | 0 | 0 | 10.1009 | 7.3653 | 2.5252 | 0 | 18.9392 | 0 | 2.2019 | 14.3096 | 16.8349 | 2.5252 | 0 | 18.9392 | 0 | 3.6494 | 14.7305 | 21.0436 | 3.1565 | 0 | 18.9392 | 0 | 4.3412
2014-01-07 | 17時 |  | 12.5519 | 0 | 3.4251 | 0 | [9 empty] | 1.1183 | 0 | 0 | 0 | 0 | 0.32288 | 0 | 0 | 0 | 0 | 0 | 0 | 0 | 0 | 0 | 0 | 0 | 0 | 0 | 0 | 0 | 0 | 0.047552 | 0.00642 | 0.01284 | 0.01926 | 0.02568 | 0.12467 | 0.1085 | 0.026923 |  | 0.2423 | 0.2781 | 0.3689 | 0.5187 | 2014-06-11 | [16 empty] | 0.83719 | 2.093 | 1.2558 | 0 | 0 | 0 | 0 | 3.9767 | 2.093 | 1.2558 | 0 | 0 | 0 | 0 | 6.0696 | 11.5114 | 3.3488 | 0 | 0 | 0 | 0 | 3.3488 | 19.8833 | 2.9302 | 0 | 0 | 0 | 0
2014-01-07 | 18時 |  | 8.0947 | 0 | 0 | 0 | [9 empty] | 0.77614 | 0 | 0 | 0 | 0 | 0 | 0 | 0 | 0 | 0 | 0 | 0 | 0 | 0 | 0 | 0 | 0 | 0 | 0 | 0 | 0 | 0 | 0.047552 | 0.00642 | 0.01284 | 0.01926 | 0.02568 | 0.21072 | 0.1085 | 0 |  | 0.1819 | 0.2177 | 0.2978 | 0.4476 | 2014-06-12 | [16 empty] | 5.6226 | 9.3711 | 3.7484 | 0 | 0 | 0 | 0 | 4.5814 | 3.1237 | 1.666 | 0 | 18.7421 | 0 | 2.1516 | 9.1628 | 11.4535 | 2.2907 | 0 | 18.7421 | 0 | 3.5703 | 9.5793 | 15.6184 | 2.9154 | 0 | 18.7421 | 0 | 4.2406
2014-01-07 | 19時 |  | 8.3599 | 0 | 13.4948 | 0 | [9 empty] | 0.79373 | 0 | 0 | 0 | 0 | 1.2558 | 0 | 0 | 0 | 0 | 0 | 0 | 0 | 0 | 0 | 0 | 0 | 0 | 0 | 0 | 0 | 0 | 0.047552 | 0.00013 | 0.00025 | 0.00038 | 0.0005 | 0.12879 | 0 | 0.006537 |  | 0.0998 | 0.1355 | 0.2049 | 0.2056 | 2014-06-13 | [16 empty] | 3.5134 | 6.2001 | 1.6534 | 0 | 0 | 0 | 0 | 4.5468 | 11.3669 | 1.6534 | 0 | 0 | 0 | 0 | 4.9601 | 6.2001 | 1.24 | 0 | 18.6004 | 0 | 3.4935 | 6.4068 | 10.3335 | 0.82668 | 0 | 18.6004 | 0 | 4.1429
2014-01-07 | 20時 |  | 8.2826 | 0 | 6.7509 | 0 | [9 empty] | 0.77856 | 0 | 0 | 0 | 0 | 0.64124 | 0 | 0 | 0 | 0 | 0 | 0 | 0 | 0 | 0 | 0 | 0 | 0 | 0 | 0 | 0 | 0 | 0.047552 | 0.00033 | 0.00067 | 0.001 | 0.00133 | 0.16769 | 0.10779 | 0.006537 |  | 0.0917 | 0.1275 | 0.2183 | 0.219 | 2014-06-14 | [16 empty] | 2.6515 | 2.0396 | 2.4475 | 0 | 18.3563 | 0 | 0 | 9.79 | 7.1386 | 2.4475 | 0 | 18.3563 | 0 | 2.4626 | 13.4613 | 16.3167 | 2.8554 | 0 | 18.3563 | 0 | 4.059 | 13.8692 | 20.3959 | 3.4673 | 0 | 18.3563 | 0 | 4.8626
2014-01-07 | 21時 |  | 8.5917 | 0 | 5.7532 | 0 | [9 empty] | 0.79785 | 0 | 0 | 0 | 0 | 0.57366 | 0 | 0 | 0 | 0 | 0 | 0 | 0 | 0 | 0 | 0 | 0 | 0 | 0 | 0 | 0 | 0 | 0.047552 | 0.00628 | 0.01256 | 0.01884 | 0.02512 | 0.12467 | 0.18846 | 0.012659 |  | 0.1755 | 0.2411 | 0.3458 | 0.3465 | 2014-06-15 | [16 empty] | 3.4557 | 6.0984 | 1.6262 | 0 | 0 | 0 | 0 | 4.4721 | 11.1803 | 1.6262 | 0 | 0 | 0 | 0 | 4.8787 | 6.0984 | 1.2197 | 0 | 18.2951 | 0 | 3.7118 | 6.3016 | 10.1639 | 0.81312 | 0 | 18.2951 | 0 | 4.4207
2014-01-07 | 22時 |  | 0 | 0 | 0 | 0 | [9 empty] | 0 | 0 | 0 | 0 | 0 | 0 | 0 | 0 | 0 | 0 | 0 | 0 | 0 | 0 | 0 | 0 | 0 | 0 | 0 | 0 | 0 | 0 | 0.047552 | 0.00649 | 0.01298 | 0.01947 | 0.02595 | 0.12467 | 0.16133 | 0.043827 |  | 0.1139 | 0.1795 | 0.3002 | 0.3009 | 2014-06-16 | [16 empty] | 5.4376 | 9.0627 | 3.6251 | 0 | 0 | 0 | 0 | 4.4306 | 3.0209 | 1.6111 | 0 | 18.1254 | 0 | 2.044 | 8.8613 | 11.0766 | 2.2153 | 0 | 18.1254 | 0 | 3.4013 | 9.2641 | 15.1045 | 2.8195 | 0 | 18.1254 | 0 | 4.0255
2014-01-07 | 23時 |  | 0 | 0 | 0 | 0 | [9 empty] | 0 | 0 | 0 | 0 | 0 | 0 | 0 | 0 | 0 | 0 | 0 | 0 | 0 | 0 | 0 | 0 | 0 | 0 | 0 | 0 | 0 | 0 | 0.047552 | 0.00331 | 0.00661 | 0.00992 | 0.01323 | 0.062335 | 0.15709 | 0.04296 |  | 0.1578 | 0.1578 | 0.1806 | 0.1812 | 2014-06-17 | [16 empty] | 2.5913 | 1.9933 | 2.3919 | 0 | 17.9395 | 0 | 0 | 9.5677 | 6.9765 | 2.3919 | 0 | 17.9395 | 0 | 2.0622 | 13.5543 | 15.9462 | 2.3919 | 0 | 17.9395 | 0 | 3.4299 | 13.9529 | 19.9328 | 2.9899 | 0 | 17.9395 | 0 | 4.062
2014-01-08 | 0時 |  | 0 | 0 | 0 | 0 | [9 empty] | 0 | 0 | 0 | 0 | 0 | 0 | 0 | 0 | 0 | 0 | 0 | 0 | 0 | 0 | 0 | 0 | 0 | 0 | 0 | 0 | 0 | 0 | 0.047552 | 0.00013 | 0.00025 | 0.00038 | 0.0005 | 0 | 0 | 0 |  | 0.1578 | 0.1578 | 0.1806 | 0.1812 | 2014-06-18 | [16 empty] | 2.7446 | 7.8416 | 3.1366 | 0 | 17.6436 | 0 | 0 | 12.5465 | 12.7426 | 3.1366 | 0 | 17.6436 | 0 | 2.2569 | 16.0752 | 20.5842 | 4.5089 | 0 | 17.6436 | 0 | 3.7359 | 18.0356 | 23.5247 | 4.5089 | 0 | 17.6436 | 0 | 4.4514
2014-01-08 | 1時 |  | 0 | 0 | 0 | 0 | [9 empty] | 0 | 0 | 0 | 0 | 0 | 0 | 0 | 0 | 0 | 0 | 0 | 0 | 0 | 0 | 0 | 0 | 0 | 0 | 0 | 0 | 0 | 0 | 0.047552 | 0.00013 | 0.00025 | 0.00038 | 0.0005 | 0 | 0 | 0 |  | 0.0483 | 0.0483 | 0.0711 | 0.0717 | 2014-06-19 | [16 empty] | 5.3167 | 8.8612 | 3.5445 | 0 | 0 | 0 | 0 | 4.3322 | 2.9537 | 1.5753 | 0 | 17.7224 | 0 | 2.7906 | 8.6643 | 10.8304 | 2.1661 | 0 | 17.7224 | 0 | 4.4802 | 9.0581 | 14.7687 | 2.7568 | 0 | 17.7224 | 0 | 5.363
2014-01-08 | 2時 |  | 0 | 0 | 0 | 0 | [9 empty] | 0 | 0 | 0 | 0 | 0 | 0 | 0 | 0 | 0 | 0 | 0 | 0 | 0 | 0 | 0 | 0 | 0 | 0 | 0 | 0 | 0 | 0 | 0.047552 | 0.00013 | 0.00025 | 0.00038 | 0.0005 | 0 | 0 | 0 |  | 0.056 | 0.0561 | 0.0788 | 0.0795 | 2014-06-20 | [16 empty] | 3.407 | 6.0124 | 1.6033 | 0 | 0 | 0 | 0 | 4.4091 | 11.0227 | 1.6033 | 0 | 0 | 0 | 0 | 4.8099 | 6.0124 | 1.2025 | 0 | 18.0372 | 0 | 4.5802 | 6.2128 | 10.0207 | 0.80165 | 0 | 18.0372 | 0 | 5.493
2014-01-08 | 3時 |  | 0 | 0 | 0 | 0 | [9 empty] | 0 | 0 | 0 | 0 | 0 | 0 | 0 | 0 | 0 | 0 | 0 | 0 | 0 | 0 | 0 | 0 | 0 | 0 | 0 | 0 | 0 | 0 | 0.047552 | 0.00013 | 0.00025 | 0.00038 | 0.0005 | 0 | 0 | 0 |  | 0.056 | 0.0561 | 0.0788 | 0.0795 | 2014-06-21 | [16 empty] | 5.5055 | 9.1758 | 3.6703 | 0 | 0 | 0 | 0 | 4.4859 | 3.0586 | 1.6312 | 0 | 18.3516 | 0 | 2.9044 | 8.9719 | 11.2148 | 2.243 | 0 | 18.3516 | 0 | 4.6698 | 9.3797 | 15.293 | 2.8547 | 0 | 18.3516 | 0 | 5.6095
2014-01-08 | 4時 |  | 0 | 0 | 0 | 0 | [9 empty] | 0 | 0 | 0 | 0 | 0 | 0 | 0 | 0 | 0 | 0 | 0 | 0 | 0 | 0 | 0 | 0 | 0 | 0 | 0 | 0 | 0 | 0 | 0.047552 | 0.00013 | 0.00025 | 0.00038 | 0.0005 | 0 | 0 | 0 |  | 0.0483 | 0.0483 | 0.0711 | 0.0717 | 2014-06-22 | [16 empty] | 5.6133 | 9.3555 | 3.7422 | 0 | 0 | 0 | 0 | 4.5738 | 3.1185 | 1.6632 | 0 | 18.711 | 0 | 2.5081 | 9.1476 | 11.4345 | 2.2869 | 0 | 18.711 | 0 | 4.1306 | 9.5634 | 15.5925 | 2.9106 | 0 | 18.711 | 0 | 4.9538
2014-01-08 | 5時 |  | 0 | 0 | 0 | 0 | [9 empty] | 0 | 0 | 0 | 0 | 0 | 0 | 0 | 0 | 0 | 0 | 0 | 0 | 0 | 0 | 0 | 0 | 0 | 0 | 0 | 0 | 0 | 0 | 0.047552 | 0.00013 | 0.00025 | 0.00038 | 0.0005 | 0 | 0 | 0 |  | 0.056 | 0.0561 | 0.0788 | 0.0795 | 2014-06-23 | [16 empty] | 5.6691 | 9.4484 | 3.7794 | 0 | 0 | 0 | 0 | 4.6192 | 3.1495 | 1.6797 | 0 | 18.8969 | 0 | 2.2872 | 9.2385 | 11.5481 | 2.3096 | 0 | 18.8969 | 0 | 3.7834 | 9.6584 | 15.7474 | 2.9395 | 0 | 18.8969 | 0 | 4.5119
2014-01-08 | 6時 |  | 0 | 0 | 0 | 0 | [9 empty] | 0 | 0 | 0 | 0 | 0 | 0 | 0 | 0 | 0 | 0 | 0 | 0 | 0 | 0 | 0 | 0 | 0 | 0 | 0 | 0 | 0 | 0 | 0.047552 | 0.00033 | 0.00067 | 0.001 | 0.00133 | 0 | 0.024649 | 0.011815 |  | 0.0859 | 0.1159 | 0.1685 | 0.1692 | 2014-06-24 | [16 empty] | 2.7434 | 2.1103 | 2.5324 | 0 | 18.993 | 0 | 0 | 10.1296 | 7.3862 | 2.5324 | 0 | 18.993 | 0 | 2.1807 | 14.3503 | 16.8827 | 2.5324 | 0 | 18.993 | 0 | 3.6161 | 14.7724 | 21.1034 | 3.1655 | 0 | 18.993 | 0 | 4.299
2014-01-08 | 7時 |  | 26.0773 | 7.5251 | 11.2199 | 0.84525 | [9 empty] | 3.6376 | 0 | 0 | 0 | 0 | 1.2228 | 0 | 0 | 0 | 0 | 0 | 0 | 0 | 0 | 0 | 0 | 0 | 0 | 0 | 0 | 0 | 0 | 0.047552 | 0.00033 | 0.00067 | 0.001 | 0.00133 | 0.093503 | 0 | 0.015347 |  | 0.2346 | 0.2703 | 0.3287 | 0.3294 | 2014-06-25 | [16 empty] | 0.8376 | 2.094 | 1.2564 | 0 | 0 | 0 | 0 | 3.9786 | 2.094 | 1.2564 | 0 | 0 | 0 | 0 | 6.0726 | 11.5171 | 3.3504 | 0 | 0 | 0 | 0 | 3.3504 | 19.8931 | 2.9316 | 0 | 0 | 0 | 0
2014-01-08 | 8時 |  | 8.7201 | 0 | 12.8928 | 0 | [9 empty] | 0.79451 | 0 | 0 | 0 | 0 | 1.2251 | 0 | 0 | 0 | 0 | 0 | 0 | 0 | 0 | 0 | 0 | 0 | 0 | 0 | 0 | 0 | 0 | 0.047552 | 0.00705 | 0.01409 | 0.02114 | 0.02818 | 0.13653 | 0.078545 | 0.060527 |  | 0.2282 | 0.3325 | 0.4595 | 0.4602 | 2014-06-26 | [16 empty] | 5.6519 | 9.4199 | 3.768 | 0 | 0 | 0 | 0 | 4.6053 | 3.14 | 1.6747 | 0 | 18.8398 | 0 | 2.1523 | 9.2106 | 11.5132 | 2.3026 | 0 | 18.8398 | 0 | 3.5715 | 9.6292 | 15.6999 | 2.9306 | 0 | 18.8398 | 0 | 4.2421
2014-01-08 | 9時 |  | 4.2189 | 0 | 2.991 | 0 | [9 empty] | 0.45671 | 0 | 0 | 0 | 0 | 0.43087 | 0 | 0 | 0 | 0 | 0 | 0 | 0 | 0 | 0 | 0 | 0 | 0 | 0 | 0 | 0 | 0 | 0.047552 | 0.00013 | 0.00025 | 0.00038 | 0.0005 | 0.084877 | 0.053895 | 0.0052775 |  | 0.056 | 0.0561 | 0.0788 | 0.0795 | 2014-06-27 | [16 empty] | 3.5693 | 6.2988 | 1.6797 | 0 | 0 | 0 | 0 | 4.6191 | 11.5477 | 1.6797 | 0 | 0 | 0 | 0 | 5.039 | 6.2988 | 1.2598 | 0 | 18.8963 | 0 | 3.3406 | 6.5087 | 10.4979 | 0.83983 | 0 | 18.8963 | 0 | 3.9482
2014-01-08 | 10時 |  | 1.9706 | 0 | 0.57127 | 0 | [9 empty] | 0.2794 | 0 | 0 | 0 | 0 | 0.38913 | 0 | 0 | 0 | 0 | 0 | 0 | 0 | 0 | 0 | 0 | 0 | 0 | 0 | 0 | 0 | 0 | 0.047552 | 0.00013 | 0.00025 | 0.00038 | 0.0005 | 0 | 0 | 0 |  | 0.0483 | 0.0483 | 0.0711 | 0.0717 | 2014-06-28 | [16 empty] | 2.7252 | 2.0963 | 2.5156 | 0 | 18.8666 | 0 | 0 | 10.0622 | 7.337 | 2.5156 | 0 | 18.8666 | 0 | 2.6347 | 13.8355 | 16.7703 | 2.9348 | 0 | 18.8666 | 0 | 4.2203 | 14.2548 | 20.9629 | 3.5637 | 0 | 18.8666 | 0 | 5.0252
2014-01-08 | 11時 |  | 3.2753 | 0 | 0.16141 | 0 | [9 empty] | 0.37152 | 0 | 0 | 0 | 0 | 0.19461 | 0 | 0 | 0 | 0 | 0 | 0 | 0 | 0 | 0 | 0 | 0 | 0 | 0 | 0 | 0 | 0 | 0.047552 | 0.00013 | 0.00025 | 0.00038 | 0.0005 | 0 | 0 | 0 |  | 0.056 | 0.0561 | 0.0788 | 0.0795 | 2014-06-29 | [16 empty] | 3.5928 | 6.3403 | 1.6908 | 0 | 0 | 0 | 0 | 4.6496 | 11.6239 | 1.6908 | 0 | 0 | 0 | 0 | 5.0723 | 6.3403 | 1.2681 | 0 | 19.021 | 0 | 4.0418 | 6.5517 | 10.5672 | 0.84538 | 0 | 19.021 | 0 | 4.8407
2014-01-08 | 12時 |  | 3.8525 | 0 | 0 | 0 | [9 empty] | 0.41553 | 0 | 0 | 0 | 0 | 0 | 0 | 0 | 0 | 0 | 0 | 0 | 0 | 0 | 0 | 0 | 0 | 0 | 0 | 0 | 0 | 0 | 0.047552 | 0.00013 | 0.00025 | 0.00038 | 0.0005 | 0 | 0 | 0 |  | 0.056 | 0.0561 | 0.0788 | 0.0795 | 2014-06-30 | [16 empty] | 5.662 | 9.4366 | 3.7747 | 0 | 0 | 0 | 0 | 4.6135 | 3.1455 | 1.6776 | 0 | 18.8733 | 0 | 2.2343 | 9.2269 | 11.5337 | 2.3067 | 0 | 18.8733 | 0 | 3.7004 | 9.6463 | 15.7277 | 2.9358 | 0 | 18.8733 | 0 | 4.4061
2014-01-08 | 13時 |  | 0 | 0 | 0 | 0 | [9 empty] | 0 | 0 | 0 | 0 | 0 | 0 | 0 | 0 | 0 | 0 | 0 | 0 | 0 | 0 | 0 | 0 | 0 | 0 | 0 | 0 | 0 | 0 | 0.047552 | 0.00013 | 0.00025 | 0.00038 | 0.0005 | 0 | 0 | 0 |  | 0.0483 | 0.0483 | 0.0711 | 0.0717 | 2014-07-01 | [16 empty] | 2.6832 | 2.064 | 2.4768 | 0 | 18.5758 | 0 | 0 | 9.9071 | 7.2239 | 2.4768 | 0 | 18.5758 | 0 | 2.437 | 14.0351 | 16.5119 | 2.4768 | 0 | 18.5758 | 0 | 4.0189 | 14.4479 | 20.6398 | 3.096 | 0 | 18.5758 | 0 | 4.8116
2014-01-08 | 14時 |  | 0 | 0 | 0 | 0 | [9 empty] | 0 | 0 | 0 | 0 | 0 | 0 | 0 | 0 | 0 | 0 | 0 | 0 | 0 | 0 | 0 | 0 | 0 | 0 | 0 | 0 | 0 | 0 | 0.047552 | 0.00013 | 0.00025 | 0.00038 | 0.0005 | 0 | 0 | 0 |  | 0.056 | 0.0561 | 0.0788 | 0.0795 | 2014-07-02 | [16 empty] | 2.8547 | 8.1562 | 3.2625 | 0 | 18.3514 | 0 | 0 | 13.0499 | 13.2538 | 3.2625 | 0 | 18.3514 | 0 | 2.1158 | 16.7201 | 21.4099 | 4.6898 | 0 | 18.3514 | 0 | 3.5142 | 18.7592 | 24.4685 | 4.6898 | 0 | 18.3514 | 0 | 4.1692
2014-01-08 | 15時 |  | 11.7607 | 0 | 4.643 | 0 | [9 empty] | 0.99268 | 0 | 0 | 0 | 0 | 0.38664 | 0 | 0 | 0 | 0 | 0 | 0 | 0 | 0 | 0 | 0 | 0 | 0 | 0 | 0 | 0 | 0 | 0.047552 | 0.00013 | 0.00025 | 0.00038 | 0.0005 | 0 | 0 | 0 |  | 0.056 | 0.0561 | 0.0788 | 0.0795 | 2014-07-03 | [16 empty] | 5.4441 | 9.0734 | 3.6294 | 0 | 0 | 0 | 0 | 4.4359 | 3.0245 | 1.6131 | 0 | 18.1469 | 0 | 2.2117 | 8.8718 | 11.0897 | 2.2179 | 0 | 18.1469 | 0 | 3.6648 | 9.2751 | 15.1224 | 2.8228 | 0 | 18.1469 | 0 | 4.3609
2014-01-08 | 16時 |  | 10.9667 | 0 | 2.8803 | 0 | [9 empty] | 1.2401 | 0 | 0 | 0 | 0 | 0.32656 | 0 | 0 | 0 | 0 | 0 | 0 | 0 | 0 | 0 | 0 | 0 | 0 | 0 | 0 | 0 | 0 | 0.047552 | 0.00013 | 0.00025 | 0.00038 | 0.0005 | 0 | 0 | 0 |  | 0.0483 | 0.0483 | 0.0711 | 0.0717 | 2014-07-04 | [16 empty] | 3.4203 | 6.0358 | 1.6096 | 0 | 0 | 0 | 0 | 4.4263 | 11.0657 | 1.6096 | 0 | 0 | 0 | 0 | 4.8287 | 6.0358 | 1.2072 | 0 | 18.1075 | 0 | 3.3933 | 6.237 | 10.0597 | 0.80478 | 0 | 18.1075 | 0 | 4.0153
2014-01-08 | 17時 |  | 11.1376 | 0 | 3.0787 | 0 | [9 empty] | 1.2667 | 0 | 0 | 0 | 0 | 0.34569 | 0 | 0 | 0 | 0 | 0 | 0 | 0 | 0 | 0 | 0 | 0 | 0 | 0 | 0 | 0 | 0 | 0.047552 | 0.00013 | 0.00025 | 0.00038 | 0.0005 | 0 | 0 | 0 |  | 0.056 | 0.0561 | 0.0788 | 0.0795 | 2014-07-05 | [16 empty] | 5.4101 | 9.0168 | 3.6067 | 0 | 0 | 0 | 0 | 4.4082 | 3.0056 | 1.603 | 0 | 18.0336 | 0 | 1.9587 | 8.8164 | 11.0205 | 2.2041 | 0 | 18.0336 | 0 | 3.2672 | 9.2172 | 15.028 | 2.8052 | 0 | 18.0336 | 0 | 3.8549
2014-01-08 | 18時 |  | 7.0264 | 0 | 0 | 0 | [9 empty] | 0.79593 | 0 | 0 | 0 | 0 | 0 | 0 | 0 | 0 | 0 | 0 | 0 | 0 | 0 | 0 | 0 | 0 | 0 | 0 | 0 | 0 | 0 | 0.047552 | 0.00013 | 0.00025 | 0.00038 | 0.0005 | 0 | 0 | 0 |  | 0.056 | 0.0561 | 0.0788 | 0.0795 | 2014-07-06 | [16 empty] | 5.3677 | 8.9462 | 3.5785 | 0 | 0 | 0 | 0 | 4.3737 | 2.9821 | 1.5904 | 0 | 17.8924 | 0 | 1.9649 | 8.7474 | 10.9342 | 2.1868 | 0 | 17.8924 | 0 | 3.277 | 9.145 | 14.9103 | 2.7833 | 0 | 17.8924 | 0 | 3.8673
2014-01-08 | 19時 |  | 7.2655 | 0 | 11.839 | 0 | [9 empty] | 0.8193 | 0 | 0 | 0 | 0 | 1.3502 | 0 | 0 | 0 | 0 | 0 | 0 | 0 | 0 | 0 | 0 | 0 | 0 | 0 | 0 | 0 | 0 | 0.047552 | 0.00013 | 0.00025 | 0.00038 | 0.0005 | 0 | 0 | 0 |  | 0.0483 | 0.0483 | 0.0711 | 0.0717 | 2014-07-07 | [16 empty] | 5.3384 | 8.8973 | 3.5589 | 0 | 0 | 0 | 0 | 4.3498 | 2.9658 | 1.5817 | 0 | 17.7947 | 0 | 1.9058 | 8.6996 | 10.8745 | 2.1749 | 0 | 17.7947 | 0 | 3.1842 | 9.0951 | 14.8289 | 2.7681 | 0 | 17.7947 | 0 | 3.7492
2014-01-08 | 20時 |  | 7.2185 | 0 | 5.8506 | 0 | [9 empty] | 0.8131 | 0 | 0 | 0 | 0 | 0.66508 | 0 | 0 | 0 | 0 | 0 | 0 | 0 | 0 | 0 | 0 | 0 | 0 | 0 | 0 | 0 | 0 | 0.047552 | 0.00054 | 0.00108 | 0.00163 | 0.00217 | 0.062335 | 0 | 0.0082775 |  | 0.1304 | 0.2048 | 0.3129 | 0.4626 | 2014-07-08 | [16 empty] | 2.5628 | 1.9714 | 2.3657 | 0 | 17.7428 | 0 | 0 | 9.4628 | 6.9 | 2.3657 | 0 | 17.7428 | 0 | 1.9879 | 13.4057 | 15.7714 | 2.3657 | 0 | 17.7428 | 0 | 3.3131 | 13.7999 | 19.7142 | 2.9571 | 0 | 17.7428 | 0 | 3.9132
2014-01-08 | 21時 |  | 7.5128 | 0 | 4.9039 | 0 | [9 empty] | 0.84072 | 0 | 0 | 0 | 0 | 0.58393 | 0 | 0 | 0 | 0 | 0 | 0 | 0 | 0 | 0 | 0 | 0 | 0 | 0 | 0 | 0 | 0 | 0.047552 | 0.00033 | 0.00067 | 0.001 | 0.00133 | 0.12467 | 0.026771 | 0.031304 |  | 0.1755 | 0.2411 | 0.3322 | 0.4447 | 2014-07-09 | [16 empty] | 0.77547 | 1.9387 | 1.1632 | 0 | 0 | 0 | 0 | 3.6835 | 1.9387 | 1.1632 | 0 | 0 | 0 | 0 | 5.6222 | 10.6628 | 3.1019 | 0 | 0 | 0 | 0 | 3.1019 | 18.4175 | 2.7142 | 0 | 0 | 0 | 0
2014-01-08 | 22時 |  | 0 | 0 | 0 | 0 | [9 empty] | 0 | 0 | 0 | 0 | 0 | 0 | 0 | 0 | 0 | 0 | 0 | 0 | 0 | 0 | 0 | 0 | 0 | 0 | 0 | 0 | 0 | 0 | 0.047552 | 0.00352 | 0.00703 | 0.01055 | 0.01406 | 0.12467 | 0.16133 | 0.043827 |  | 0.051 | 0.0511 | 0.0952 | 0.0959 | 2014-07-10 | [16 empty] | 5.1801 | 8.6335 | 3.4534 | 0 | 0 | 0 | 0 | 4.2208 | 2.8778 | 1.5348 | 0 | 17.267 | 0 | 2.1483 | 8.4417 | 10.5521 | 2.1104 | 0 | 17.267 | 0 | 3.5652 | 8.8254 | 14.3892 | 2.686 | 0 | 17.267 | 0 | 4.2341
2014-01-08 | 23時 |  | 0 | 0 | 0 | 0 | [9 empty] | 0 | 0 | 0 | 0 | 0 | 0 | 0 | 0 | 0 | 0 | 0 | 0 | 0 | 0 | 0 | 0 | 0 | 0 | 0 | 0 | 0 | 0 | 0.047552 | 0.00628 | 0.01256 | 0.01884 | 0.02512 | 0.062335 | 0.15709 | 0.044922 |  | 0.1877 | 0.2176 | 0.2703 | 0.2709 | 2014-07-11 | [16 empty] | 3.2531 | 5.7407 | 1.5309 | 0 | 0 | 0 | 0 | 4.2099 | 10.5247 | 1.5309 | 0 | 0 | 0 | 0 | 4.5926 | 5.7407 | 1.1481 | 0 | 17.2222 | 0 | 3.6179 | 5.9321 | 9.5679 | 0.76543 | 0 | 17.2222 | 0 | 4.3011
2014-01-09 | 0時 |  | 0 | 0 | 0 | 0 | [9 empty] | 0 | 0 | 0 | 0 | 0 | 0 | 0 | 0 | 0 | 0 | 0 | 0 | 0 | 0 | 0 | 0 | 0 | 0 | 0 | 0 | 0 | 0 | 0.047552 | 0.00013 | 0.00025 | 0.00038 | 0.0005 | 0 | 0.078899 | 0.011656 |  | 0.1578 | 0.1578 | 0.1806 | 0.1812 | 2014-07-12 | [16 empty] | 2.4684 | 1.8988 | 2.2786 | 0 | 17.0891 | 0 | 0 | 9.1142 | 6.6458 | 2.2786 | 0 | 17.0891 | 0 | 2.1785 | 12.532 | 15.1903 | 2.6583 | 0 | 17.0891 | 0 | 3.6127 | 12.9118 | 18.9879 | 3.2279 | 0 | 17.0891 | 0 | 4.2946
2014-01-09 | 1時 |  | 0 | 0 | 0 | 0 | [9 empty] | 0 | 0 | 0 | 0 | 0 | 0 | 0 | 0 | 0 | 0 | 0 | 0 | 0 | 0 | 0 | 0 | 0 | 0 | 0 | 0 | 0 | 0 | 0.047552 | 0.00013 | 0.00025 | 0.00038 | 0.0005 | 0 | 0 | 0 |  | 0.0483 | 0.0483 | 0.0711 | 0.0717 | 2014-07-13 | [16 empty] | 3.2341 | 5.7073 | 1.5219 | 0 | 0 | 0 | 0 | 4.1853 | 10.4633 | 1.5219 | 0 | 0 | 0 | 0 | 4.5658 | 5.7073 | 1.1415 | 0 | 17.1218 | 0 | 3.6167 | 5.8975 | 9.5121 | 0.76097 | 0 | 17.1218 | 0 | 4.2997
2014-01-09 | 2時 |  | 0 | 0 | 0 | 0 | [9 empty] | 0 | 0 | 0 | 0 | 0 | 0 | 0 | 0 | 0 | 0 | 0 | 0 | 0 | 0 | 0 | 0 | 0 | 0 | 0 | 0 | 0 | 0 | 0.047552 | 0.00013 | 0.00025 | 0.00038 | 0.0005 | 0 | 0 | 0 |  | 0.056 | 0.0561 | 0.0788 | 0.0795 | 2014-07-14 | [16 empty] | 5.1318 | 8.5529 | 3.4212 | 0 | 0 | 0 | 0 | 4.1814 | 2.851 | 1.5205 | 0 | 17.1059 | 0 | 2.1647 | 8.3629 | 10.4536 | 2.0907 | 0 | 17.1059 | 0 | 3.5909 | 8.743 | 14.2549 | 2.6609 | 0 | 17.1059 | 0 | 4.2669
2014-01-09 | 3時 |  | 0 | 0 | 0 | 0 | [9 empty] | 0 | 0 | 0 | 0 | 0 | 0 | 0 | 0 | 0 | 0 | 0 | 0 | 0 | 0 | 0 | 0 | 0 | 0 | 0 | 0 | 0 | 0 | 0.047552 | 0.00013 | 0.00025 | 0.00038 | 0.0005 | 0 | 0 | 0 |  | 0.056 | 0.0561 | 0.0788 | 0.0795 | 2014-07-15 | [16 empty] | 2.4803 | 1.9079 | 2.2895 | 0 | 17.1714 | 0 | 0 | 9.1581 | 6.6778 | 2.2895 | 0 | 17.1714 | 0 | 2.0298 | 12.974 | 15.2635 | 2.2895 | 0 | 17.1714 | 0 | 3.379 | 13.3556 | 19.0794 | 2.8619 | 0 | 17.1714 | 0 | 3.9971
2014-01-09 | 4時 |  | 0 | 0 | 0 | 0 | [9 empty] | 0 | 0 | 0 | 0 | 0 | 0 | 0 | 0 | 0 | 0 | 0 | 0 | 0 | 0 | 0 | 0 | 0 | 0 | 0 | 0 | 0 | 0 | 0.047552 | 0.00013 | 0.00025 | 0.00038 | 0.0005 | 0 | 0 | 0 |  | 0.0483 | 0.0483 | 0.0711 | 0.0717 | 2014-07-16 | [16 empty] | 2.6769 | 7.6482 | 3.0593 | 0 | 17.2085 | 0 | 0 | 12.2372 | 12.4284 | 3.0593 | 0 | 17.2085 | 0 | 2.0199 | 15.6789 | 20.0766 | 4.3977 | 0 | 17.2085 | 0 | 3.3635 | 17.5909 | 22.9447 | 4.3977 | 0 | 17.2085 | 0 | 3.9774
2014-01-09 | 5時 |  | 20.6352 | 9.8727 | 0 | 0 | [9 empty] | 3.5833 | 0 | 0 | 0 | 0 | 0 | 0 | 0 | 0 | 0 | 0 | 0 | 0 | 0 | 0 | 0 | 0 | 0 | 0 | 0 | 0 | 0 | 0.047552 | 0.00013 | 0.00025 | 0.00038 | 0.0005 | 0 | 0 | 0 |  | 0.056 | 0.0561 | 0.0788 | 0.0795 | 2014-07-17 | [16 empty] | 5.1712 | 8.6186 | 3.4474 | 0 | 0 | 0 | 0 | 4.2135 | 2.8729 | 1.5322 | 0 | 17.2372 | 0 | 2.1005 | 8.4271 | 10.5338 | 2.1068 | 0 | 17.2372 | 0 | 3.4901 | 8.8101 | 14.3643 | 2.6813 | 0 | 17.2372 | 0 | 4.1385
2014-01-09 | 6時 |  | 11.9778 | 0 | 0 | 0 | [9 empty] | 1.3896 | 0 | 0 | 0 | 0 | 0 | 0 | 0 | 0 | 0 | 0 | 0 | 0 | 0 | 0 | 0 | 0 | 0 | 0 | 0 | 0 | 0 | 0.047552 | 0.00338 | 0.00675 | 0.01013 | 0.01351 | 0 | 0.024649 | 0.011815 |  | 0.1925 | 0.2611 | 0.3525 | 0.3531 | 2014-07-18 | [16 empty] | 3.2751 | 5.7796 | 1.5412 | 0 | 0 | 0 | 0 | 4.2383 | 10.5959 | 1.5412 | 0 | 0 | 0 | 0 | 4.6237 | 5.7796 | 1.1559 | 0 | 17.3387 | 0 | 3.7771 | 5.9722 | 9.6326 | 0.77061 | 0 | 17.3387 | 0 | 4.5039
2014-01-09 | 7時 |  | 10.1291 | 0 | 0 | 0 | [9 empty] | 1.13 | 0 | 0 | 0 | 0 | 0 | 0 | 0 | 0 | 0 | 0 | 0 | 0 | 0 | 0 | 0 | 0 | 0 | 0 | 0 | 0 | 0 | 0.047552 | 0.00054 | 0.00108 | 0.00163 | 0.00217 | 0.13859 | 0.053895 | 0.036861 |  | 0.1524 | 0.248 | 0.3662 | 0.3669 | 2014-07-19 | [16 empty] | 5.2478 | 8.7463 | 3.4985 | 0 | 0 | 0 | 0 | 4.276 | 2.9154 | 1.5549 | 0 | 17.4927 | 0 | 2.1209 | 8.552 | 10.69 | 2.138 | 0 | 17.4927 | 0 | 3.5222 | 8.9407 | 14.5772 | 2.7211 | 0 | 17.4927 | 0 | 4.1794
2014-01-09 | 8時 |  | 8.8275 | 0 | 0 | 0 | [9 empty] | 0.96699 | 0 | 0 | 0 | 0 | 0 | 0 | 0 | 0 | 0 | 0 | 0 | 0 | 0 | 0 | 0 | 0 | 0 | 0 | 0 | 0 | 0 | 0.047552 | 0.00054 | 0.00108 | 0.00163 | 0.00217 | 0.093503 | 0 | 0.035602 |  | 0.1091 | 0.1448 | 0.2032 | 0.2039 | 2014-07-20 | [16 empty] | 2.528 | 1.9446 | 2.3335 | 0 | 17.5014 | 0 | 0 | 9.3341 | 6.8061 | 2.3335 | 0 | 17.5014 | 0 | 1.9314 | 13.2233 | 15.5568 | 2.3335 | 0 | 17.5014 | 0 | 3.2243 | 13.6122 | 19.446 | 2.9169 | 0 | 17.5014 | 0 | 3.8002
2014-01-09 | 9時 |  | 0 | 0 | 0 | 0 | [9 empty] | 0 | 0 | 0 | 0 | 0 | 0 | 0 | 0 | 0 | 0 | 0 | 0 | 0 | 0 | 0 | 0 | 0 | 0 | 0 | 0 | 0 | 0 | 0.047552 | 0.00013 | 0.00025 | 0.00038 | 0.0005 | 0.17838 | 0.10971 | 0.042749 |  | 0.3011 | 0.3368 | 0.3953 | 0.396 | 2014-07-21 | [16 empty] | 5.2165 | 8.6942 | 3.4777 | 0 | 0 | 0 | 0 | 4.2505 | 2.8981 | 1.5456 | 0 | 17.3883 | 0 | 1.9656 | 8.5009 | 10.6262 | 2.1252 | 0 | 17.3883 | 0 | 3.2781 | 8.8874 | 14.4903 | 2.7048 | 0 | 17.3883 | 0 | 3.8687
2014-01-09 | 10時 |  | 0 | 0 | 0 | 0 | [9 empty] | 0 | 0 | 0 | 0 | 0 | 0 | 0 | 0 | 0 | 0 | 0 | 0 | 0 | 0 | 0 | 0 | 0 | 0 | 0 | 0 | 0 | 0 | 0.047552 | 0.00033 | 0.00067 | 0.001 | 0.00133 | 0.093503 | 0 | 0.012523 |  | 0.0483 | 0.0483 | 0.0711 | 0.0717 | 2014-07-22 | [16 empty] | 2.4954 | 1.9195 | 2.3034 | 0 | 17.2756 | 0 | 0 | 9.2137 | 6.7183 | 2.3034 | 0 | 17.2756 | 0 | 1.8829 | 13.0527 | 15.3561 | 2.3034 | 0 | 17.2756 | 0 | 3.1481 | 13.4366 | 19.1951 | 2.8793 | 0 | 17.2756 | 0 | 3.7032
2014-01-09 | 11時 |  | 16.7628 | 0 | 0 | 0 | [9 empty] | 2.2753 | 0 | 0 | 0 | 0 | 0 | 0 | 0 | 0 | 0 | 0 | 0 | 0 | 0 | 0 | 0 | 0 | 0 | 0 | 0 | 0 | 0 | 0.047552 | 0.00013 | 0.00025 | 0.00038 | 0.0005 | 0 | 0 | 0.0052775 |  | 0.056 | 0.0561 | 0.0788 | 0.0795 | 2014-07-23 | [16 empty] | 0.76095 | 1.9024 | 1.1414 | 0 | 0 | 0 | 0 | 3.6145 | 1.9024 | 1.1414 | 0 | 0 | 0 | 0 | 5.5169 | 10.4631 | 3.0438 | 0 | 0 | 0 | 0 | 3.0438 | 18.0726 | 2.6633 | 0 | 0 | 0 | 0
2014-01-09 | 12時 |  | 7.865 | 0 | 0 | 0 | [9 empty] | 0.82197 | 0 | 0 | 0 | 0 | 0 | 0 | 0 | 0 | 0 | 0 | 0 | 0 | 0 | 0 | 0 | 0 | 0 | 0 | 0 | 0 | 0 | 0.047552 | 0.00338 | 0.00675 | 0.01013 | 0.01351 | 0.05371 | 0 | 0.0052775 |  | 0.1983 | 0.2727 | 0.3698 | 0.3705 | 2014-07-24 | [16 empty] | 5.0672 | 8.4454 | 3.3781 | 0 | 0 | 0 | 0 | 4.1288 | 2.8151 | 1.5014 | 0 | 16.8907 | 0 | 1.8074 | 8.2577 | 10.3221 | 2.0644 | 0 | 16.8907 | 0 | 3.0295 | 8.633 | 14.0756 | 2.6274 | 0 | 16.8907 | 0 | 3.5523
2014-01-09 | 13時 |  | 0 | 0 | 0 | 0 | [9 empty] | 0 | 0 | 0 | 0 | 0 | 0 | 0 | 0 | 0 | 0 | 0 | 0 | 0 | 0 | 0 | 0 | 0 | 0 | 0 | 0 | 0 | 0 | 0.047552 | 0.00033 | 0.00067 | 0.001 | 0.00133 | 0.11604 | 0 | 0 |  | 0.0483 | 0.0483 | 0.0711 | 0.0717 | 2014-07-25 | [16 empty] | 3.1553 | 5.5681 | 1.4848 | 0 | 0 | 0 | 0 | 4.0833 | 10.2083 | 1.4848 | 0 | 0 | 0 | 0 | 4.4545 | 5.5681 | 1.1136 | 0 | 16.7044 | 0 | 3.4855 | 5.7538 | 9.2802 | 0.74242 | 0 | 16.7044 | 0 | 4.1327
2014-01-09 | 14時 |  | 0 | 0 | 0 | 0 | [9 empty] | 0 | 0 | 0 | 0 | 0 | 0 | 0 | 0 | 0 | 0 | 0 | 0 | 0 | 0 | 0 | 0 | 0 | 0 | 0 | 0 | 0 | 0 | 0.047552 | 0.00013 | 0.00025 | 0.00038 | 0.0005 | 0.031168 | 0 | 0.017801 |  | 0.056 | 0.0561 | 0.0788 | 0.0795 | 2014-07-26 | [16 empty] | 2.418 | 1.86 | 2.232 | 0 | 16.7398 | 0 | 0 | 8.9279 | 6.5099 | 2.232 | 0 | 16.7398 | 0 | 1.8129 | 12.2759 | 14.8798 | 2.604 | 0 | 16.7398 | 0 | 3.0381 | 12.6478 | 18.5998 | 3.162 | 0 | 16.7398 | 0 | 3.5632
2014-01-09 | 15時 |  | 15.9173 | 0 | 0 | 0 | [9 empty] | 2.0702 | 0 | 0 | 0 | 0 | 0 | 0 | 0 | 0 | 0 | 0 | 0 | 0 | 0 | 0 | 0 | 0 | 0 | 0 | 0 | 0 | 0 | 0.047552 | 0.00013 | 0.00025 | 0.00038 | 0.0005 | 0 | 0 | 0 |  | 0.056 | 0.0561 | 0.0788 | 0.0795 | 2014-07-27 | [16 empty] | 3.1416 | 5.5439 | 1.4784 | 0 | 0 | 0 | 0 | 4.0656 | 10.1639 | 1.4784 | 0 | 0 | 0 | 0 | 4.4352 | 5.5439 | 1.1088 | 0 | 16.6318 | 0 | 2.9848 | 5.7287 | 9.2399 | 0.73919 | 0 | 16.6318 | 0 | 3.4954
2014-01-09 | 16時 |  | 8.6983 | 0 | 0 | 0 | [9 empty] | 0.9145 | 0 | 0 | 0 | 0 | 0 | 0 | 0 | 0 | 0 | 0 | 0 | 0 | 0 | 0 | 0 | 0 | 0 | 0 | 0 | 0 | 0 | 0.047552 | 0.00033 | 0.00067 | 0.001 | 0.00133 | 0.062335 | 0 | 0.0052775 |  | 0.0483 | 0.0483 | 0.0711 | 0.0717 | 2014-07-28 | [16 empty] | 4.9393 | 8.2321 | 3.2928 | 0 | 0 | 0 | 0 | 4.0246 | 2.744 | 1.4635 | 0 | 16.4642 | 0 | 1.8938 | 8.0492 | 10.0615 | 2.0123 | 0 | 16.4642 | 0 | 3.1653 | 8.415 | 13.7202 | 2.5611 | 0 | 16.4642 | 0 | 3.7251
2014-01-09 | 17時 |  | 10.9954 | 0 | 9.8136 | 0.12762 | [9 empty] | 1.1952 | 0 | 0 | 0 | 0 | 1.2236 | 0 | 0 | 0 | 0 | 0 | 0 | 0 | 0 | 0 | 0 | 0 | 0 | 0 | 0 | 0 | 0 | 0.047552 | 0.00033 | 0.00067 | 0.001 | 0.00133 | 0.10536 | 0 | 0.0082775 |  | 0.1304 | 0.2048 | 0.3019 | 0.3026 | 2014-07-29 | [16 empty] | 2.3488 | 1.8068 | 2.1682 | 0 | 16.2612 | 0 | 0 | 8.6726 | 6.3238 | 2.1682 | 0 | 16.2612 | 0 | 1.8624 | 12.2863 | 14.4544 | 2.1682 | 0 | 16.2612 | 0 | 3.116 | 12.6476 | 18.068 | 2.7102 | 0 | 16.2612 | 0 | 3.6624
2014-01-09 | 18時 |  | 10.7679 | 0 | 0 | 0 | [9 empty] | 1.1702 | 0 | 0 | 0 | 0 | 0 | 0 | 0 | 0 | 0 | 0 | 0 | 0 | 0 | 0 | 0 | 0 | 0 | 0 | 0 | 0 | 0 | 0.047552 | 0.00642 | 0.01284 | 0.01926 | 0.02568 | 0.12467 | 0 | 0.0082775 |  | 0.303 | 0.3387 | 0.3972 | 0.5469 | 2014-07-30 | [16 empty] | 2.5086 | 7.1673 | 2.8669 | 0 | 16.1265 | 0 | 0 | 11.4677 | 11.6469 | 2.8669 | 0 | 16.1265 | 0 | 1.7316 | 14.693 | 18.8142 | 4.1212 | 0 | 16.1265 | 0 | 2.9103 | 16.4848 | 21.5019 | 4.1212 | 0 | 16.1265 | 0 | 3.4006
2014-01-09 | 19時 |  | 6.8903 | 0 | 9.008 | 0 | [9 empty] | 0.73697 | 0 | 0 | 0 | 0 | 1.0797 | 0 | 0 | 0 | 0 | 0 | 0 | 0 | 0 | 0 | 0 | 0 | 0 | 0 | 0 | 0 | 0 | 0.047552 | 0.00642 | 0.01284 | 0.01926 | 0.02568 | 0.21072 | 0.10708 | 0.0082775 |  | 0.0991 | 0.1348 | 0.1932 | 0.1939 | 2014-07-31 | [16 empty] | 4.8067 | 8.0112 | 3.2045 | 0 | 0 | 0 | 0 | 3.9166 | 2.6704 | 1.4242 | 0 | 16.0223 | 0 | 1.7392 | 7.8331 | 9.7914 | 1.9583 | 0 | 16.0223 | 0 | 2.9223 | 8.1892 | 13.3519 | 2.4924 | 0 | 16.0223 | 0 | 3.4159
2014-01-09 | 20時 |  | 7.0899 | 0 | 6.4961 | 0 | [9 empty] | 0.75638 | 0 | 0 | 0 | 0 | 0.68947 | 0 | 0 | 0 | 0 | 0 | 0 | 0 | 0 | 0 | 0 | 0 | 0 | 0 | 0 | 0 | 0 | 0.047552 | 0.00033 | 0.00067 | 0.001 | 0.00133 | 0.14927 | 0.027125 | 0 |  | 0.0917 | 0.1275 | 0.2102 | 0.2109 | 2014-08-01 | [16 empty] | 3.0041 | 5.3014 | 1.4137 | 0 | 0 | 0 | 0 | 3.8877 | 9.7193 | 1.4137 | 0 | 0 | 0 | 0 | 4.2411 | 5.3014 | 1.0603 | 0 | 15.9043 | 0 | 2.7255 | 5.4781 | 8.8357 | 0.70686 | 0 | 15.9043 | 0 | 3.3781
2014-01-09 | 21時 |  | 7.2662 | 0 | 7.5127 | 0 | [9 empty] | 0.77531 | 0 | 0 | 0 | 0 | 0.79151 | 0 | 0 | 0 | 0 | 0 | 0 | 0 | 0 | 0 | 0 | 0 | 0 | 0 | 0 | 0 | 0 | 0.047552 | 0.00033 | 0.00067 | 0.001 | 0.00133 | 0.14618 | 0.10814 | 0.031304 |  | 0.1216 | 0.1873 | 0.2837 | 0.2844 | 2014-08-02 | [16 empty] | 4.7343 | 7.8906 | 3.1562 | 0 | 0 | 0 | 0 | 3.8576 | 2.6302 | 1.4028 | 0 | 15.7811 | 0 | 1.7038 | 7.7152 | 9.644 | 1.9288 | 0 | 15.7811 | 0 | 2.7188 | 8.0659 | 13.1509 | 2.4548 | 0 | 15.7811 | 0 | 3.37
2014-01-09 | 22時 |  | 7.4644 | 0 | 2.8222 | 0 | [9 empty] | 0.80134 | 0 | 0 | 0 | 0 | 0.30929 | 0 | 0 | 0 | 0 | 0 | 0 | 0 | 0 | 0 | 0 | 0 | 0 | 0 | 0 | 0 | 0 | 0.047552 | 0.00628 | 0.01256 | 0.01884 | 0.02512 | 0.12467 | 0.16133 | 0.043827 |  | 0.1738 | 0.1917 | 0.262 | 0.2626 | 2014-08-03 | [16 empty] | 4.7192 | 7.8654 | 3.1461 | 0 | 0 | 0 | 0 | 3.8453 | 2.6218 | 1.3983 | 0 | 15.7307 | 0 | 1.7389 | 7.6906 | 9.6132 | 1.9226 | 0 | 15.7307 | 0 | 2.9218 | 8.0402 | 13.109 | 2.447 | 0 | 15.7307 | 0 | 3.4152
2014-01-09 | 23時 |  | 0 | 0 | 0 | 0 | [9 empty] | 0 | 0 | 0 | 0 | 0 | 0 | 0 | 0 | 0 | 0 | 0 | 0 | 0 | 0 | 0 | 0 | 0 | 0 | 0 | 0 | 0 | 0 | 0.047552 | 0.0067 | 0.01339 | 0.02009 | 0.02679 | 0.12467 | 0.18881 | 0.031848 |  | 0.1877 | 0.2176 | 0.2756 | 0.2763 | 2014-08-04 | [16 empty] | 4.7085 | 7.8475 | 3.139 | 0 | 0 | 0 | 0 | 3.8366 | 2.6158 | 1.3951 | 0 | 15.695 | 0 | 2.0498 | 7.6731 | 9.5914 | 1.9183 | 0 | 15.695 | 0 | 3.4105 | 8.0219 | 13.0792 | 2.4414 | 0 | 15.695 | 0 | 4.0372
2014-01-10 | 0時 |  | 0 | 0 | 0 | 0 | [9 empty] | 0 | 0 | 0 | 0 | 0 | 0 | 0 | 0 | 0 | 0 | 0 | 0 | 0 | 0 | 0 | 0 | 0 | 0 | 0 | 0 | 0 | 0 | 0.047552 | 0.00013 | 0.00025 | 0.00038 | 0.0005 | 0 | 0.078899 | 0.011656 |  | 0.1578 | 0.1578 | 0.1806 | 0.1812 | 2014-08-05 | [16 empty] | 2.2635 | 1.7411 | 2.0893 | 0 | 15.6701 | 0 | 0 | 8.3574 | 6.0939 | 2.0893 | 0 | 15.6701 | 0 | 2.2839 | 11.8396 | 13.929 | 2.0893 | 0 | 15.6701 | 0 | 3.7783 | 12.1879 | 17.4112 | 2.6117 | 0 | 15.6701 | 0 | 4.5053
2014-01-10 | 1時 |  | 0 | 0 | 0 | 0 | [9 empty] | 0 | 0 | 0 | 0 | 0 | 0 | 0 | 0 | 0 | 0 | 0 | 0 | 0 | 0 | 0 | 0 | 0 | 0 | 0 | 0 | 0 | 0 | 0.047552 | 0.00013 | 0.00025 | 0.00038 | 0.0005 | 0 | 0 | 0 |  | 0.0483 | 0.0483 | 0.0711 | 0.0717 | 2014-08-06 | [16 empty] | 0.70736 | 1.7684 | 1.061 | 0 | 0 | 0 | 0 | 3.36 | 1.7684 | 1.061 | 0 | 0 | 0 | 0 | 5.1284 | 9.7262 | 2.8295 | 0 | 0 | 0 | 0 | 2.8295 | 16.7999 | 2.4758 | 0 | 0 | 0 | 0
2014-01-10 | 2時 |  | 0 | 0 | 0 | 0 | [9 empty] | 0 | 0 | 0 | 0 | 0 | 0 | 0 | 0 | 0 | 0 | 0 | 0 | 0 | 0 | 0 | 0 | 0 | 0 | 0 | 0 | 0 | 0 | 0.047552 | 0.00013 | 0.00025 | 0.00038 | 0.0005 | 0 | 0 | 0 |  | 0.056 | 0.0561 | 0.0788 | 0.0795 | 2014-08-07 | [16 empty] | 4.8106 | 8.0177 | 3.2071 | 0 | 0 | 0 | 0 | 3.9198 | 2.6726 | 1.4254 | 0 | 16.0354 | 0 | 1.9139 | 7.8395 | 9.7994 | 1.9599 | 0 | 16.0354 | 0 | 3.1968 | 8.1959 | 13.3628 | 2.4944 | 0 | 16.0354 | 0 | 3.7652
2014-01-10 | 3時 |  | 0 | 0 | 0 | 0 | [9 empty] | 0 | 0 | 0 | 0 | 0 | 0 | 0 | 0 | 0 | 0 | 0 | 0 | 0 | 0 | 0 | 0 | 0 | 0 | 0 | 0 | 0 | 0 | 0.047552 | 0.00013 | 0.00025 | 0.00038 | 0.0005 | 0 | 0 | 0 |  | 0.056 | 0.0561 | 0.0788 | 0.0795 | 2014-08-08 | [16 empty] | 3.0309 | 5.3486 | 1.4263 | 0 | 0 | 0 | 0 | 3.9223 | 9.8058 | 1.4263 | 0 | 0 | 0 | 0 | 4.2789 | 5.3486 | 1.0697 | 0 | 16.0459 | 0 | 3.2008 | 5.5269 | 8.9144 | 0.71315 | 0 | 16.0459 | 0 | 3.7703
2014-01-10 | 4時 |  | 0 | 0 | 0 | 0 | [9 empty] | 0 | 0 | 0 | 0 | 0 | 0 | 0 | 0 | 0 | 0 | 0 | 0 | 0 | 0 | 0 | 0 | 0 | 0 | 0 | 0 | 0 | 0 | 0.047552 | 0.00013 | 0.00025 | 0.00038 | 0.0005 | 0 | 0 | 0 |  | 0.0483 | 0.0483 | 0.0711 | 0.0717 | 2014-08-09 | [16 empty] | 2.3218 | 1.786 | 2.1432 | 0 | 16.074 | 0 | 0 | 8.5728 | 6.251 | 2.1432 | 0 | 16.074 | 0 | 1.8694 | 11.7876 | 14.288 | 2.5004 | 0 | 16.074 | 0 | 3.1269 | 12.1448 | 17.86 | 3.0362 | 0 | 16.074 | 0 | 3.6763
2014-01-10 | 5時 |  | 20.4864 | 8.9244 | 0 | 0 | [9 empty] | 3.582 | 0 | 0 | 0 | 0 | 0 | 0 | 0 | 0 | 0 | 0 | 0 | 0 | 0 | 0 | 0 | 0 | 0 | 0 | 0 | 0 | 0 | 0.047552 | 0.00013 | 0.00025 | 0.00038 | 0.0005 | 0 | 0 | 0 |  | 0.056 | 0.0561 | 0.0788 | 0.0795 | 2014-08-10 | [16 empty] | 3.0498 | 5.3819 | 1.4352 | 0 | 0 | 0 | 0 | 3.9468 | 9.8669 | 1.4352 | 0 | 0 | 0 | 0 | 4.3056 | 5.3819 | 1.0764 | 0 | 16.1458 | 0 | 2.9636 | 5.5613 | 8.9699 | 0.71759 | 0 | 16.1458 | 0 | 3.4684
2014-01-10 | 6時 |  | 12.0647 | 0 | 0 | 0 | [9 empty] | 1.429 | 0 | 0 | 0 | 0 | 0 | 0 | 0 | 0 | 0 | 0 | 0 | 0 | 0 | 0 | 0 | 0 | 0 | 0 | 0 | 0 | 0 | 0.047552 | 0.00338 | 0.00675 | 0.01013 | 0.01351 | 0 | 0.024649 | 0.011815 |  | 0.1925 | 0.2611 | 0.3525 | 0.3531 | 2014-08-11 | [16 empty] | 4.8479 | 8.0798 | 3.2319 | 0 | 0 | 0 | 0 | 3.9501 | 2.6933 | 1.4364 | 0 | 16.1595 | 0 | 1.6831 | 7.9002 | 9.8753 | 1.9751 | 0 | 16.1595 | 0 | 2.6844 | 8.2593 | 13.4663 | 2.5137 | 0 | 16.1595 | 0 | 3.3287
2014-01-10 | 7時 |  | 8.0718 | 0 | 0 | 0 | [9 empty] | 0.92283 | 0 | 0 | 0 | 0 | 0 | 0 | 0 | 0 | 0 | 0 | 0 | 0 | 0 | 0 | 0 | 0 | 0 | 0 | 0 | 0 | 0 | 0.047552 | 0.00054 | 0.00108 | 0.00163 | 0.00217 | 0.13859 | 0.053895 | 0.036861 |  | 0.1524 | 0.248 | 0.3662 | 0.3669 | 2014-08-12 | [16 empty] | 2.332 | 1.7938 | 2.1526 | 0 | 16.1445 | 0 | 0 | 8.6104 | 6.2784 | 2.1526 | 0 | 16.1445 | 0 | 1.7172 | 12.1981 | 14.3507 | 2.1526 | 0 | 16.1445 | 0 | 2.7411 | 12.5568 | 17.9384 | 2.6908 | 0 | 16.1445 | 0 | 3.3969
2014-01-10 | 8時 |  | 4.9097 | 0 | 0 | 0 | [9 empty] | 0.58913 | 0 | 0 | 0 | 0 | 0 | 0 | 0 | 0 | 0 | 0 | 0 | 0 | 0 | 0 | 0 | 0 | 0 | 0 | 0 | 0 | 0 | 0.047552 | 0.00054 | 0.00108 | 0.00163 | 0.00217 | 0.093503 | 0 | 0.035602 |  | 0.1091 | 0.1448 | 0.2032 | 0.2039 | 2014-08-13 | [16 empty] | 2.5126 | 7.179 | 2.8716 | 0 | 16.1527 | 0 | 0 | 11.4864 | 11.6658 | 2.8716 | 0 | 16.1527 | 0 | 1.7556 | 14.7169 | 18.8448 | 4.1279 | 0 | 16.1527 | 0 | 2.8052 | 16.5116 | 21.5369 | 4.1279 | 0 | 16.1527 | 0 | 3.4737
2014-01-10 | 9時 |  | 0 | 0 | 0 | 0 | [9 empty] | 0 | 0 | 0 | 0 | 0 | 0 | 0 | 0 | 0 | 0 | 0 | 0 | 0 | 0 | 0 | 0 | 0 | 0 | 0 | 0 | 0 | 0 | 0.047552 | 0.00013 | 0.00025 | 0.00038 | 0.0005 | 0.17838 | 0.10971 | 0.042749 |  | 0.3011 | 0.3368 | 0.3953 | 0.396 | 2014-08-14 | [16 empty] | 4.8401 | 8.0668 | 3.2267 | 0 | 0 | 0 | 0 | 3.9438 | 2.6889 | 1.4341 | 0 | 16.1337 | 0 | 1.7034 | 7.8876 | 9.8595 | 1.9719 | 0 | 16.1337 | 0 | 2.7182 | 8.2461 | 13.4447 | 2.5097 | 0 | 16.1337 | 0 | 3.3694
2014-01-10 | 10時 |  | 0 | 0 | 0 | 0 | [9 empty] | 0 | 0 | 0 | 0 | 0 | 0 | 0 | 0 | 0 | 0 | 0 | 0 | 0 | 0 | 0 | 0 | 0 | 0 | 0 | 0 | 0 | 0 | 0.047552 | 0.00033 | 0.00067 | 0.001 | 0.00133 | 0.093503 | 0 | 0.012523 |  | 0.0483 | 0.0483 | 0.0711 | 0.0717 | 2014-08-15 | [16 empty] | 3.0073 | 5.3069 | 1.4152 | 0 | 0 | 0 | 0 | 3.8918 | 9.7294 | 1.4152 | 0 | 0 | 0 | 0 | 4.2455 | 5.3069 | 1.0614 | 0 | 15.9208 | 0 | 3.0576 | 5.4838 | 8.8449 | 0.70759 | 0 | 15.9208 | 0 | 3.588
2014-01-10 | 11時 |  | 4.7196 | 0 | 0 | 0 | [9 empty] | 0.40278 | 0 | 0 | 0 | 0 | 0 | 0 | 0 | 0 | 0 | 0 | 0 | 0 | 0 | 0 | 0 | 0 | 0 | 0 | 0 | 0 | 0 | 0.047552 | 0.00013 | 0.00025 | 0.00038 | 0.0005 | 0 | 0 | 0.0052775 |  | 0.056 | 0.0561 | 0.0788 | 0.0795 | 2014-08-16 | [16 empty] | 4.7045 | 7.8409 | 3.1363 | 0 | 0 | 0 | 0 | 3.8333 | 2.6136 | 1.3939 | 0 | 15.6817 | 0 | 1.8821 | 7.6666 | 9.5833 | 1.9167 | 0 | 15.6817 | 0 | 3.1469 | 8.0151 | 13.0681 | 2.4394 | 0 | 15.6817 | 0 | 3.7018
2014-01-10 | 12時 |  | 0.58368 | 0 | 0 | 0 | [9 empty] | 0.15228 | 0 | 0 | 0 | 0 | 0 | 0 | 0 | 0 | 0 | 0 | 0 | 0 | 0 | 0 | 0 | 0 | 0 | 0 | 0 | 0 | 0 | 0.047552 | 0.00338 | 0.00675 | 0.01013 | 0.01351 | 0.05371 | 0 | 0.0052775 |  | 0.1983 | 0.2727 | 0.3698 | 0.3705 | 2014-08-17 | [16 empty] | 4.6847 | 7.8079 | 3.1232 | 0 | 0 | 0 | 0 | 3.8172 | 2.6026 | 1.3881 | 0 | 15.6158 | 0 | 1.9288 | 7.6344 | 9.543 | 1.9086 | 0 | 15.6158 | 0 | 3.2203 | 7.9814 | 13.0131 | 2.4291 | 0 | 15.6158 | 0 | 3.7951
2014-01-10 | 13時 |  | 0 | 0 | 0 | 0 | [9 empty] | 0 | 0 | 0 | 0 | 0 | 0 | 0 | 0 | 0 | 0 | 0 | 0 | 0 | 0 | 0 | 0 | 0 | 0 | 0 | 0 | 0 | 0 | 0.047552 | 0.00033 | 0.00067 | 0.001 | 0.00133 | 0.11604 | 0 | 0 |  | 0.0483 | 0.0483 | 0.0711 | 0.0717 | 2014-08-18 | [16 empty] | 4.6871 | 7.8118 | 3.1247 | 0 | 0 | 0 | 0 | 3.8191 | 2.6039 | 1.3888 | 0 | 15.6235 | 0 | 1.7706 | 7.6382 | 9.5477 | 1.9095 | 0 | 15.6235 | 0 | 2.9716 | 7.9854 | 13.0196 | 2.4303 | 0 | 15.6235 | 0 | 3.4786
2014-01-10 | 14時 |  | 0 | 0 | 0 | 0 | [9 empty] | 0 | 0 | 0 | 0 | 0 | 0 | 0 | 0 | 0 | 0 | 0 | 0 | 0 | 0 | 0 | 0 | 0 | 0 | 0 | 0 | 0 | 0 | 0.047552 | 0.00013 | 0.00025 | 0.00038 | 0.0005 | 0.031168 | 0 | 0.017801 |  | 0.056 | 0.0561 | 0.0788 | 0.0795 | 2014-08-19 | [16 empty] | 2.2458 | 1.7275 | 2.073 | 0 | 15.5475 | 0 | 0 | 8.292 | 6.0463 | 2.073 | 0 | 15.5475 | 0 | 1.7797 | 11.747 | 13.82 | 2.073 | 0 | 15.5475 | 0 | 2.9859 | 12.0925 | 17.275 | 2.5913 | 0 | 15.5475 | 0 | 3.4969
2014-01-10 | 15時 |  | 6.3124 | 0 | 0 | 0 | [9 empty] | 0.51944 | 0 | 0 | 0 | 0 | 0 | 0 | 0 | 0 | 0 | 0 | 0 | 0 | 0 | 0 | 0 | 0 | 0 | 0 | 0 | 0 | 0 | 0.047552 | 0.00013 | 0.00025 | 0.00038 | 0.0005 | 0 | 0 | 0 |  | 0.056 | 0.0561 | 0.0788 | 0.0795 | 2014-08-20 | [16 empty] | 0.68892 | 1.7223 | 1.0334 | 0 | 0 | 0 | 0 | 3.2724 | 1.7223 | 1.0334 | 0 | 0 | 0 | 0 | 4.9947 | 9.4727 | 2.7557 | 0 | 0 | 0 | 0 | 2.7557 | 16.3619 | 2.4112 | 0 | 0 | 0 | 0
2014-01-10 | 16時 |  | 5.2773 | 0 | 0 | 0 | [9 empty] | 0.48216 | 0 | 0 | 0 | 0 | 0 | 0 | 0 | 0 | 0 | 0 | 0 | 0 | 0 | 0 | 0 | 0 | 0 | 0 | 0 | 0 | 0 | 0.047552 | 0.00033 | 0.00067 | 0.001 | 0.00133 | 0.062335 | 0 | 0.0052775 |  | 0.0483 | 0.0483 | 0.0711 | 0.0717 | 2014-08-21 | [16 empty] | 4.6537 | 7.7561 | 3.1024 | 0 | 0 | 0 | 0 | 3.7919 | 2.5854 | 1.3789 | 0 | 15.5122 | 0 | 1.9875 | 7.5837 | 9.4797 | 1.8959 | 0 | 15.5122 | 0 | 3.3125 | 7.9284 | 12.9268 | 2.413 | 0 | 15.5122 | 0 | 3.9125
2014-01-10 | 17時 |  | 9.3351 | 0 | 5.4595 | 0 | [9 empty] | 0.78331 | 0 | 0 | 0 | 0 | 0.44231 | 0 | 0 | 0 | 0 | 0 | 0 | 0 | 0 | 0 | 0 | 0 | 0 | 0 | 0 | 0 | 0 | 0.047552 | 0.00033 | 0.00067 | 0.001 | 0.00133 | 0.10536 | 0 | 0.0082775 |  | 0.1304 | 0.2048 | 0.3019 | 0.3026 | 2014-08-22 | [16 empty] | 2.9665 | 5.235 | 1.396 | 0 | 0 | 0 | 0 | 3.839 | 9.5974 | 1.396 | 0 | 0 | 0 | 0 | 4.188 | 5.235 | 1.047 | 0 | 15.7049 | 0 | 3.5737 | 5.4095 | 8.7249 | 0.698 | 0 | 15.7049 | 0 | 4.245
2014-01-10 | 18時 |  | 10.2536 | 0 | 0 | 0 | [9 empty] | 0.87956 | 0 | 0 | 0 | 0 | 0 | 0 | 0 | 0 | 0 | 0 | 0 | 0 | 0 | 0 | 0 | 0 | 0 | 0 | 0 | 0 | 0 | 0.047552 | 0.00642 | 0.01284 | 0.01926 | 0.02568 | 0.12467 | 0 | 0.0082775 |  | 0.303 | 0.3387 | 0.3972 | 0.5469 | 2014-08-23 | [16 empty] | 2.3058 | 1.7737 | 2.1285 | 0 | 15.9636 | 0 | 0 | 8.5139 | 6.2081 | 2.1285 | 0 | 15.9636 | 0 | 2.1348 | 11.7066 | 14.1898 | 2.4832 | 0 | 15.9636 | 0 | 3.544 | 12.0614 | 17.7373 | 3.0153 | 0 | 15.9636 | 0 | 4.2071
2014-01-10 | 19時 |  | 6.3875 | 0 | 6.3743 | 0 | [9 empty] | 0.60978 | 0 | 0 | 0 | 0 | 0.54766 | 0 | 0 | 0 | 0 | 0 | 0 | 0 | 0 | 0 | 0 | 0 | 0 | 0 | 0 | 0 | 0 | 0.047552 | 0.00642 | 0.01284 | 0.01926 | 0.02568 | 0.21072 | 0.10708 | 0.0082775 |  | 0.0991 | 0.1348 | 0.1932 | 0.1939 | 2014-08-24 | [16 empty] | 3.0579 | 5.3963 | 1.439 | 0 | 0 | 0 | 0 | 3.9573 | 9.8933 | 1.439 | 0 | 0 | 0 | 0 | 4.3171 | 5.3963 | 1.0793 | 0 | 16.189 | 0 | 3.4065 | 5.5762 | 8.9939 | 0.71951 | 0 | 16.189 | 0 | 4.0321
2014-01-10 | 20時 |  | 7.0959 | 0 | 5.9639 | 0 | [9 empty] | 0.67019 | 0 | 0 | 0 | 0 | 0.519 | 0 | 0 | 0 | 0 | 0 | 0 | 0 | 0 | 0 | 0 | 0 | 0 | 0 | 0 | 0 | 0 | 0.047552 | 0.00033 | 0.00067 | 0.001 | 0.00133 | 0.14927 | 0.027125 | 0 |  | 0.0917 | 0.1275 | 0.2102 | 0.2109 | 2014-08-25 | [16 empty] | 4.9202 | 8.2003 | 3.2801 | 0 | 0 | 0 | 0 | 4.009 | 2.7334 | 1.4578 | 0 | 16.4005 | 0 | 1.9186 | 8.018 | 10.0225 | 2.0045 | 0 | 16.4005 | 0 | 3.2042 | 8.3825 | 13.6671 | 2.5512 | 0 | 16.4005 | 0 | 3.7747
2014-01-10 | 21時 |  | 7.6918 | 0 | 7.4496 | 0 | [9 empty] | 0.72183 | 0 | 0 | 0 | 0 | 0.6887 | 0 | 0 | 0 | 0 | 0 | 0 | 0 | 0 | 0 | 0 | 0 | 0 | 0 | 0 | 0 | 0 | 0.047552 | 0.00033 | 0.00067 | 0.001 | 0.00133 | 0.14618 | 0.10814 | 0.031304 |  | 0.1216 | 0.1873 | 0.2837 | 0.2844 | 2014-08-26 | [16 empty] | 2.376 | 1.8277 | 2.1932 | 0 | 16.4492 | 0 | 0 | 8.7729 | 6.3969 | 2.1932 | 0 | 16.4492 | 0 | 1.7544 | 12.4283 | 14.6215 | 2.1932 | 0 | 16.4492 | 0 | 2.8031 | 12.7938 | 18.2769 | 2.7415 | 0 | 16.4492 | 0 | 3.4712
2014-01-10 | 22時 |  | 8.2083 | 0 | 2.9933 | 0 | [9 empty] | 0.76682 | 0 | 0 | 0 | 0 | 0.2931 | 0 | 0 | 0 | 0 | 0 | 0 | 0 | 0 | 0 | 0 | 0 | 0 | 0 | 0 | 0 | 0 | 0.047552 | 0.00628 | 0.01256 | 0.01884 | 0.02512 | 0.12467 | 0.16133 | 0.043827 |  | 0.1738 | 0.1917 | 0.262 | 0.2626 | 2014-08-27 | [16 empty] | 2.5441 | 7.2688 | 2.9075 | 0 | 16.3547 | 0 | 0 | 11.63 | 11.8117 | 2.9075 | 0 | 16.3547 | 0 | 1.7512 | 14.901 | 19.0805 | 4.1795 | 0 | 16.3547 | 0 | 2.7979 | 16.7182 | 21.8063 | 4.1795 | 0 | 16.3547 | 0 | 3.465
2014-01-10 | 23時 |  | 0 | 0 | 0 | 0 | [9 empty] | 0 | 0 | 0 | 0 | 0 | 0 | 0 | 0 | 0 | 0 | 0 | 0 | 0 | 0 | 0 | 0 | 0 | 0 | 0 | 0 | 0 | 0 | 0.047552 | 0.0067 | 0.01339 | 0.02009 | 0.02679 | 0.12467 | 0.18881 | 0.031848 |  | 0.1877 | 0.2176 | 0.2756 | 0.2763 | 2014-08-28 | [16 empty] | 4.8702 | 8.117 | 3.2468 | 0 | 0 | 0 | 0 | 3.9683 | 2.7057 | 1.443 | 0 | 16.234 | 0 | 1.7028 | 7.9366 | 9.9208 | 1.9842 | 0 | 16.234 | 0 | 2.7172 | 8.2974 | 13.5284 | 2.5253 | 0 | 16.234 | 0 | 3.3681
2014-01-11 | 0時 |  | 0 | 0 | 0 | 0 | [9 empty] | 0 | 0 | 0 | 0 | 0 | 0 | 0 | 0 | 0 | 0 | 0 | 0 | 0 | 0 | 0 | 0 | 0 | 0 | 0 | 0 | 0 | 0 | 0.047552 | 0.00013 | 0.00025 | 0.00038 | 0.0005 | 0 | 0.078899 | 0.011656 |  | 0.1578 | 0.1578 | 0.1806 | 0.1812 | 2014-08-29 | [16 empty] | 3.0536 | 5.3888 | 1.437 | 0 | 0 | 0 | 0 | 3.9518 | 9.8795 | 1.437 | 0 | 0 | 0 | 0 | 4.311 | 5.3888 | 1.0778 | 0 | 16.1664 | 0 | 2.7771 | 5.5684 | 8.9813 | 0.71851 | 0 | 16.1664 | 0 | 3.44
2014-01-11 | 1時 |  | 0 | 0 | 0 | 0 | [9 empty] | 0 | 0 | 0 | 0 | 0 | 0 | 0 | 0 | 0 | 0 | 0 | 0 | 0 | 0 | 0 | 0 | 0 | 0 | 0 | 0 | 0 | 0 | 0.047552 | 0.00013 | 0.00025 | 0.00038 | 0.0005 | 0 | 0 | 0 |  | 0.0483 | 0.0483 | 0.0711 | 0.0717 | 2014-08-30 | [16 empty] | 4.8347 | 8.0579 | 3.2232 | 0 | 0 | 0 | 0 | 3.9394 | 2.686 | 1.4325 | 0 | 16.1158 | 0 | 1.7684 | 7.8788 | 9.8486 | 1.9697 | 0 | 16.1158 | 0 | 2.8266 | 8.237 | 13.4298 | 2.5069 | 0 | 16.1158 | 0 | 3.4994
2014-01-11 | 2時 |  | 0 | 0 | 0 | 0 | [9 empty] | 0 | 0 | 0 | 0 | 0 | 0 | 0 | 0 | 0 | 0 | 0 | 0 | 0 | 0 | 0 | 0 | 0 | 0 | 0 | 0 | 0 | 0 | 0.047552 | 0.00013 | 0.00025 | 0.00038 | 0.0005 | 0 | 0 | 0 |  | 0.056 | 0.0561 | 0.0788 | 0.0795 | 2014-08-31 | [16 empty] | 4.8238 | 8.0397 | 3.2159 | 0 | 0 | 0 | 0 | 3.9305 | 2.6799 | 1.4293 | 0 | 16.0793 | 0 | 1.8533 | 7.861 | 9.8263 | 1.9653 | 0 | 16.0793 | 0 | 3.1017 | 8.2183 | 13.3994 | 2.5012 | 0 | 16.0793 | 0 | 3.6442
2014-01-11 | 3時 |  | 0 | 0 | 0 | 0 | [9 empty] | 0 | 0 | 0 | 0 | 0 | 0 | 0 | 0 | 0 | 0 | 0 | 0 | 0 | 0 | 0 | 0 | 0 | 0 | 0 | 0 | 0 | 0 | 0.047552 | 0.00013 | 0.00025 | 0.00038 | 0.0005 | 0 | 0 | 0 |  | 0.056 | 0.0561 | 0.0788 | 0.0795 | 2014-09-01 | [16 empty] | 4.8028 | 8.0047 | 3.2019 | 0 | 0 | 0 | 0 | 3.9134 | 2.6682 | 1.4231 | 0 | 16.0094 | 0 | 1.8555 | 7.8268 | 9.7835 | 1.9567 | 0 | 16.0094 | 0 | 3.1051 | 8.1826 | 13.3412 | 2.4903 | 0 | 16.0094 | 0 | 3.6485
2014-01-11 | 4時 |  | 0 | 0 | 0 | 0 | [9 empty] | 0 | 0 | 0 | 0 | 0 | 0 | 0 | 0 | 0 | 0 | 0 | 0 | 0 | 0 | 0 | 0 | 0 | 0 | 0 | 0 | 0 | 0 | 0.047552 | 0.00013 | 0.00025 | 0.00038 | 0.0005 | 0 | 0 | 0 |  | 0.0483 | 0.0483 | 0.0711 | 0.0717 | 2014-09-02 | [16 empty] | 2.29 | 1.7615 | 2.1139 | 0 | 15.8539 | 0 | 0 | 8.4554 | 6.1654 | 2.1139 | 0 | 15.8539 | 0 | 1.9401 | 11.9785 | 14.0924 | 2.1139 | 0 | 15.8539 | 0 | 3.238 | 12.3308 | 17.6155 | 2.6423 | 0 | 15.8539 | 0 | 3.8177
2014-01-11 | 5時 |  | 20.0338 | 14.6137 | 0 | 0 | [9 empty] | 3.6649 | 0 | 0 | 0 | 0 | 0 | 0 | 0 | 0 | 0 | 0 | 0 | 0 | 0 | 0 | 0 | 0 | 0 | 0 | 0 | 0 | 0 | 0.047552 | 0.00013 | 0.00025 | 0.00038 | 0.0005 | 0 | 0 | 0 |  | 0.056 | 0.0561 | 0.0788 | 0.0795 | 2014-09-03 | [16 empty] | 0.70011 | 1.7503 | 1.0502 | 0 | 0 | 0 | 0 | 3.3255 | 1.7503 | 1.0502 | 0 | 0 | 0 | 0 | 5.0758 | 9.6265 | 2.8004 | 0 | 0 | 0 | 0 | 2.8004 | 16.6275 | 2.4504 | 0 | 0 | 0 | 0
2014-01-11 | 6時 |  | 14.3684 | 0 | 0 | 0 | [9 empty] | 1.9259 | 0 | 0 | 0 | 0 | 0 | 0 | 0 | 0 | 0 | 0 | 0 | 0 | 0 | 0 | 0 | 0 | 0 | 0 | 0 | 0 | 0 | 0.047552 | 0.00338 | 0.00675 | 0.01013 | 0.01351 | 0 | 0.024649 | 0.011815 |  | 0.1925 | 0.2611 | 0.3525 | 0.3531 | 2014-09-04 | [16 empty] | 4.6965 | 7.8275 | 3.131 | 0 | 0 | 0 | 0 | 3.8268 | 2.6092 | 1.3915 | 0 | 15.6549 | 0 | 1.9397 | 7.6535 | 9.5669 | 1.9134 | 0 | 15.6549 | 0 | 3.2374 | 8.0014 | 13.0458 | 2.4352 | 0 | 15.6549 | 0 | 3.817
2014-01-11 | 7時 |  | 11.3467 | 0 | 0 | 0 | [9 empty] | 1.3735 | 0 | 0 | 0 | 0 | 0 | 0 | 0 | 0 | 0 | 0 | 0 | 0 | 0 | 0 | 0 | 0 | 0 | 0 | 0 | 0 | 0 | 0.047552 | 0.00054 | 0.00108 | 0.00163 | 0.00217 | 0.13859 | 0.053895 | 0.036861 |  | 0.1524 | 0.248 | 0.3662 | 0.3669 | 2014-09-05 | [16 empty] | 2.9591 | 5.222 | 1.3925 | 0 | 0 | 0 | 0 | 3.8295 | 9.5736 | 1.3925 | 0 | 0 | 0 | 0 | 4.1776 | 5.222 | 1.0444 | 0 | 15.6659 | 0 | 3.0461 | 5.396 | 8.7033 | 0.69626 | 0 | 15.6659 | 0 | 3.5734
2014-01-11 | 8時 |  | 8.5827 | 0 | 0 | 0 | [9 empty] | 0.80516 | 0 | 0 | 0 | 0 | 0 | 0 | 0 | 0 | 0 | 0 | 0 | 0 | 0 | 0 | 0 | 0 | 0 | 0 | 0 | 0 | 0 | 0.047552 | 0.00054 | 0.00108 | 0.00163 | 0.00217 | 0.093503 | 0 | 0.035602 |  | 0.1091 | 0.1448 | 0.2032 | 0.2039 | 2014-09-06 | [16 empty] | 2.2717 | 1.7474 | 2.0969 | 0 | 15.7269 | 0 | 0 | 8.3877 | 6.116 | 2.0969 | 0 | 15.7269 | 0 | 1.7422 | 11.5331 | 13.9795 | 2.4464 | 0 | 15.7269 | 0 | 2.7828 | 11.8826 | 17.4744 | 2.9706 | 0 | 15.7269 | 0 | 3.4469
2014-01-11 | 9時 |  | 0 | 0 | 0 | 0 | [9 empty] | 0 | 0 | 0 | 0 | 0 | 0 | 0 | 0 | 0 | 0 | 0 | 0 | 0 | 0 | 0 | 0 | 0 | 0 | 0 | 0 | 0 | 0 | 0.047552 | 0.00013 | 0.00025 | 0.00038 | 0.0005 | 0.17838 | 0.10971 | 0.042749 |  | 0.3011 | 0.3368 | 0.3953 | 0.396 | 2014-09-07 | [16 empty] | 2.9696 | 5.2405 | 1.3975 | 0 | 0 | 0 | 0 | 3.843 | 9.6075 | 1.3975 | 0 | 0 | 0 | 0 | 4.1924 | 5.2405 | 1.0481 | 0 | 15.7214 | 0 | 3.3119 | 5.4152 | 8.7341 | 0.69873 | 0 | 15.7214 | 0 | 3.9118
2014-01-11 | 10時 |  | 0 | 0 | 0 | 0 | [9 empty] | 0 | 0 | 0 | 0 | 0 | 0 | 0 | 0 | 0 | 0 | 0 | 0 | 0 | 0 | 0 | 0 | 0 | 0 | 0 | 0 | 0 | 0 | 0.047552 | 0.00033 | 0.00067 | 0.001 | 0.00133 | 0.093503 | 0 | 0.012523 |  | 0.0483 | 0.0483 | 0.0711 | 0.0717 | 2014-09-08 | [16 empty] | 4.7706 | 7.951 | 3.1804 | 0 | 0 | 0 | 0 | 3.8872 | 2.6503 | 1.4135 | 0 | 15.902 | 0 | 2.102 | 7.7743 | 9.7179 | 1.9436 | 0 | 15.902 | 0 | 3.4924 | 8.1277 | 13.2517 | 2.4736 | 0 | 15.902 | 0 | 4.1415
2014-01-11 | 11時 |  | 16.6582 | 0 | 0 | 0 | [9 empty] | 1.4849 | 0 | 0 | 0 | 0 | 0 | 0 | 0 | 0 | 0 | 0 | 0 | 0 | 0 | 0 | 0 | 0 | 0 | 0 | 0 | 0 | 0 | 0.047552 | 0.00013 | 0.00025 | 0.00038 | 0.0005 | 0 | 0 | 0.0052775 |  | 0.056 | 0.0561 | 0.0788 | 0.0795 | 2014-09-09 | [16 empty] | 2.3285 | 1.7912 | 2.1494 | 0 | 16.1206 | 0 | 0 | 8.5976 | 6.2691 | 2.1494 | 0 | 16.1206 | 0 | 2.0768 | 12.18 | 14.3294 | 2.1494 | 0 | 16.1206 | 0 | 3.4529 | 12.5382 | 17.9117 | 2.6868 | 0 | 16.1206 | 0 | 4.0911
2014-01-11 | 12時 |  | 7.2461 | 0 | 0 | 0 | [9 empty] | 0.59324 | 0 | 0 | 0 | 0 | 0 | 0 | 0 | 0 | 0 | 0 | 0 | 0 | 0 | 0 | 0 | 0 | 0 | 0 | 0 | 0 | 0 | 0.047552 | 0.00338 | 0.00675 | 0.01013 | 0.01351 | 0.05371 | 0 | 0.0052775 |  | 0.1983 | 0.2727 | 0.3698 | 0.3705 | 2014-09-10 | [16 empty] | 2.5368 | 7.248 | 2.8992 | 0 | 16.308 | 0 | 0 | 11.5968 | 11.778 | 2.8992 | 0 | 16.308 | 0 | 2.1078 | 14.8584 | 19.026 | 4.1676 | 0 | 16.308 | 0 | 3.5016 | 16.6704 | 21.744 | 4.1676 | 0 | 16.308 | 0 | 4.1531
2014-01-11 | 13時 |  | 0 | 0 | 0 | 0 | [9 empty] | 0 | 0 | 0 | 0 | 0 | 0 | 0 | 0 | 0 | 0 | 0 | 0 | 0 | 0 | 0 | 0 | 0 | 0 | 0 | 0 | 0 | 0 | 0.047552 | 0.00033 | 0.00067 | 0.001 | 0.00133 | 0.11604 | 0 | 0 |  | 0.0483 | 0.0483 | 0.0711 | 0.0717 | 2014-09-11 | [16 empty] | 4.9322 | 8.2203 | 3.2881 | 0 | 0 | 0 | 0 | 4.0188 | 2.7401 | 1.4614 | 0 | 16.4406 | 0 | 2.324 | 8.0376 | 10.0471 | 2.0094 | 0 | 16.4406 | 0 | 3.8413 | 8.403 | 13.7005 | 2.5574 | 0 | 16.4406 | 0 | 4.5855
2014-01-11 | 14時 |  | 0 | 0 | 0 | 0 | [9 empty] | 0 | 0 | 0 | 0 | 0 | 0 | 0 | 0 | 0 | 0 | 0 | 0 | 0 | 0 | 0 | 0 | 0 | 0 | 0 | 0 | 0 | 0 | 0.047552 | 0.00013 | 0.00025 | 0.00038 | 0.0005 | 0.031168 | 0 | 0.017801 |  | 0.056 | 0.0561 | 0.0788 | 0.0795 | 2014-09-12 | [16 empty] | 3.1516 | 5.5616 | 1.4831 | 0 | 0 | 0 | 0 | 4.0785 | 10.1963 | 1.4831 | 0 | 0 | 0 | 0 | 4.4493 | 5.5616 | 1.1123 | 0 | 16.6849 | 0 | 3.7095 | 5.747 | 9.2694 | 0.74155 | 0 | 16.6849 | 0 | 4.4178
2014-01-11 | 15時 |  | 13.9295 | 0 | 0 | 0 | [9 empty] | 1.1572 | 0 | 0 | 0 | 0 | 0 | 0 | 0 | 0 | 0 | 0 | 0 | 0 | 0 | 0 | 0 | 0 | 0 | 0 | 0 | 0 | 0 | 0.047552 | 0.00013 | 0.00025 | 0.00038 | 0.0005 | 0 | 0 | 0 |  | 0.056 | 0.0561 | 0.0788 | 0.0795 | 2014-09-13 | [16 empty] | 5.0524 | 8.4206 | 3.3683 | 0 | 0 | 0 | 0 | 4.1168 | 2.8069 | 1.497 | 0 | 16.8413 | 0 | 2.3422 | 8.2335 | 10.2919 | 2.0584 | 0 | 16.8413 | 0 | 3.8699 | 8.6078 | 14.0344 | 2.6198 | 0 | 16.8413 | 0 | 4.622
2014-01-11 | 16時 |  | 8.3438 | 0 | 0 | 0 | [9 empty] | 0.69895 | 0 | 0 | 0 | 0 | 0 | 0 | 0 | 0 | 0 | 0 | 0 | 0 | 0 | 0 | 0 | 0 | 0 | 0 | 0 | 0 | 0 | 0.047552 | 0.00033 | 0.00067 | 0.001 | 0.00133 | 0.062335 | 0 | 0.0052775 |  | 0.0483 | 0.0483 | 0.0711 | 0.0717 | 2014-09-14 | [16 empty] | 5.1278 | 8.5463 | 3.4185 | 0 | 0 | 0 | 0 | 4.1782 | 2.8488 | 1.5193 | 0 | 17.0926 | 0 | 2.3652 | 8.3564 | 10.4455 | 2.0891 | 0 | 17.0926 | 0 | 3.906 | 8.7362 | 14.2438 | 2.6588 | 0 | 17.0926 | 0 | 4.6679
2014-01-11 | 17時 |  | 11.6043 | 0 | 9.5515 | 0 | [9 empty] | 0.97296 | 0 | 0 | 0 | 0 | 0.83574 | 0 | 0 | 0 | 0 | 0 | 0 | 0 | 0 | 0 | 0 | 0 | 0 | 0 | 0 | 0 | 0 | 0.047552 | 0.00033 | 0.00067 | 0.001 | 0.00133 | 0.10536 | 0 | 0.0082775 |  | 0.1304 | 0.2048 | 0.3019 | 0.3026 | 2014-09-15 | [16 empty] | 0.76953 | 1.9238 | 1.1543 | 0 | 0 | 0 | 0 | 3.6553 | 1.9238 | 1.1543 | 0 | 0 | 0 | 0 | 5.5791 | 10.581 | 3.0781 | 0 | 0 | 0 | 0 | 3.0781 | 18.2763 | 2.6933 | 0 | 0 | 0 | 0
2014-01-11 | 18時 |  | 11.6797 | 0 | 0 | 0 | [9 empty] | 0.98865 | 0 | 0 | 0 | 0 | 0 | 0 | 0 | 0 | 0 | 0 | 0 | 0 | 0 | 0 | 0 | 0 | 0 | 0 | 0 | 0 | 0 | 0.047552 | 0.00642 | 0.01284 | 0.01926 | 0.02568 | 0.12467 | 0 | 0.0082775 |  | 0.303 | 0.3387 | 0.3972 | 0.5469 | 2014-09-16 | [16 empty] | 2.5333 | 1.9487 | 2.3384 | 0 | 17.5379 | 0 | 0 | 9.3535 | 6.8203 | 2.3384 | 0 | 17.5379 | 0 | 2.3178 | 13.2508 | 15.5892 | 2.3384 | 0 | 17.5379 | 0 | 3.8316 | 13.6406 | 19.4865 | 2.923 | 0 | 17.5379 | 0 | 4.5731
2014-01-11 | 19時 |  | 7.5253 | 0 | 9.122 | 0 | [9 empty] | 0.67845 | 0 | 0 | 0 | 0 | 0.81299 | 0 | 0 | 0 | 0 | 0 | 0 | 0 | 0 | 0 | 0 | 0 | 0 | 0 | 0 | 0 | 0 | 0.047552 | 0.00642 | 0.01284 | 0.01926 | 0.02568 | 0.21072 | 0.10708 | 0.0082775 |  | 0.0991 | 0.1348 | 0.1932 | 0.1939 | 2014-09-17 | [16 empty] | 0.79408 | 1.9852 | 1.1911 | 0 | 0 | 0 | 0 | 3.7719 | 1.9852 | 1.1911 | 0 | 0 | 0 | 0 | 5.7571 | 10.9187 | 3.1763 | 0 | 0 | 0 | 0 | 3.1763 | 18.8595 | 2.7793 | 0 | 0 | 0 | 0
2014-01-11 | 20時 |  | 7.8675 | 0 | 6.965 | 0 | [9 empty] | 0.70745 | 0 | 0 | 0 | 0 | 0.59704 | 0 | 0 | 0 | 0 | 0 | 0 | 0 | 0 | 0 | 0 | 0 | 0 | 0 | 0 | 0 | 0 | 0.047552 | 0.00033 | 0.00067 | 0.001 | 0.00133 | 0.14927 | 0.027125 | 0 |  | 0.0917 | 0.1275 | 0.2102 | 0.2109 | 2014-09-18 | [16 empty] | 5.4459 | 9.0765 | 3.6306 | 0 | 0 | 0 | 0 | 4.4374 | 3.0255 | 1.6136 | 0 | 18.1529 | 0 | 2.61 | 8.8748 | 11.0935 | 2.2187 | 0 | 18.1529 | 0 | 4.1792 | 9.2782 | 15.1274 | 2.8238 | 0 | 18.1529 | 0 | 4.9717
2014-01-11 | 21時 |  | 8.3062 | 0 | 8.4266 | 0 | [9 empty] | 0.94585 | 0 | 0 | 0 | 0 | 0.96505 | 0 | 0 | 0 | 0 | 0 | 0 | 0 | 0 | 0 | 0 | 0 | 0 | 0 | 0 | 0 | 0 | 0.047552 | 0.00033 | 0.00067 | 0.001 | 0.00133 | 0.14618 | 0.10814 | 0.031304 |  | 0.1216 | 0.1873 | 0.2837 | 0.2844 | 2014-09-19 | [16 empty] | 3.4705 | 6.1243 | 1.6332 | 0 | 0 | 0 | 0 | 4.4912 | 11.228 | 1.6332 | 0 | 0 | 0 | 0 | 4.8995 | 6.1243 | 1.2249 | 0 | 18.373 | 0 | 4.0521 | 6.3285 | 10.2072 | 0.81658 | 0 | 18.373 | 0 | 4.8539
2014-01-11 | 22時 |  | 8.5502 | 0 | 3.2277 | 0 | [9 empty] | 0.77412 | 0 | 0 | 0 | 0 | 0.30248 | 0 | 0 | 0 | 0 | 0 | 0 | 0 | 0 | 0 | 0 | 0 | 0 | 0 | 0 | 0 | 0 | 0.047552 | 0.00628 | 0.01256 | 0.01884 | 0.02512 | 0.12467 | 0.16133 | 0.043827 |  | 0.1738 | 0.1917 | 0.262 | 0.2626 | 2014-09-20 | [16 empty] | 2.6826 | 2.0635 | 2.4762 | 0 | 18.5718 | 0 | 0 | 9.905 | 7.2224 | 2.4762 | 0 | 18.5718 | 0 | 2.491 | 13.6194 | 16.5083 | 2.889 | 0 | 18.5718 | 0 | 4.1037 | 14.0321 | 20.6354 | 3.508 | 0 | 18.5718 | 0 | 4.9195
2014-01-11 | 23時 |  | 0 | 0 | 0 | 0 | [9 empty] | 0 | 0 | 0 | 0 | 0 | 0 | 0 | 0 | 0 | 0 | 0 | 0 | 0 | 0 | 0 | 0 | 0 | 0 | 0 | 0 | 0 | 0 | 0.047552 | 0.0067 | 0.01339 | 0.02009 | 0.02679 | 0.12467 | 0.18881 | 0.031848 |  | 0.1877 | 0.2176 | 0.2756 | 0.2763 | 2014-09-21 | [16 empty] | 3.5457 | 6.2572 | 1.6686 | 0 | 0 | 0 | 0 | 4.5886 | 11.4715 | 1.6686 | 0 | 0 | 0 | 0 | 5.0058 | 6.2572 | 1.2514 | 0 | 18.7716 | 0 | 4.1865 | 6.4658 | 10.4287 | 0.83429 | 0 | 18.7716 | 0 | 4.9811
2014-01-12 | 0時 |  | 0 | 0 | 0 | 0 | [9 empty] | 0 | 0 | 0 | 0 | 0 | 0 | 0 | 0 | 0 | 0 | 0 | 0 | 0 | 0 | 0 | 0 | 0 | 0 | 0 | 0 | 0 | 0 | 0.047552 | 0.00013 | 0.00025 | 0.00038 | 0.0005 | 0 | 0.078899 | 0.011656 |  | 0.1578 | 0.1578 | 0.1806 | 0.1812 | 2014-09-22 | [16 empty] | 5.6636 | 9.4393 | 3.7757 | 0 | 0 | 0 | 0 | 4.6148 | 3.1464 | 1.6781 | 0 | 18.8786 | 0 | 2.3364 | 9.2295 | 11.5369 | 2.3074 | 0 | 18.8786 | 0 | 3.8608 | 9.6491 | 15.7322 | 2.9367 | 0 | 18.8786 | 0 | 4.6103
2014-01-12 | 1時 |  | 0 | 0 | 0 | 0 | [9 empty] | 0 | 0 | 0 | 0 | 0 | 0 | 0 | 0 | 0 | 0 | 0 | 0 | 0 | 0 | 0 | 0 | 0 | 0 | 0 | 0 | 0 | 0 | 0.047552 | 0.00013 | 0.00025 | 0.00038 | 0.0005 | 0 | 0 | 0 |  | 0.0483 | 0.0483 | 0.0711 | 0.0717 | 2014-09-23 | [16 empty] | 2.7342 | 2.1032 | 2.5238 | 0 | 18.9288 | 0 | 0 | 10.0954 | 7.3612 | 2.5238 | 0 | 18.9288 | 0 | 2.3831 | 14.3017 | 16.8256 | 2.5238 | 0 | 18.9288 | 0 | 3.9341 | 14.7224 | 21.032 | 3.1548 | 0 | 18.9288 | 0 | 4.7036
2014-01-12 | 2時 |  | 0 | 0 | 0 | 0 | [9 empty] | 0 | 0 | 0 | 0 | 0 | 0 | 0 | 0 | 0 | 0 | 0 | 0 | 0 | 0 | 0 | 0 | 0 | 0 | 0 | 0 | 0 | 0 | 0.047552 | 0.00013 | 0.00025 | 0.00038 | 0.0005 | 0 | 0 | 0 |  | 0.056 | 0.0561 | 0.0788 | 0.0795 | 2014-09-24 | [16 empty] | 2.9478 | 8.4223 | 3.3689 | 0 | 18.9501 | 0 | 0 | 13.4756 | 13.6862 | 3.3689 | 0 | 18.9501 | 0 | 2.4068 | 17.2656 | 22.1084 | 4.8428 | 0 | 18.9501 | 0 | 3.9714 | 19.3712 | 25.2668 | 4.8428 | 0 | 18.9501 | 0 | 4.751
2014-01-12 | 3時 |  | 0 | 0 | 0 | 0 | [9 empty] | 0 | 0 | 0 | 0 | 0 | 0 | 0 | 0 | 0 | 0 | 0 | 0 | 0 | 0 | 0 | 0 | 0 | 0 | 0 | 0 | 0 | 0 | 0.047552 | 0.00013 | 0.00025 | 0.00038 | 0.0005 | 0 | 0 | 0 |  | 0.056 | 0.0561 | 0.0788 | 0.0795 | 2014-09-25 | [16 empty] | 5.6915 | 9.4859 | 3.7943 | 0 | 0 | 0 | 0 | 4.6375 | 3.162 | 1.6864 | 0 | 18.9717 | 0 | 2.3947 | 9.2751 | 11.5938 | 2.3188 | 0 | 18.9717 | 0 | 3.9524 | 9.6967 | 15.8098 | 2.9512 | 0 | 18.9717 | 0 | 4.727
2014-01-12 | 4時 |  | 0 | 0 | 0 | 0 | [9 empty] | 0 | 0 | 0 | 0 | 0 | 0 | 0 | 0 | 0 | 0 | 0 | 0 | 0 | 0 | 0 | 0 | 0 | 0 | 0 | 0 | 0 | 0 | 0.047552 | 0.00013 | 0.00025 | 0.00038 | 0.0005 | 0 | 0 | 0 |  | 0.0483 | 0.0483 | 0.0711 | 0.0717 | 2014-09-26 | [16 empty] | 3.5981 | 6.3496 | 1.6932 | 0 | 0 | 0 | 0 | 4.6564 | 11.641 | 1.6932 | 0 | 0 | 0 | 0 | 5.0797 | 6.3496 | 1.2699 | 0 | 19.0489 | 0 | 4.1682 | 6.5613 | 10.5827 | 0.84662 | 0 | 19.0489 | 0 | 4.9574
2014-01-12 | 5時 |  | 20.5885 | 9.7456 | 0 | 0 | [9 empty] | 3.5824 | 0 | 0 | 0 | 0 | 0 | 0 | 0 | 0 | 0 | 0 | 0 | 0 | 0 | 0 | 0 | 0 | 0 | 0 | 0 | 0 | 0 | 0.047552 | 0.00013 | 0.00025 | 0.00038 | 0.0005 | 0 | 0 | 0 |  | 0.056 | 0.0561 | 0.0788 | 0.0795 | 2014-09-27 | [16 empty] | 5.7457 | 9.5762 | 3.8305 | 0 | 0 | 0 | 0 | 4.6817 | 3.1921 | 1.7024 | 0 | 19.1525 | 0 | 2.4239 | 9.3634 | 11.7043 | 2.3409 | 0 | 19.1525 | 0 | 3.9983 | 9.7891 | 15.9604 | 2.9793 | 0 | 19.1525 | 0 | 4.7853
2014-01-12 | 6時 |  | 12.0737 | 0 | 0 | 0 | [9 empty] | 1.4074 | 0 | 0 | 0 | 0 | 0 | 0 | 0 | 0 | 0 | 0 | 0 | 0 | 0 | 0 | 0 | 0 | 0 | 0 | 0 | 0 | 0 | 0.047552 | 0.00338 | 0.00675 | 0.01013 | 0.01351 | 0 | 0.024649 | 0.011815 |  | 0.1925 | 0.2611 | 0.3525 | 0.3531 | 2014-09-28 | [16 empty] | 5.7282 | 9.5471 | 3.8188 | 0 | 0 | 0 | 0 | 4.6675 | 3.1824 | 1.6973 | 0 | 19.0941 | 0 | 2.1023 | 9.3349 | 11.6686 | 2.3337 | 0 | 19.0941 | 0 | 3.493 | 9.7592 | 15.9118 | 2.9702 | 0 | 19.0941 | 0 | 4.1422
2014-01-12 | 7時 |  | 10.1133 | 0 | 0 | 0 | [9 empty] | 1.1325 | 0 | 0 | 0 | 0 | 0 | 0 | 0 | 0 | 0 | 0 | 0 | 0 | 0 | 0 | 0 | 0 | 0 | 0 | 0 | 0 | 0 | 0.047552 | 0.00054 | 0.00108 | 0.00163 | 0.00217 | 0.13859 | 0.053895 | 0.036861 |  | 0.1524 | 0.248 | 0.3662 | 0.3669 | 2014-09-29 | [16 empty] | 5.6623 | 9.4371 | 3.7748 | 0 | 0 | 0 | 0 | 4.6137 | 3.1457 | 1.6777 | 0 | 18.8742 | 0 | 2.6422 | 9.2274 | 11.5343 | 2.3069 | 0 | 18.8742 | 0 | 4.2328 | 9.6468 | 15.7285 | 2.936 | 0 | 18.8742 | 0 | 5.0414
2014-01-12 | 8時 |  | 8.3101 | 0 | 0 | 0 | [9 empty] | 0.71547 | 0 | 0 | 0 | 0 | 0 | 0 | 0 | 0 | 0 | 0 | 0 | 0 | 0 | 0 | 0 | 0 | 0 | 0 | 0 | 0 | 0 | 0.047552 | 0.00054 | 0.00108 | 0.00163 | 0.00217 | 0.093503 | 0 | 0.035602 |  | 0.1091 | 0.1448 | 0.2032 | 0.2039 | 2014-09-30 | [16 empty] | 2.7341 | 2.1031 | 2.5238 | 0 | 18.9282 | 0 | 0 | 10.095 | 7.361 | 2.5238 | 0 | 18.9282 | 0 | 2.8216 | 14.3013 | 16.8251 | 2.5238 | 0 | 18.9282 | 0 | 4.5318 | 14.7219 | 21.0313 | 3.1547 | 0 | 18.9282 | 0 | 5.4301
2014-01-12 | 9時 |  | 0 | 0 | 0 | 0 | [9 empty] | 0 | 0 | 0 | 0 | 0 | 0 | 0 | 0 | 0 | 0 | 0 | 0 | 0 | 0 | 0 | 0 | 0 | 0 | 0 | 0 | 0 | 0 | 0.047552 | 0.00013 | 0.00025 | 0.00038 | 0.0005 | 0.17838 | 0.10971 | 0.042749 |  | 0.3011 | 0.3368 | 0.3953 | 0.396 | 2014-10-01 | [16 empty] | 0.84774 | 2.1194 | 1.2716 | 0 | 0 | 0 | 0 | 4.0268 | 2.1194 | 1.2716 | 0 | 0 | 0 | 0 | 6.1461 | 11.6564 | 3.391 | 0 | 0 | 0 | 0 | 3.391 | 20.1339 | 2.9671 | 0 | 0 | 0 | 0
2014-01-12 | 10時 |  | 0 | 0 | 0 | 0 | [9 empty] | 0 | 0 | 0 | 0 | 0 | 0 | 0 | 0 | 0 | 0 | 0 | 0 | 0 | 0 | 0 | 0 | 0 | 0 | 0 | 0 | 0 | 0 | 0.047552 | 0.00033 | 0.00067 | 0.001 | 0.00133 | 0.093503 | 0 | 0.012523 |  | 0.0483 | 0.0483 | 0.0711 | 0.0717 | 2014-10-02 | [16 empty] | 5.7351 | 9.5586 | 3.8234 | 0 | 0 | 0 | 0 | 4.6731 | 3.1862 | 1.6993 | 0 | 19.1171 | 0 | 2.6694 | 9.3462 | 11.6827 | 2.3365 | 0 | 19.1171 | 0 | 4.2781 | 9.771 | 15.9309 | 2.9738 | 0 | 19.1171 | 0 | 5.1003
2014-01-12 | 11時 |  | 11.5652 | 0 | 0 | 0 | [9 empty] | 0.93012 | 0 | 0 | 0 | 0 | 0 | 0 | 0 | 0 | 0 | 0 | 0 | 0 | 0 | 0 | 0 | 0 | 0 | 0 | 0 | 0 | 0 | 0.047552 | 0.00013 | 0.00025 | 0.00038 | 0.0005 | 0 | 0 | 0.0052775 |  | 0.056 | 0.0561 | 0.0788 | 0.0795 | 2014-10-03 | [16 empty] | 3.6363 | 6.417 | 1.7112 | 0 | 0 | 0 | 0 | 4.7058 | 11.7646 | 1.7112 | 0 | 0 | 0 | 0 | 5.1336 | 6.417 | 1.2834 | 0 | 19.2511 | 0 | 4.1346 | 6.6309 | 10.6951 | 0.85561 | 0 | 19.2511 | 0 | 4.9589
2014-01-12 | 12時 |  | 5.7464 | 0 | 0 | 0 | [9 empty] | 0.49118 | 0 | 0 | 0 | 0 | 0 | 0 | 0 | 0 | 0 | 0 | 0 | 0 | 0 | 0 | 0 | 0 | 0 | 0 | 0 | 0 | 0 | 0.047552 | 0.00338 | 0.00675 | 0.01013 | 0.01351 | 0.05371 | 0 | 0.0052775 |  | 0.1983 | 0.2727 | 0.3698 | 0.3705 | 2014-10-04 | [16 empty] | 2.7903 | 2.1464 | 2.5757 | 0 | 19.3177 | 0 | 0 | 10.3028 | 7.5124 | 2.5757 | 0 | 19.3177 | 0 | 2.7703 | 14.1663 | 17.1713 | 3.005 | 0 | 19.3177 | 0 | 4.4464 | 14.5956 | 21.4641 | 3.6489 | 0 | 19.3177 | 0 | 5.319
2014-01-12 | 13時 |  | 0 | 0 | 0 | 0 | [9 empty] | 0 | 0 | 0 | 0 | 0 | 0 | 0 | 0 | 0 | 0 | 0 | 0 | 0 | 0 | 0 | 0 | 0 | 0 | 0 | 0 | 0 | 0 | 0.047552 | 0.00033 | 0.00067 | 0.001 | 0.00133 | 0.11604 | 0 | 0 |  | 0.0483 | 0.0483 | 0.0711 | 0.0717 | 2014-10-05 | [16 empty] | 3.6789 | 6.4921 | 1.7312 | 0 | 0 | 0 | 0 | 4.7609 | 11.9022 | 1.7312 | 0 | 0 | 0 | 0 | 5.1937 | 6.4921 | 1.2984 | 0 | 19.4764 | 0 | 4.8651 | 6.7085 | 10.8202 | 0.86562 | 0 | 19.4764 | 0 | 5.8634
2014-01-12 | 14時 |  | 0 | 0 | 0 | 0 | [9 empty] | 0 | 0 | 0 | 0 | 0 | 0 | 0 | 0 | 0 | 0 | 0 | 0 | 0 | 0 | 0 | 0 | 0 | 0 | 0 | 0 | 0 | 0 | 0.047552 | 0.00013 | 0.00025 | 0.00038 | 0.0005 | 0.031168 | 0 | 0.017801 |  | 0.056 | 0.0561 | 0.0788 | 0.0795 | 2014-10-06 | [16 empty] | 5.9382 | 9.8971 | 3.9588 | 0 | 0 | 0 | 0 | 4.8386 | 3.299 | 1.7595 | 0 | 19.7942 | 0 | 3.0356 | 9.6771 | 12.0964 | 2.4193 | 0 | 19.7942 | 0 | 4.8885 | 10.117 | 16.4951 | 3.0791 | 0 | 19.7942 | 0 | 5.8939
2014-01-12 | 15時 |  | 11.0249 | 0 | 0 | 0 | [9 empty] | 0.88537 | 0 | 0 | 0 | 0 | 0 | 0 | 0 | 0 | 0 | 0 | 0 | 0 | 0 | 0 | 0 | 0 | 0 | 0 | 0 | 0 | 0 | 0.047552 | 0.00013 | 0.00025 | 0.00038 | 0.0005 | 0 | 0 | 0 |  | 0.056 | 0.0561 | 0.0788 | 0.0795 | 2014-10-07 | [16 empty] | 2.8971 | 2.2286 | 2.6743 | 0 | 20.057 | 0 | 0 | 10.6971 | 7.7999 | 2.6743 | 0 | 20.057 | 0 | 3.06 | 15.1542 | 17.8285 | 2.6743 | 0 | 20.057 | 0 | 4.9292 | 15.5999 | 22.2856 | 3.3428 | 0 | 20.057 | 0 | 5.9467
2014-01-12 | 16時 |  | 7.1193 | 0 | 0 | 0 | [9 empty] | 0.60161 | 0 | 0 | 0 | 0 | 0 | 0 | 0 | 0 | 0 | 0 | 0 | 0 | 0 | 0 | 0 | 0 | 0 | 0 | 0 | 0 | 0 | 0.047552 | 0.00033 | 0.00067 | 0.001 | 0.00133 | 0.062335 | 0 | 0.0052775 |  | 0.0483 | 0.0483 | 0.0711 | 0.0717 | 2014-10-08 | [16 empty] | 3.1707 | 9.0591 | 3.6236 | 0 | 20.383 | 0 | 0 | 14.4946 | 14.721 | 3.6236 | 0 | 20.383 | 0 | 2.8734 | 18.5712 | 23.7801 | 5.209 | 0 | 20.383 | 0 | 4.6182 | 20.8359 | 27.1773 | 5.209 | 0 | 20.383 | 0 | 5.5424
2014-01-12 | 17時 |  | 10.4029 | 0 | 7.9329 | 0 | [9 empty] | 0.8557 | 0 | 0 | 0 | 0 | 0.64761 | 0 | 0 | 0 | 0 | 0 | 0 | 0 | 0 | 0 | 0 | 0 | 0 | 0 | 0 | 0 | 0 | 0.047552 | 0.00033 | 0.00067 | 0.001 | 0.00133 | 0.10536 | 0 | 0.0082775 |  | 0.1304 | 0.2048 | 0.3019 | 0.3026 | 2014-10-09 | [16 empty] | 6.2289 | 10.3816 | 4.1526 | 0 | 0 | 0 | 0 | 5.0754 | 3.4605 | 1.8456 | 0 | 20.7631 | 0 | 2.8413 | 10.1509 | 12.6886 | 2.5377 | 0 | 20.7631 | 0 | 4.5646 | 10.6123 | 17.3026 | 3.2298 | 0 | 20.7631 | 0 | 5.4727
2014-01-12 | 18時 |  | 10.5104 | 0 | 0 | 0 | [9 empty] | 0.86904 | 0 | 0 | 0 | 0 | 0 | 0 | 0 | 0 | 0 | 0 | 0 | 0 | 0 | 0 | 0 | 0 | 0 | 0 | 0 | 0 | 0 | 0.047552 | 0.00642 | 0.01284 | 0.01926 | 0.02568 | 0.12467 | 0 | 0.0082775 |  | 0.303 | 0.3387 | 0.3972 | 0.5469 | 2014-10-10 | [16 empty] | 3.0166 | 2.3205 | 2.7846 | 0 | 20.8842 | 0 | 0 | 11.1382 | 8.1216 | 2.7846 | 0 | 20.8842 | 0 | 2.785 | 15.7792 | 18.5637 | 2.7846 | 0 | 20.8842 | 0 | 4.4708 | 16.2432 | 23.2046 | 3.4807 | 0 | 20.8842 | 0 | 5.3508
2014-01-12 | 19時 |  | 6.7638 | 0 | 7.8507 | 0 | [9 empty] | 0.75163 | 0 | 0 | 0 | 0 | 0.91724 | 0 | 0 | 0 | 0 | 0 | 0 | 0 | 0 | 0 | 0 | 0 | 0 | 0 | 0 | 0 | 0 | 0.047552 | 0.00642 | 0.01284 | 0.01926 | 0.02568 | 0.21072 | 0.10708 | 0.0082775 |  | 0.0991 | 0.1348 | 0.1932 | 0.1939 | 2014-10-11 | [16 empty] | 6.2586 | 10.431 | 4.1724 | 0 | 0 | 0 | 0 | 5.0996 | 3.477 | 1.8544 | 0 | 20.8619 | 0 | 2.9059 | 10.1992 | 12.749 | 2.5498 | 0 | 20.8619 | 0 | 4.6724 | 10.6628 | 17.3849 | 3.2452 | 0 | 20.8619 | 0 | 5.6129
2014-01-12 | 20時 |  | 7.3182 | 0 | 6.3717 | 0 | [9 empty] | 0.81977 | 0 | 0 | 0 | 0 | 0.71801 | 0 | 0 | 0 | 0 | 0 | 0 | 0 | 0 | 0 | 0 | 0 | 0 | 0 | 0 | 0 | 0 | 0.047552 | 0.00033 | 0.00067 | 0.001 | 0.00133 | 0.14927 | 0.027125 | 0 |  | 0.0917 | 0.1275 | 0.2102 | 0.2109 | 2014-10-12 | [16 empty] | 6.2989 | 10.4982 | 4.1993 | 0 | 0 | 0 | 0 | 5.1324 | 3.4994 | 1.8663 | 0 | 20.9963 | 0 | 2.7891 | 10.2649 | 12.8311 | 2.5662 | 0 | 20.9963 | 0 | 4.4776 | 10.7314 | 17.4969 | 3.2661 | 0 | 20.9963 | 0 | 5.3596
2014-01-12 | 21時 |  | 7.8016 | 0 | 7.7793 | 0 | [9 empty] | 0.88091 | 0 | 0 | 0 | 0 | 0.87617 | 0 | 0 | 0 | 0 | 0 | 0 | 0 | 0 | 0 | 0 | 0 | 0 | 0 | 0 | 0 | 0 | 0.047552 | 0.00033 | 0.00067 | 0.001 | 0.00133 | 0.14618 | 0.10814 | 0.031304 |  | 0.1216 | 0.1873 | 0.2837 | 0.2844 | 2014-10-13 | [16 empty] | 6.3207 | 10.5346 | 4.2138 | 0 | 0 | 0 | 0 | 5.1502 | 3.5115 | 1.8728 | 0 | 21.0691 | 0 | 2.6084 | 10.3005 | 12.8756 | 2.5751 | 0 | 21.0691 | 0 | 4.1766 | 10.7687 | 17.5576 | 3.2774 | 0 | 21.0691 | 0 | 4.9683
2014-01-12 | 22時 |  | 8.1438 | 0 | 3.0265 | 0 | [9 empty] | 0.91941 | 0 | 0 | 0 | 0 | 0.34698 | 0 | 0 | 0 | 0 | 0 | 0 | 0 | 0 | 0 | 0 | 0 | 0 | 0 | 0 | 0 | 0 | 0.047552 | 0.00628 | 0.01256 | 0.01884 | 0.02512 | 0.12467 | 0.16133 | 0.043827 |  | 0.1738 | 0.1917 | 0.262 | 0.2626 | 2014-10-14 | [16 empty] | 3.0442 | 2.3417 | 2.81 | 0 | 21.0752 | 0 | 0 | 11.2401 | 8.1959 | 2.81 | 0 | 21.0752 | 0 | 2.6625 | 15.9235 | 18.7335 | 2.81 | 0 | 21.0752 | 0 | 4.2667 | 16.3918 | 23.4169 | 3.5125 | 0 | 21.0752 | 0 | 5.0854
2014-01-12 | 23時 |  | 0 | 0 | 0 | 0 | [9 empty] | 0 | 0 | 0 | 0 | 0 | 0 | 0 | 0 | 0 | 0 | 0 | 0 | 0 | 0 | 0 | 0 | 0 | 0 | 0 | 0 | 0 | 0 | 0.047552 | 0.0067 | 0.01339 | 0.02009 | 0.02679 | 0.12467 | 0.18881 | 0.031848 |  | 0.1877 | 0.2176 | 0.2756 | 0.2763 | 2014-10-15 | [16 empty] | 0.93376 | 2.3344 | 1.4006 | 0 | 0 | 0 | 0 | 4.4354 | 2.3344 | 1.4006 | 0 | 0 | 0 | 0 | 6.7698 | 12.8392 | 3.735 | 0 | 0 | 0 | 0 | 3.735 | 22.1768 | 3.2682 | 0 | 0 | 0 | 0
2014-01-13 | 0時 |  | 0 | 0 | 0 | 0 | [9 empty] | 0 | 0 | 0 | 0 | 0 | 0 | 0 | 0 | 0 | 0 | 0 | 0 | 0 | 0 | 0 | 0 | 0 | 0 | 0 | 0 | 0 | 0 | 0.047552 | 0.00013 | 0.00025 | 0.00038 | 0.0005 | 0 | 0.078899 | 0.011656 |  | 0.1578 | 0.1578 | 0.1806 | 0.1812 | 2014-10-16 | [16 empty] | 6.2558 | 10.4264 | 4.1706 | 0 | 0 | 0 | 0 | 5.0974 | 3.4755 | 1.8536 | 0 | 20.8528 | 0 | 2.8325 | 10.1947 | 12.7434 | 2.5487 | 0 | 20.8528 | 0 | 4.55 | 10.6581 | 17.3773 | 3.2438 | 0 | 20.8528 | 0 | 5.4538
2014-01-13 | 1時 |  | 0 | 0 | 0 | 0 | [9 empty] | 0 | 0 | 0 | 0 | 0 | 0 | 0 | 0 | 0 | 0 | 0 | 0 | 0 | 0 | 0 | 0 | 0 | 0 | 0 | 0 | 0 | 0 | 0.047552 | 0.00013 | 0.00025 | 0.00038 | 0.0005 | 0 | 0 | 0 |  | 0.0483 | 0.0483 | 0.0711 | 0.0717 | 2014-10-17 | [16 empty] | 3.9155 | 6.9098 | 1.8426 | 0 | 0 | 0 | 0 | 5.0672 | 12.6679 | 1.8426 | 0 | 0 | 0 | 0 | 5.5278 | 6.9098 | 1.382 | 0 | 20.7293 | 0 | 4.8161 | 7.1401 | 11.5163 | 0.9213 | 0 | 20.7293 | 0 | 5.7997
2014-01-13 | 2時 |  | 0 | 0 | 0 | 0 | [9 empty] | 0 | 0 | 0 | 0 | 0 | 0 | 0 | 0 | 0 | 0 | 0 | 0 | 0 | 0 | 0 | 0 | 0 | 0 | 0 | 0 | 0 | 0 | 0.047552 | 0.00013 | 0.00025 | 0.00038 | 0.0005 | 0 | 0 | 0 |  | 0.056 | 0.0561 | 0.0788 | 0.0795 | 2014-10-18 | [16 empty] | 2.9883 | 2.2987 | 2.7584 | 0 | 20.688 | 0 | 0 | 11.0336 | 8.0453 | 2.7584 | 0 | 20.688 | 0 | 3 | 15.1712 | 18.3894 | 3.2181 | 0 | 20.688 | 0 | 4.8292 | 15.631 | 22.9867 | 3.9077 | 0 | 20.688 | 0 | 5.8167
2014-01-13 | 3時 |  | 0 | 0 | 0 | 0 | [9 empty] | 0 | 0 | 0 | 0 | 0 | 0 | 0 | 0 | 0 | 0 | 0 | 0 | 0 | 0 | 0 | 0 | 0 | 0 | 0 | 0 | 0 | 0 | 0.047552 | 0.00013 | 0.00025 | 0.00038 | 0.0005 | 0 | 0 | 0 |  | 0.056 | 0.0561 | 0.0788 | 0.0795 | 2014-10-19 | [16 empty] | 3.9223 | 6.9217 | 1.8458 | 0 | 0 | 0 | 0 | 5.0759 | 12.6897 | 1.8458 | 0 | 0 | 0 | 0 | 5.5373 | 6.9217 | 1.3843 | 0 | 20.765 | 0 | 4.8083 | 7.1524 | 11.5361 | 0.92289 | 0 | 20.765 | 0 | 5.7896
2014-01-13 | 4時 |  | 0 | 0 | 0 | 0 | [9 empty] | 0 | 0 | 0 | 0 | 0 | 0 | 0 | 0 | 0 | 0 | 0 | 0 | 0 | 0 | 0 | 0 | 0 | 0 | 0 | 0 | 0 | 0 | 0.047552 | 0.00013 | 0.00025 | 0.00038 | 0.0005 | 0 | 0 | 0 |  | 0.0483 | 0.0483 | 0.0711 | 0.0717 | 2014-10-20 | [16 empty] | 6.2562 | 10.427 | 4.1708 | 0 | 0 | 0 | 0 | 5.0976 | 3.4757 | 1.8537 | 0 | 20.854 | 0 | 2.9863 | 10.1953 | 12.7441 | 2.5488 | 0 | 20.854 | 0 | 4.8063 | 10.6587 | 17.3783 | 3.2439 | 0 | 20.854 | 0 | 5.7869
2014-01-13 | 5時 |  | 20.2472 | 11.435 | 0 | 0 | [9 empty] | 3.5959 | 0 | 0 | 0 | 0 | 0 | 0 | 0 | 0 | 0 | 0 | 0 | 0 | 0 | 0 | 0 | 0 | 0 | 0 | 0 | 0 | 0 | 0.047552 | 0.00013 | 0.00025 | 0.00038 | 0.0005 | 0 | 0 | 0 |  | 0.056 | 0.0561 | 0.0788 | 0.0795 | 2014-10-21 | [16 empty] | 3.0299 | 2.3307 | 2.7968 | 0 | 20.9764 | 0 | 0 | 11.1874 | 8.1575 | 2.7968 | 0 | 20.9764 | 0 | 3.0597 | 15.8488 | 18.6457 | 2.7968 | 0 | 20.9764 | 0 | 4.9286 | 16.3149 | 23.3071 | 3.4961 | 0 | 20.9764 | 0 | 5.946
2014-01-13 | 6時 |  | 13.0674 | 0 | 0 | 0 | [9 empty] | 1.6254 | 0 | 0 | 0 | 0 | 0 | 0 | 0 | 0 | 0 | 0 | 0 | 0 | 0 | 0 | 0 | 0 | 0 | 0 | 0 | 0 | 0 | 0.047552 | 0.00338 | 0.00675 | 0.01013 | 0.01351 | 0 | 0.024649 | 0.011815 |  | 0.1925 | 0.2611 | 0.3525 | 0.3531 | 2014-10-22 | [16 empty] | 3.2775 | 9.3644 | 3.7458 | 0 | 21.0699 | 0 | 0 | 14.983 | 15.2171 | 3.7458 | 0 | 21.0699 | 0 | 3.1216 | 19.197 | 24.5815 | 5.3845 | 0 | 21.0699 | 0 | 5.0318 | 21.5381 | 28.0932 | 5.3845 | 0 | 21.0699 | 0 | 6.0801
2014-01-13 | 7時 |  | 9.9153 | 0 | 0 | 0 | [9 empty] | 0.90183 | 0 | 0 | 0 | 0 | 0 | 0 | 0 | 0 | 0 | 0 | 0 | 0 | 0 | 0 | 0 | 0 | 0 | 0 | 0 | 0 | 0 | 0.047552 | 0.00054 | 0.00108 | 0.00163 | 0.00217 | 0.13859 | 0.053895 | 0.036861 |  | 0.1524 | 0.248 | 0.3662 | 0.3669 | 2014-10-23 | [16 empty] | 6.3816 | 10.636 | 4.2544 | 0 | 0 | 0 | 0 | 5.1998 | 3.5453 | 1.8909 | 0 | 21.2721 | 0 | 3.0312 | 10.3997 | 12.9996 | 2.5999 | 0 | 21.2721 | 0 | 4.8812 | 10.8724 | 17.7267 | 3.309 | 0 | 21.2721 | 0 | 5.8844
2014-01-13 | 8時 |  | 7.8581 | 0 | 0 | 0 | [9 empty] | 0.72102 | 0 | 0 | 0 | 0 | 0 | 0 | 0 | 0 | 0 | 0 | 0 | 0 | 0 | 0 | 0 | 0 | 0 | 0 | 0 | 0 | 0 | 0.047552 | 0.00054 | 0.00108 | 0.00163 | 0.00217 | 0.093503 | 0 | 0.035602 |  | 0.1091 | 0.1448 | 0.2032 | 0.2039 | 2014-10-24 | [16 empty] | 4.0666 | 7.1764 | 1.9137 | 0 | 0 | 0 | 0 | 5.2627 | 13.1568 | 1.9137 | 0 | 0 | 0 | 0 | 5.7411 | 7.1764 | 1.4353 | 0 | 21.5293 | 0 | 4.5849 | 7.4156 | 11.9607 | 0.95686 | 0 | 21.5293 | 0 | 5.4991
2014-01-13 | 9時 |  | 0 | 0 | 0 | 0 | [9 empty] | 0 | 0 | 0 | 0 | 0 | 0 | 0 | 0 | 0 | 0 | 0 | 0 | 0 | 0 | 0 | 0 | 0 | 0 | 0 | 0 | 0 | 0 | 0.047552 | 0.00013 | 0.00025 | 0.00038 | 0.0005 | 0.17838 | 0.10971 | 0.042749 |  | 0.3011 | 0.3368 | 0.3953 | 0.396 | 2014-10-25 | [16 empty] | 6.4936 | 10.8227 | 4.3291 | 0 | 0 | 0 | 0 | 5.2911 | 3.6076 | 1.924 | 0 | 21.6454 | 0 | 2.9588 | 10.5822 | 13.2277 | 2.6455 | 0 | 21.6454 | 0 | 4.7604 | 11.0632 | 18.0378 | 3.3671 | 0 | 21.6454 | 0 | 5.7273
2014-01-13 | 10時 |  | 0 | 0 | 0 | 0 | [9 empty] | 0 | 0 | 0 | 0 | 0 | 0 | 0 | 0 | 0 | 0 | 0 | 0 | 0 | 0 | 0 | 0 | 0 | 0 | 0 | 0 | 0 | 0 | 0.047552 | 0.00033 | 0.00067 | 0.001 | 0.00133 | 0.093503 | 0 | 0.012523 |  | 0.0483 | 0.0483 | 0.0711 | 0.0717 | 2014-10-26 | [16 empty] | 6.5292 | 10.882 | 4.3528 | 0 | 0 | 0 | 0 | 5.3201 | 3.6273 | 1.9346 | 0 | 21.764 | 0 | 3.0197 | 10.6402 | 13.3002 | 2.66 | 0 | 21.764 | 0 | 4.862 | 11.1238 | 18.1367 | 3.3855 | 0 | 21.764 | 0 | 5.8593
2014-01-13 | 11時 |  | 8.1289 | 0 | 0 | 0 | [9 empty] | 0.65672 | 0 | 0 | 0 | 0 | 0 | 0 | 0 | 0 | 0 | 0 | 0 | 0 | 0 | 0 | 0 | 0 | 0 | 0 | 0 | 0 | 0 | 0.047552 | 0.00013 | 0.00025 | 0.00038 | 0.0005 | 0 | 0 | 0.0052775 |  | 0.056 | 0.0561 | 0.0788 | 0.0795 | 2014-10-27 | [16 empty] | 6.5634 | 10.9389 | 4.3756 | 0 | 0 | 0 | 0 | 5.3479 | 3.6463 | 1.9447 | 0 | 21.8778 | 0 | 3.0406 | 10.6958 | 13.3698 | 2.674 | 0 | 21.8778 | 0 | 4.8969 | 11.182 | 18.2315 | 3.4032 | 0 | 21.8778 | 0 | 5.9047
2014-01-13 | 12時 |  | 2.1816 | 0 | 0 | 0 | [9 empty] | 0.26577 | 0 | 0 | 0 | 0 | 0 | 0 | 0 | 0 | 0 | 0 | 0 | 0 | 0 | 0 | 0 | 0 | 0 | 0 | 0 | 0 | 0 | 0.047552 | 0.00338 | 0.00675 | 0.01013 | 0.01351 | 0.05371 | 0 | 0.0052775 |  | 0.1983 | 0.2727 | 0.3698 | 0.3705 | 2014-10-28 | [16 empty] | 3.1644 | 2.4341 | 2.921 | 0 | 21.9073 | 0 | 0 | 11.6839 | 8.5195 | 2.921 | 0 | 21.9073 | 0 | 3.0481 | 16.5522 | 19.4732 | 2.921 | 0 | 21.9073 | 0 | 4.9094 | 17.039 | 24.3414 | 3.6512 | 0 | 21.9073 | 0 | 5.9209
2014-01-13 | 13時 |  | 0 | 0 | 0 | 0 | [9 empty] | 0 | 0 | 0 | 0 | 0 | 0 | 0 | 0 | 0 | 0 | 0 | 0 | 0 | 0 | 0 | 0 | 0 | 0 | 0 | 0 | 0 | 0 | 0.047552 | 0.00033 | 0.00067 | 0.001 | 0.00133 | 0.11604 | 0 | 0 |  | 0.0483 | 0.0483 | 0.0711 | 0.0717 | 2014-10-29 | [16 empty] | 0.97496 | 2.4374 | 1.4624 | 0 | 0 | 0 | 0 | 4.6311 | 2.4374 | 1.4624 | 0 | 0 | 0 | 0 | 7.0684 | 13.4057 | 3.8998 | 0 | 0 | 0 | 0 | 3.8998 | 23.1553 | 3.4124 | 0 | 0 | 0 | 0
2014-01-13 | 14時 |  | 0 | 0 | 0 | 0 | [9 empty] | 0 | 0 | 0 | 0 | 0 | 0 | 0 | 0 | 0 | 0 | 0 | 0 | 0 | 0 | 0 | 0 | 0 | 0 | 0 | 0 | 0 | 0 | 0.047552 | 0.00013 | 0.00025 | 0.00038 | 0.0005 | 0.031168 | 0 | 0.017801 |  | 0.056 | 0.0561 | 0.0788 | 0.0795 | 2014-10-30 | [16 empty] | 6.5862 | 10.9769 | 4.3908 | 0 | 0 | 0 | 0 | 5.3665 | 3.659 | 1.9515 | 0 | 21.9539 | 0 | 2.7831 | 10.733 | 13.4163 | 2.6833 | 0 | 21.9539 | 0 | 4.4677 | 11.2209 | 18.2949 | 3.415 | 0 | 21.9539 | 0 | 5.3468
2014-01-13 | 15時 |  | 9.3774 | 0 | 0 | 0 | [9 empty] | 0.76452 | 0 | 0 | 0 | 0 | 0 | 0 | 0 | 0 | 0 | 0 | 0 | 0 | 0 | 0 | 0 | 0 | 0 | 0 | 0 | 0 | 0 | 0.047552 | 0.00013 | 0.00025 | 0.00038 | 0.0005 | 0 | 0 | 0 |  | 0.056 | 0.0561 | 0.0788 | 0.0795 | 2014-10-31 | [16 empty] | 4.1235 | 7.2768 | 1.9405 | 0 | 0 | 0 | 0 | 5.3363 | 13.3408 | 1.9405 | 0 | 0 | 0 | 0 | 5.8214 | 7.2768 | 1.4554 | 0 | 21.8303 | 0 | 4.7219 | 7.5193 | 12.128 | 0.97024 | 0 | 21.8303 | 0 | 5.6772
2014-01-13 | 16時 |  | 6.8774 | 0 | 0 | 0 | [9 empty] | 0.61909 | 0 | 0 | 0 | 0 | 0 | 0 | 0 | 0 | 0 | 0 | 0 | 0 | 0 | 0 | 0 | 0 | 0 | 0 | 0 | 0 | 0 | 0.047552 | 0.00033 | 0.00067 | 0.001 | 0.00133 | 0.062335 | 0 | 0.0052775 |  | 0.0483 | 0.0483 | 0.0711 | 0.0717 | 2014-11-01 | [16 empty] | 3.1424 | 2.4172 | 2.9006 | 0 | 21.7549 | 0 | 0 | 11.6026 | 8.4602 | 2.9006 | 0 | 21.7549 | 0 | 3.3334 | 15.9536 | 19.3377 | 3.3841 | 0 | 21.7549 | 0 | 5.4016 | 16.437 | 24.1721 | 4.1093 | 0 | 21.7549 | 0 | 6.6169
2014-01-13 | 17時 |  | 11.0047 | 0 | 7.2003 | 0 | [9 empty] | 0.94512 | 0 | 0 | 0 | 0 | 0.6179 | 0 | 0 | 0 | 0 | 0 | 0 | 0 | 0 | 0 | 0 | 0 | 0 | 0 | 0 | 0 | 0 | 0.047552 | 0.00033 | 0.00067 | 0.001 | 0.00133 | 0.10536 | 0 | 0.0082775 |  | 0.1304 | 0.2048 | 0.3019 | 0.3026 | 2014-11-02 | [16 empty] | 4.1365 | 7.2996 | 1.9466 | 0 | 0 | 0 | 0 | 5.3531 | 13.3827 | 1.9466 | 0 | 0 | 0 | 0 | 5.8397 | 7.2996 | 1.4599 | 0 | 21.8989 | 0 | 5.2531 | 7.543 | 12.1661 | 0.97329 | 0 | 21.8989 | 0 | 6.3678
2014-01-13 | 18時 |  | 11.4014 | 0 | 0 | 0 | [9 empty] | 0.98613 | 0 | 0 | 0 | 0 | 0 | 0 | 0 | 0 | 0 | 0 | 0 | 0 | 0 | 0 | 0 | 0 | 0 | 0 | 0 | 0 | 0 | 0.047552 | 0.00642 | 0.01284 | 0.01926 | 0.02568 | 0.12467 | 0 | 0.0082775 |  | 0.303 | 0.3387 | 0.3972 | 0.5469 | 2014-11-03 | [16 empty] | 3.1828 | 2.4483 | 2.938 | 0 | 22.0346 | 0 | 0 | 11.7518 | 8.569 | 2.938 | 0 | 22.0346 | 0 | 3.0747 | 16.6484 | 19.5863 | 2.938 | 0 | 22.0346 | 0 | 4.9536 | 17.1381 | 24.4829 | 3.6724 | 0 | 22.0346 | 0 | 5.9785
2014-01-13 | 19時 |  | 7.2095 | 0 | 7.6814 | 0 | [9 empty] | 0.67662 | 0 | 0 | 0 | 0 | 0.68218 | 0 | 0 | 0 | 0 | 0 | 0 | 0 | 0 | 0 | 0 | 0 | 0 | 0 | 0 | 0 | 0 | 0.047552 | 0.00642 | 0.01284 | 0.01926 | 0.02568 | 0.21072 | 0.10708 | 0.0082775 |  | 0.0991 | 0.1348 | 0.1932 | 0.1939 | 2014-11-04 | [16 empty] | 3.2022 | 2.4632 | 2.9559 | 0 | 22.1692 | 0 | 0 | 11.8236 | 8.6214 | 2.9559 | 0 | 22.1692 | 0 | 3.1916 | 16.7501 | 19.706 | 2.9559 | 0 | 22.1692 | 0 | 5.1484 | 17.2427 | 24.6325 | 3.6949 | 0 | 22.1692 | 0 | 6.2317
2014-01-13 | 20時 |  | 7.7069 | 0 | 6.5989 | 0 | [9 empty] | 0.71499 | 0 | 0 | 0 | 0 | 0.57894 | 0 | 0 | 0 | 0 | 0 | 0 | 0 | 0 | 0 | 0 | 0 | 0 | 0 | 0 | 0 | 0 | 0.047552 | 0.00033 | 0.00067 | 0.001 | 0.00133 | 0.14927 | 0.027125 | 0 |  | 0.0917 | 0.1275 | 0.2102 | 0.2109 | 2014-11-05 | [16 empty] | 3.4706 | 9.9159 | 3.9664 | 0 | 22.3108 | 0 | 0 | 15.8655 | 16.1134 | 3.9664 | 0 | 22.3108 | 0 | 3.4456 | 20.3276 | 26.0293 | 5.7017 | 0 | 22.3108 | 0 | 5.5885 | 22.8066 | 29.7477 | 5.7017 | 0 | 22.3108 | 0 | 6.8412
2014-01-13 | 21時 |  | 8.0261 | 0 | 7.978 | 0 | [9 empty] | 0.73304 | 0 | 0 | 0 | 0 | 0.71824 | 0 | 0 | 0 | 0 | 0 | 0 | 0 | 0 | 0 | 0 | 0 | 0 | 0 | 0 | 0 | 0 | 0.047552 | 0.00033 | 0.00067 | 0.001 | 0.00133 | 0.14618 | 0.10814 | 0.031304 |  | 0.1216 | 0.1873 | 0.2837 | 0.2844 | 2014-11-06 | [16 empty] | 6.7755 | 11.2925 | 4.517 | 0 | 0 | 0 | 0 | 5.5208 | 3.7642 | 2.0076 | 0 | 22.5851 | 0 | 3.4144 | 11.0416 | 13.802 | 2.7604 | 0 | 22.5851 | 0 | 5.5365 | 11.5435 | 18.8209 | 3.5132 | 0 | 22.5851 | 0 | 6.7787
2014-01-13 | 22時 |  | 8.2952 | 0 | 3.077 | 0 | [9 empty] | 0.75084 | 0 | 0 | 0 | 0 | 0.29143 | 0 | 0 | 0 | 0 | 0 | 0 | 0 | 0 | 0 | 0 | 0 | 0 | 0 | 0 | 0 | 0 | 0.047552 | 0.00628 | 0.01256 | 0.01884 | 0.02512 | 0.12467 | 0.16133 | 0.043827 |  | 0.1738 | 0.1917 | 0.262 | 0.2626 | 2014-11-07 | [16 empty] | 4.3119 | 7.6092 | 2.0291 | 0 | 0 | 0 | 0 | 5.5801 | 13.9502 | 2.0291 | 0 | 0 | 0 | 0 | 6.0874 | 7.6092 | 1.5218 | 0 | 22.8276 | 0 | 5.35 | 7.8628 | 12.682 | 1.0146 | 0 | 22.8276 | 0 | 6.555
2014-01-13 | 23時 |  | 0 | 0 | 0 | 0 | [9 empty] | 0 | 0 | 0 | 0 | 0 | 0 | 0 | 0 | 0 | 0 | 0 | 0 | 0 | 0 | 0 | 0 | 0 | 0 | 0 | 0 | 0 | 0 | 0.047552 | 0.0067 | 0.01339 | 0.02009 | 0.02679 | 0.12467 | 0.18881 | 0.031848 |  | 0.1877 | 0.2176 | 0.2756 | 0.2763 | 2014-11-08 | [16 empty] | 6.8993 | 11.4988 | 4.5995 | 0 | 0 | 0 | 0 | 5.6216 | 3.8329 | 2.0442 | 0 | 22.9975 | 0 | 2.9416 | 11.2432 | 14.054 | 2.8108 | 0 | 22.9975 | 0 | 4.7318 | 11.7543 | 19.1646 | 3.5774 | 0 | 22.9975 | 0 | 5.6901
2014-01-14 | 0時 |  | 0 | 0 | 0 | 0 | [9 empty] | 0 | 0 | 0 | 0 | 0 | 0 | 0 | 0 | 0 | 0 | 0 | 0 | 0 | 0 | 0 | 0 | 0 | 0 | 0 | 0 | 0 | 0 | 0.047552 | 0.00013 | 0.00025 | 0.00038 | 0.0005 | 0 | 0 | 0 |  | 0.1578 | 0.1578 | 0.1806 | 0.1812 | 2014-11-09 | [16 empty] | 6.8857 | 11.4761 | 4.5905 | 0 | 0 | 0 | 0 | 5.6106 | 3.8254 | 2.0402 | 0 | 22.9523 | 0 | 3.1691 | 11.2211 | 14.0264 | 2.8053 | 0 | 22.9523 | 0 | 5.1109 | 11.7312 | 19.1269 | 3.5704 | 0 | 22.9523 | 0 | 6.183
2014-01-14 | 1時 |  | 0 | 0 | 0 | 0 | [9 empty] | 0 | 0 | 0 | 0 | 0 | 0 | 0 | 0 | 0 | 0 | 0 | 0 | 0 | 0 | 0 | 0 | 0 | 0 | 0 | 0 | 0 | 0 | 0.047552 | 0.00013 | 0.00025 | 0.00038 | 0.0005 | 0 | 0 | 0 |  | 0.0483 | 0.0483 | 0.0711 | 0.0717 | 2014-11-10 | [16 empty] | 6.9561 | 11.5935 | 4.6374 | 0 | 0 | 0 | 0 | 5.6679 | 3.8645 | 2.0611 | 0 | 23.187 | 0 | 3.365 | 11.3359 | 14.1698 | 2.834 | 0 | 23.187 | 0 | 5.4542 | 11.8511 | 19.3225 | 3.6069 | 0 | 23.187 | 0 | 6.68
2014-01-14 | 2時 |  | 0 | 0 | 0 | 0 | [9 empty] | 0 | 0 | 0 | 0 | 0 | 0 | 0 | 0 | 0 | 0 | 0 | 0 | 0 | 0 | 0 | 0 | 0 | 0 | 0 | 0 | 0 | 0 | 0.047552 | 0.00013 | 0.00025 | 0.00038 | 0.0005 | 0 | 0 | 0 |  | 0.056 | 0.0561 | 0.0788 | 0.0795 | 2014-11-11 | [16 empty] | 3.3892 | 2.607 | 3.1284 | 0 | 23.4634 | 0 | 0 | 12.5138 | 9.1246 | 3.1284 | 0 | 23.4634 | 0 | 3.4534 | 17.7279 | 20.8563 | 3.1284 | 0 | 23.4634 | 0 | 5.6016 | 18.2493 | 26.0704 | 3.9106 | 0 | 23.4634 | 0 | 6.8569
2014-01-14 | 3時 |  | 0 | 0 | 0 | 0 | [9 empty] | 0 | 0 | 0 | 0 | 0 | 0 | 0 | 0 | 0 | 0 | 0 | 0 | 0 | 0 | 0 | 0 | 0 | 0 | 0 | 0 | 0 | 0 | 0.047552 | 0.00013 | 0.00025 | 0.00038 | 0.0005 | 0 | 0 | 0 |  | 0.056 | 0.0561 | 0.0788 | 0.0795 | 2014-11-12 | [16 empty] | 1.0461 | 2.6151 | 1.5691 | 0 | 0 | 0 | 0 | 4.9688 | 2.6151 | 1.5691 | 0 | 0 | 0 | 0 | 7.5839 | 14.3833 | 4.1842 | 0 | 0 | 0 | 0 | 4.1842 | 24.8439 | 3.6612 | 0 | 0 | 0 | 0
2014-01-14 | 4時 |  | 0 | 0 | 0 | 0 | [9 empty] | 0 | 0 | 0 | 0 | 0 | 0 | 0 | 0 | 0 | 0 | 0 | 0 | 0 | 0 | 0 | 0 | 0 | 0 | 0 | 0 | 0 | 0 | 0.047552 | 0.00013 | 0.00025 | 0.00038 | 0.0005 | 0 | 0 | 0 |  | 0.0483 | 0.0483 | 0.0711 | 0.0717 | 2014-11-13 | [16 empty] | 7.1062 | 11.8437 | 4.7375 | 0 | 0 | 0 | 0 | 5.7903 | 3.9479 | 2.1056 | 0 | 23.6874 | 0 | 3.3922 | 11.5805 | 14.4757 | 2.8951 | 0 | 23.6874 | 0 | 5.4995 | 12.1069 | 19.7395 | 3.6847 | 0 | 23.6874 | 0 | 6.7344
2014-01-14 | 5時 |  | 0 | 0 | 0 | 0 | [9 empty] | 0 | 0 | 0 | 0 | 0 | 0 | 0 | 0 | 0 | 0 | 0 | 0 | 0 | 0 | 0 | 0 | 0 | 0 | 0 | 0 | 0 | 0 | 0.047552 | 0.00013 | 0.00025 | 0.00038 | 0.0005 | 0 | 0 | 0 |  | 0.056 | 0.0561 | 0.0788 | 0.0795 | 2014-11-14 | [16 empty] | 4.5136 | 7.9653 | 2.1241 | 0 | 0 | 0 | 0 | 5.8412 | 14.603 | 2.1241 | 0 | 0 | 0 | 0 | 6.3722 | 7.9653 | 1.5931 | 0 | 23.8958 | 0 | 5.5958 | 8.2308 | 13.2754 | 1.062 | 0 | 23.8958 | 0 | 6.85
2014-01-14 | 6時 |  | 0 | 0 | 0 | 0 | [9 empty] | 0 | 0 | 0 | 0 | 0 | 0 | 0 | 0 | 0 | 0 | 0 | 0 | 0 | 0 | 0 | 0 | 0 | 0 | 0 | 0 | 0 | 0 | 0.047552 | 0.00013 | 0.00025 | 0.00038 | 0.0005 | 0 | 0 | 0 |  | 0.056 | 0.0561 | 0.0788 | 0.0795 | 2014-11-15 | [16 empty] | 3.4765 | 2.6742 | 3.2091 | 0 | 24.0682 | 0 | 0 | 12.8363 | 9.3598 | 3.2091 | 0 | 24.0682 | 0 | 3.4634 | 17.65 | 21.3939 | 3.7439 | 0 | 24.0682 | 0 | 5.6182 | 18.1848 | 26.7424 | 4.5462 | 0 | 24.0682 | 0 | 6.8769
2014-01-14 | 7時 |  | 20.5004 | 11.3045 | 9.1708 | 2.2 | [9 empty] | 3.5819 | 0 | 0 | 0 | 0 | 1.2189 | 0 | 0 | 0 | 0 | 0 | 0 | 0 | 0 | 0 | 0 | 0 | 0 | 0 | 0 | 0 | 0 | 0.047552 | 0.00054 | 0.00108 | 0.00163 | 0.00217 | 0 | 0.024649 | 0.022689 |  | 0.1168 | 0.1854 | 0.2767 | 0.2774 | 2014-11-16 | [16 empty] | 4.5483 | 8.0263 | 2.1404 | 0 | 0 | 0 | 0 | 5.886 | 14.7149 | 2.1404 | 0 | 0 | 0 | 0 | 6.4211 | 8.0263 | 1.6053 | 0 | 24.079 | 0 | 5.5828 | 8.2939 | 13.3772 | 1.0702 | 0 | 24.079 | 0 | 6.8344
2014-01-14 | 8時 |  | 11.5656 | 0 | 13.3089 | 1.2979 | [9 empty] | 1.3385 | 0 | 0 | 0 | 0 | 1.675 | 0 | 0 | 0 | 0 | 0 | 0 | 0 | 0 | 0 | 0 | 0 | 0 | 0 | 0 | 0 | 0 | 0.047552 | 0.00379 | 0.00759 | 0.01138 | 0.01518 | 0.084877 | 0.078545 | 0.064582 |  | 0.2156 | 0.2812 | 0.3696 | 0.3702 | 2014-11-17 | [16 empty] | 7.2288 | 12.0479 | 4.8192 | 0 | 0 | 0 | 0 | 5.8901 | 4.016 | 2.1419 | 0 | 24.0959 | 0 | 3.6203 | 11.7802 | 14.7253 | 2.9451 | 0 | 24.0959 | 0 | 5.8797 | 12.3157 | 20.0799 | 3.7483 | 0 | 24.0959 | 0 | 7.1906
2014-01-14 | 9時 |  | 8.2362 | 0 | 6.1325 | 0 | [9 empty] | 0.91048 | 0 | 0 | 0 | 0 | 0.68597 | 0 | 0 | 0 | 0 | 0 | 0 | 0 | 0 | 0 | 0 | 0 | 0 | 0 | 0 | 0 | 0 | 0.047552 | 0.00033 | 0.00067 | 0.001 | 0.00133 | 0.23209 | 0.16325 | 0.052059 |  | 0.2163 | 0.252 | 0.3265 | 0.3272 | 2014-11-18 | [16 empty] | 3.5084 | 2.6988 | 3.2386 | 0 | 24.2892 | 0 | 0 | 12.9542 | 9.4458 | 3.2386 | 0 | 24.2892 | 0 | 3.4684 | 18.3518 | 21.5904 | 3.2386 | 0 | 24.2892 | 0 | 5.6266 | 18.8916 | 26.988 | 4.0482 | 0 | 24.2892 | 0 | 6.8869
2014-01-14 | 10時 |  | 6.6114 | 0 | 4.5285 | 0 | [9 empty] | 0.73711 | 0 | 0 | 0 | 0 | 0.54573 | 0 | 0 | 0 | 0 | 0 | 0 | 0 | 0 | 0 | 0 | 0 | 0 | 0 | 0 | 0 | 0 | 0.047552 | 0.00054 | 0.00108 | 0.00163 | 0.00217 | 0.12467 | 0.21558 | 0.037471 |  | 0.1917 | 0.2274 | 0.3128 | 0.3134 | 2014-11-19 | [16 empty] | 3.8305 | 10.9444 | 4.3778 | 0 | 24.6249 | 0 | 0 | 17.511 | 17.7846 | 4.3778 | 0 | 24.6249 | 0 | 3.4328 | 22.436 | 28.729 | 6.293 | 0 | 24.6249 | 0 | 5.5672 | 25.1721 | 32.8331 | 6.293 | 0 | 24.6249 | 0 | 6.8156
2014-01-14 | 11時 |  | 7.2438 | 0 | 1.9086 | 0 | [9 empty] | 0.61956 | 0 | 0 | 0 | 0 | 0.21956 | 0 | 0 | 0 | 0 | 0 | 0 | 0 | 0 | 0 | 0 | 0 | 0 | 0 | 0 | 0 | 0 | 0.047552 | 0.00033 | 0.00067 | 0.001 | 0.00133 | 0.12467 | 0.21558 | 0 |  | 0.1994 | 0.2352 | 0.315 | 0.3157 | 2014-11-20 | [16 empty] | 7.4401 | 12.4002 | 4.9601 | 0 | 0 | 0 | 0 | 6.0623 | 4.1334 | 2.2045 | 0 | 24.8005 | 0 | 3.3231 | 12.1247 | 15.1558 | 3.0312 | 0 | 24.8005 | 0 | 5.3844 | 12.6758 | 20.6671 | 3.8579 | 0 | 24.8005 | 0 | 6.5963
2014-01-14 | 12時 |  | 5.7692 | 0 | 0 | 0 | [9 empty] | 0.50598 | 0 | 0 | 0 | 0 | 0 | 0 | 0 | 0 | 0 | 0 | 0 | 0 | 0 | 0 | 0 | 0 | 0 | 0 | 0 | 0 | 0 | 0.047552 | 0.00338 | 0.00675 | 0.01013 | 0.01351 | 0.14721 | 0.13456 | 0.018352 |  | 0.1983 | 0.2727 | 0.3698 | 0.3705 | 2014-11-21 | [16 empty] | 4.6797 | 8.2583 | 2.2022 | 0 | 0 | 0 | 0 | 6.0561 | 15.1403 | 2.2022 | 0 | 0 | 0 | 0 | 6.6067 | 8.2583 | 1.6517 | 0 | 24.775 | 0 | 5.7505 | 8.5336 | 13.7639 | 1.1011 | 0 | 24.775 | 0 | 7.0356
2014-01-14 | 13時 |  | 0 | 0 | 0 | 0 | [9 empty] | 0 | 0 | 0 | 0 | 0 | 0 | 0 | 0 | 0 | 0 | 0 | 0 | 0 | 0 | 0 | 0 | 0 | 0 | 0 | 0 | 0 | 0 | 0.047552 | 0.00033 | 0.00067 | 0.001 | 0.00133 | 0.13756 | 0.026771 | 0.023629 |  | 0.0483 | 0.0483 | 0.0711 | 0.0717 | 2014-11-22 | [16 empty] | 7.4488 | 12.4147 | 4.9659 | 0 | 0 | 0 | 0 | 6.0694 | 4.1382 | 2.2071 | 0 | 24.8294 | 0 | 3.4206 | 12.1388 | 15.1735 | 3.0347 | 0 | 24.8294 | 0 | 5.5469 | 12.6906 | 20.6911 | 3.8623 | 0 | 24.8294 | 0 | 6.7912
2014-01-14 | 14時 |  | 0 | 0 | 0 | 0 | [9 empty] | 0 | 0 | 0 | 0 | 0 | 0 | 0 | 0 | 0 | 0 | 0 | 0 | 0 | 0 | 0 | 0 | 0 | 0 | 0 | 0 | 0 | 0 | 0.047552 | 0.00013 | 0.00025 | 0.00038 | 0.0005 | 0 | 0 | 0 |  | 0.056 | 0.0561 | 0.0788 | 0.0795 | 2014-11-23 | [16 empty] | 3.5814 | 2.755 | 3.3059 | 0 | 24.7946 | 0 | 0 | 13.2238 | 9.6423 | 3.3059 | 0 | 24.7946 | 0 | 3.2025 | 18.7337 | 22.0396 | 3.3059 | 0 | 24.7946 | 0 | 5.1667 | 19.2847 | 27.5495 | 4.1324 | 0 | 24.7946 | 0 | 6.2554
2014-01-14 | 15時 |  | 12.1806 | 0 | 5.4228 | 0 | [9 empty] | 0.99391 | 0 | 0 | 0 | 0 | 0.42332 | 0 | 0 | 0 | 0 | 0 | 0 | 0 | 0 | 0 | 0 | 0 | 0 | 0 | 0 | 0 | 0 | 0.047552 | 0.00013 | 0.00025 | 0.00038 | 0.0005 | 0 | 0 | 0 |  | 0.056 | 0.0561 | 0.0788 | 0.0795 | 2014-11-24 | [16 empty] | 7.3992 | 12.332 | 4.9328 | 0 | 0 | 0 | 0 | 6.029 | 4.1107 | 2.1924 | 0 | 24.664 | 0 | 3.5303 | 12.058 | 15.0724 | 3.0145 | 0 | 24.664 | 0 | 5.7297 | 12.606 | 20.5533 | 3.8366 | 0 | 24.664 | 0 | 7.0106
2014-01-14 | 16時 |  | 10.4661 | 0 | 2.9458 | 0 | [9 empty] | 0.8608 | 0 | 0 | 0 | 0 | 0.26699 | 0 | 0 | 0 | 0 | 0 | 0 | 0 | 0 | 0 | 0 | 0 | 0 | 0 | 0 | 0 | 0 | 0.047552 | 0.00054 | 0.00108 | 0.00163 | 0.00217 | 0.062335 | 0.054249 | 0.024058 |  | 0.2095 | 0.275 | 0.3956 | 0.5453 | 2014-11-25 | [16 empty] | 3.5696 | 2.7459 | 3.295 | 0 | 24.7129 | 0 | 0 | 13.1802 | 9.6106 | 3.295 | 0 | 24.7129 | 0 | 3.6291 | 18.6719 | 21.967 | 3.295 | 0 | 24.7129 | 0 | 5.8943 | 19.2211 | 27.4587 | 4.1188 | 0 | 24.7129 | 0 | 7.2081
2014-01-14 | 17時 |  | 10.3809 | 0 | 3.0114 | 0 | [9 empty] | 0.85393 | 0 | 0 | 0 | 0 | 0.27052 | 0 | 0 | 0 | 0 | 0 | 0 | 0 | 0 | 0 | 0 | 0 | 0 | 0 | 0 | 0 | 0 | 0.047552 | 0.00642 | 0.01284 | 0.01926 | 0.02568 | 0.12467 | 0.1085 | 0.026923 |  | 0.2423 | 0.2781 | 0.3689 | 0.5187 | 2014-11-26 | [16 empty] | 1.1028 | 2.7571 | 1.6542 | 0 | 0 | 0 | 0 | 5.2384 | 2.7571 | 1.6542 | 0 | 0 | 0 | 0 | 7.9955 | 15.1639 | 4.4113 | 0 | 0 | 0 | 0 | 4.4113 | 26.1921 | 3.8599 | 0 | 0 | 0 | 0
2014-01-14 | 18時 |  | 6.5709 | 0 | 0 | 0 | [9 empty] | 0.57644 | 0 | 0 | 0 | 0 | 0 | 0 | 0 | 0 | 0 | 0 | 0 | 0 | 0 | 0 | 0 | 0 | 0 | 0 | 0 | 0 | 0 | 0.047552 | 0.00642 | 0.01284 | 0.01926 | 0.02568 | 0.21072 | 0.1085 | 0 |  | 0.1819 | 0.2177 | 0.2978 | 0.4476 | 2014-11-27 | [16 empty] | 7.4124 | 12.354 | 4.9416 | 0 | 0 | 0 | 0 | 6.0397 | 4.118 | 2.1963 | 0 | 24.7079 | 0 | 3.2869 | 12.0794 | 15.0993 | 3.0199 | 0 | 24.7079 | 0 | 5.324 | 12.6285 | 20.5899 | 3.8435 | 0 | 24.7079 | 0 | 6.5237
2014-01-14 | 19時 |  | 6.8349 | 0 | 11.3131 | 0 | [9 empty] | 0.60067 | 0 | 0 | 0 | 0 | 0.92267 | 0 | 0 | 0 | 0 | 0 | 0 | 0 | 0 | 0 | 0 | 0 | 0 | 0 | 0 | 0 | 0 | 0.047552 | 0.00013 | 0.00025 | 0.00038 | 0.0005 | 0.12879 | 0 | 0.006537 |  | 0.0998 | 0.1355 | 0.2049 | 0.2056 | 2014-11-28 | [16 empty] | 4.6287 | 8.1684 | 2.1782 | 0 | 0 | 0 | 0 | 5.9901 | 14.9753 | 2.1782 | 0 | 0 | 0 | 0 | 6.5347 | 8.1684 | 1.6337 | 0 | 24.5051 | 0 | 5.2781 | 8.4406 | 13.614 | 1.0891 | 0 | 24.5051 | 0 | 6.4688
2014-01-14 | 20時 |  | 6.8628 | 0 | 5.5546 | 0 | [9 empty] | 0.61033 | 0 | 0 | 0 | 0 | 0.52536 | 0 | 0 | 0 | 0 | 0 | 0 | 0 | 0 | 0 | 0 | 0 | 0 | 0 | 0 | 0 | 0 | 0.047552 | 0.00033 | 0.00067 | 0.001 | 0.00133 | 0.16769 | 0.10779 | 0.006537 |  | 0.0917 | 0.1275 | 0.2183 | 0.219 | 2014-11-29 | [16 empty] | 3.5213 | 2.7087 | 3.2504 | 0 | 24.378 | 0 | 0 | 13.0016 | 9.4803 | 3.2504 | 0 | 24.378 | 0 | 3.2856 | 17.8772 | 21.6693 | 3.7921 | 0 | 24.378 | 0 | 5.3219 | 18.4189 | 27.0866 | 4.6047 | 0 | 24.378 | 0 | 6.5213
2014-01-14 | 21時 |  | 7.3217 | 0 | 4.7425 | 0 | [9 empty] | 0.65471 | 0 | 0 | 0 | 0 | 0.49107 | 0 | 0 | 0 | 0 | 0 | 0 | 0 | 0 | 0 | 0 | 0 | 0 | 0 | 0 | 0 | 0 | 0.047552 | 0.00628 | 0.01256 | 0.01884 | 0.02512 | 0.12467 | 0.18846 | 0.012659 |  | 0.1755 | 0.2411 | 0.3458 | 0.3465 | 2014-11-30 | [16 empty] | 4.5878 | 8.0961 | 2.159 | 0 | 0 | 0 | 0 | 5.9372 | 14.8429 | 2.159 | 0 | 0 | 0 | 0 | 6.4769 | 8.0961 | 1.6192 | 0 | 24.2884 | 0 | 5.6703 | 8.366 | 13.4936 | 1.0795 | 0 | 24.2884 | 0 | 6.9394
2014-01-14 | 22時 |  | 0 | 0 | 0 | 0 | [9 empty] | 0 | 0 | 0 | 0 | 0 | 0 | 0 | 0 | 0 | 0 | 0 | 0 | 0 | 0 | 0 | 0 | 0 | 0 | 0 | 0 | 0 | 0 | 0.047552 | 0.00649 | 0.01298 | 0.01947 | 0.02595 | 0.12467 | 0.16133 | 0.043827 |  | 0.1139 | 0.1795 | 0.3002 | 0.3009 | 2014-12-01 | [16 empty] | 7.3178 | 12.1964 | 4.8786 | 0 | 0 | 0 | 0 | 5.9627 | 4.0655 | 2.1682 | 0 | 24.3928 | 0 | 3.5128 | 11.9254 | 14.9067 | 2.9813 | 0 | 24.3928 | 0 | 5.7005 | 12.4674 | 20.3273 | 3.7944 | 0 | 24.3928 | 0 | 6.9756
2014-01-14 | 23時 |  | 0 | 0 | 0 | 0 | [9 empty] | 0 | 0 | 0 | 0 | 0 | 0 | 0 | 0 | 0 | 0 | 0 | 0 | 0 | 0 | 0 | 0 | 0 | 0 | 0 | 0 | 0 | 0 | 0.047552 | 0.00331 | 0.00661 | 0.00992 | 0.01323 | 0.062335 | 0.15709 | 0.04296 |  | 0.1578 | 0.1578 | 0.1806 | 0.1812 | 2014-12-02 | [16 empty] | 3.5208 | 2.7083 | 3.2499 | 0 | 24.3745 | 0 | 0 | 12.9998 | 9.479 | 3.2499 | 0 | 24.3745 | 0 | 3.6 | 18.4163 | 21.6663 | 3.2499 | 0 | 24.3745 | 0 | 5.8458 | 18.958 | 27.0828 | 4.0624 | 0 | 24.3745 | 0 | 7.15
2014-01-15 | 0時 |  | 0 | 0 | 0 | 0 | [9 empty] | 0 | 0 | 0 | 0 | 0 | 0 | 0 | 0 | 0 | 0 | 0 | 0 | 0 | 0 | 0 | 0 | 0 | 0 | 0 | 0 | 0 | 0 | 0.047552 | 0.00013 | 0.00025 | 0.00038 | 0.0005 | 0 | 0 | 0 |  | 0.1578 | 0.1578 | 0.1806 | 0.1812 | 2014-12-03 | [16 empty] | 3.8086 | 10.8816 | 4.3526 | 0 | 24.4836 | 0 | 0 | 17.4106 | 17.6826 | 4.3526 | 0 | 24.4836 | 0 | 3.4431 | 22.3073 | 28.5642 | 6.2569 | 0 | 24.4836 | 0 | 5.5844 | 25.0277 | 32.6448 | 6.2569 | 0 | 24.4836 | 0 | 6.8362
2014-01-15 | 1時 |  | 0 | 0 | 0 | 0 | [9 empty] | 0 | 0 | 0 | 0 | 0 | 0 | 0 | 0 | 0 | 0 | 0 | 0 | 0 | 0 | 0 | 0 | 0 | 0 | 0 | 0 | 0 | 0 | 0.047552 | 0.00013 | 0.00025 | 0.00038 | 0.0005 | 0 | 0 | 0 |  | 0.0483 | 0.0483 | 0.0711 | 0.0717 | 2014-12-04 | [16 empty] | 7.3936 | 12.3226 | 4.929 | 0 | 0 | 0 | 0 | 6.0244 | 4.1075 | 2.1907 | 0 | 24.6452 | 0 | 3.5153 | 12.0488 | 15.0609 | 3.0122 | 0 | 24.6452 | 0 | 5.7047 | 12.5964 | 20.5377 | 3.8337 | 0 | 24.6452 | 0 | 6.9806
2014-01-15 | 2時 |  | 0 | 0 | 0 | 0 | [9 empty] | 0 | 0 | 0 | 0 | 0 | 0 | 0 | 0 | 0 | 0 | 0 | 0 | 0 | 0 | 0 | 0 | 0 | 0 | 0 | 0 | 0 | 0 | 0.047552 | 0.00013 | 0.00025 | 0.00038 | 0.0005 | 0 | 0 | 0 |  | 0.056 | 0.0561 | 0.0788 | 0.0795 | 2014-12-05 | [16 empty] | 4.6535 | 8.212 | 2.1899 | 0 | 0 | 0 | 0 | 6.0221 | 15.0554 | 2.1899 | 0 | 0 | 0 | 0 | 6.5696 | 8.212 | 1.6424 | 0 | 24.6361 | 0 | 5.8307 | 8.4858 | 13.6867 | 1.0949 | 0 | 24.6361 | 0 | 7.1319
2014-01-15 | 3時 |  | 0 | 0 | 0 | 0 | [9 empty] | 0 | 0 | 0 | 0 | 0 | 0 | 0 | 0 | 0 | 0 | 0 | 0 | 0 | 0 | 0 | 0 | 0 | 0 | 0 | 0 | 0 | 0 | 0.047552 | 0.00013 | 0.00025 | 0.00038 | 0.0005 | 0 | 0 | 0 |  | 0.056 | 0.0561 | 0.0788 | 0.0795 | 2014-12-06 | [16 empty] | 7.3839 | 12.3064 | 4.9226 | 0 | 0 | 0 | 0 | 6.0165 | 4.1021 | 2.1878 | 0 | 24.6129 | 0 | 3.7269 | 12.033 | 15.0412 | 3.0082 | 0 | 24.6129 | 0 | 6.0573 | 12.5799 | 20.5107 | 3.8287 | 0 | 24.6129 | 0 | 7.4037
2014-01-15 | 4時 |  | 0 | 0 | 0 | 0 | [9 empty] | 0 | 0 | 0 | 0 | 0 | 0 | 0 | 0 | 0 | 0 | 0 | 0 | 0 | 0 | 0 | 0 | 0 | 0 | 0 | 0 | 0 | 0 | 0.047552 | 0.00013 | 0.00025 | 0.00038 | 0.0005 | 0 | 0 | 0 |  | 0.0483 | 0.0483 | 0.0711 | 0.0717 | 2014-12-07 | [16 empty] | 7.4675 | 12.4459 | 4.9783 | 0 | 0 | 0 | 0 | 6.0846 | 4.1486 | 2.2126 | 0 | 24.8917 | 0 | 3.6191 | 12.1693 | 15.2116 | 3.0423 | 0 | 24.8917 | 0 | 5.8776 | 12.7224 | 20.7431 | 3.872 | 0 | 24.8917 | 0 | 7.1881
2014-01-15 | 5時 |  | 0 | 0 | 0 | 0 | [9 empty] | 0 | 0 | 0 | 0 | 0 | 0 | 0 | 0 | 0 | 0 | 0 | 0 | 0 | 0 | 0 | 0 | 0 | 0 | 0 | 0 | 0 | 0 | 0.047552 | 0.00013 | 0.00025 | 0.00038 | 0.0005 | 0 | 0 | 0 |  | 0.056 | 0.0561 | 0.0788 | 0.0795 | 2014-12-08 | [16 empty] | 7.5281 | 12.5469 | 5.0187 | 0 | 0 | 0 | 0 | 6.134 | 4.1823 | 2.2306 | 0 | 25.0937 | 0 | 3.7816 | 12.2681 | 15.3351 | 3.067 | 0 | 25.0937 | 0 | 6.1484 | 12.8257 | 20.9115 | 3.9035 | 0 | 25.0937 | 0 | 7.5131
2014-01-15 | 6時 |  | 0 | 0 | 0 | 0 | [9 empty] | 0 | 0 | 0 | 0 | 0 | 0 | 0 | 0 | 0 | 0 | 0 | 0 | 0 | 0 | 0 | 0 | 0 | 0 | 0 | 0 | 0 | 0 | 0.047552 | 0.00013 | 0.00025 | 0.00038 | 0.0005 | 0 | 0 | 0 |  | 0.056 | 0.0561 | 0.0788 | 0.0795 | 2014-12-09 | [16 empty] | 3.6705 | 2.8235 | 3.3882 | 0 | 25.4113 | 0 | 0 | 13.5527 | 9.8822 | 3.3882 | 0 | 25.4113 | 0 | 3.7588 | 19.1997 | 22.5879 | 3.3882 | 0 | 25.4113 | 0 | 6.1104 | 19.7644 | 28.2348 | 4.2352 | 0 | 25.4113 | 0 | 7.4675
2014-01-15 | 7時 |  | 26.5702 | 3.5365 | 10.7221 | 0 | [9 empty] | 3.5823 | 0 | 0 | 0 | 0 | 1.04 | 0 | 0 | 0 | 0 | 0 | 0 | 0 | 0 | 0 | 0 | 0 | 0 | 0 | 0 | 0 | 0 | 0.047552 | 0.00054 | 0.00108 | 0.00163 | 0.00217 | 0 | 0.024649 | 0.022689 |  | 0.1168 | 0.1854 | 0.2767 | 0.2774 | 2014-12-10 | [16 empty] | 1.1422 | 2.8555 | 1.7133 | 0 | 0 | 0 | 0 | 5.4254 | 2.8555 | 1.7133 | 0 | 0 | 0 | 0 | 8.2808 | 15.705 | 4.5687 | 0 | 0 | 0 | 0 | 4.5687 | 27.1268 | 3.9976 | 0 | 0 | 0 | 0
2014-01-15 | 8時 |  | 7.3062 | 0 | 11.0871 | 0 | [9 empty] | 0.65362 | 0 | 0 | 0 | 0 | 0.98847 | 0 | 0 | 0 | 0 | 0 | 0 | 0 | 0 | 0 | 0 | 0 | 0 | 0 | 0 | 0 | 0 | 0.047552 | 0.00379 | 0.00759 | 0.01138 | 0.01518 | 0.084877 | 0.078545 | 0.064582 |  | 0.2156 | 0.2812 | 0.3696 | 0.3702 | 2014-12-11 | [16 empty] | 7.7206 | 12.8677 | 5.1471 | 0 | 0 | 0 | 0 | 6.2909 | 4.2892 | 2.2876 | 0 | 25.7354 | 0 | 3.42 | 12.5818 | 15.7272 | 3.1454 | 0 | 25.7354 | 0 | 5.5458 | 13.1537 | 21.4462 | 4.0033 | 0 | 25.7354 | 0 | 6.79
2014-01-15 | 9時 |  | 4.291 | 0 | 3.1233 | 0 | [9 empty] | 0.43676 | 0 | 0 | 0 | 0 | 0.42362 | 0 | 0 | 0 | 0 | 0 | 0 | 0 | 0 | 0 | 0 | 0 | 0 | 0 | 0 | 0 | 0 | 0.047552 | 0.00033 | 0.00067 | 0.001 | 0.00133 | 0.23209 | 0.16325 | 0.052059 |  | 0.2163 | 0.252 | 0.3265 | 0.3272 | 2014-12-12 | [16 empty] | 4.8505 | 8.5597 | 2.2826 | 0 | 0 | 0 | 0 | 6.2771 | 15.6927 | 2.2826 | 0 | 0 | 0 | 0 | 6.8477 | 8.5597 | 1.7119 | 0 | 25.679 | 0 | 5.8068 | 8.845 | 14.2661 | 1.1413 | 0 | 25.679 | 0 | 7.1031
2014-01-15 | 10時 |  | 1.9382 | 0 | 0.63362 | 0 | [9 empty] | 0.26961 | 0 | 0 | 0 | 0 | 0.38324 | 0 | 0 | 0 | 0 | 0 | 0 | 0 | 0 | 0 | 0 | 0 | 0 | 0 | 0 | 0 | 0 | 0.047552 | 0.00054 | 0.00108 | 0.00163 | 0.00217 | 0.12467 | 0.21558 | 0.037471 |  | 0.1917 | 0.2274 | 0.3128 | 0.3134 | 2014-12-13 | [16 empty] | 3.7071 | 2.8516 | 3.422 | 0 | 25.6647 | 0 | 0 | 13.6878 | 9.9807 | 3.422 | 0 | 25.6647 | 0 | 3.7494 | 18.8208 | 22.8131 | 3.9923 | 0 | 25.6647 | 0 | 6.0948 | 19.3911 | 28.5163 | 4.8478 | 0 | 25.6647 | 0 | 7.4488
2014-01-15 | 11時 |  | 3.6543 | 0 | 0.45839 | 0 | [9 empty] | 0.38224 | 0 | 0 | 0 | 0 | 0.18991 | 0 | 0 | 0 | 0 | 0 | 0 | 0 | 0 | 0 | 0 | 0 | 0 | 0 | 0 | 0 | 0 | 0.047552 | 0.00033 | 0.00067 | 0.001 | 0.00133 | 0.12467 | 0.21558 | 0 |  | 0.1994 | 0.2352 | 0.315 | 0.3157 | 2014-12-14 | [16 empty] | 4.883 | 8.617 | 2.2979 | 0 | 0 | 0 | 0 | 6.3191 | 15.7978 | 2.2979 | 0 | 0 | 0 | 0 | 6.8936 | 8.617 | 1.7234 | 0 | 25.851 | 0 | 5.9276 | 8.9042 | 14.3616 | 1.1489 | 0 | 25.851 | 0 | 7.2481
2014-01-15 | 12時 |  | 2.6016 | 0 | 0 | 0 | [9 empty] | 0.30876 | 0 | 0 | 0 | 0 | 0 | 0 | 0 | 0 | 0 | 0 | 0 | 0 | 0 | 0 | 0 | 0 | 0 | 0 | 0 | 0 | 0 | 0.047552 | 0.00338 | 0.00675 | 0.01013 | 0.01351 | 0.14721 | 0.13456 | 0.018352 |  | 0.1983 | 0.2727 | 0.3698 | 0.3705 | 2014-12-15 | [16 empty] | 7.7797 | 12.9662 | 5.1865 | 0 | 0 | 0 | 0 | 6.339 | 4.3221 | 2.3051 | 0 | 25.9323 | 0 | 3.7806 | 12.678 | 15.8475 | 3.1695 | 0 | 25.9323 | 0 | 6.1469 | 13.2543 | 21.6103 | 4.0339 | 0 | 25.9323 | 0 | 7.5113
2014-01-15 | 13時 |  | 0 | 0 | 0 | 0 | [9 empty] | 0 | 0 | 0 | 0 | 0 | 0 | 0 | 0 | 0 | 0 | 0 | 0 | 0 | 0 | 0 | 0 | 0 | 0 | 0 | 0 | 0 | 0 | 0.047552 | 0.00033 | 0.00067 | 0.001 | 0.00133 | 0.13756 | 0.026771 | 0.023629 |  | 0.0483 | 0.0483 | 0.0711 | 0.0717 | 2014-12-16 | [16 empty] | 3.7624 | 2.8942 | 3.473 | 0 | 26.0477 | 0 | 0 | 13.8921 | 10.1297 | 3.473 | 0 | 26.0477 | 0 | 3.87 | 19.6805 | 23.1535 | 3.473 | 0 | 26.0477 | 0 | 6.2958 | 20.2593 | 28.9419 | 4.3413 | 0 | 26.0477 | 0 | 7.69
2014-01-15 | 14時 |  | 0 | 0 | 0 | 0 | [9 empty] | 0 | 0 | 0 | 0 | 0 | 0 | 0 | 0 | 0 | 0 | 0 | 0 | 0 | 0 | 0 | 0 | 0 | 0 | 0 | 0 | 0 | 0 | 0.047552 | 0.00013 | 0.00025 | 0.00038 | 0.0005 | 0 | 0 | 0 |  | 0.056 | 0.0561 | 0.0788 | 0.0795 | 2014-12-17 | [16 empty] | 4.0654 | 11.6154 | 4.6462 | 0 | 26.1347 | 0 | 0 | 18.5847 | 18.8751 | 4.6462 | 0 | 26.1347 | 0 | 3.8866 | 23.8116 | 30.4905 | 6.6789 | 0 | 26.1347 | 0 | 6.3234 | 26.7155 | 34.8463 | 6.6789 | 0 | 26.1347 | 0 | 7.7231
2014-01-15 | 15時 |  | 10.6341 | 0 | 3.996 | 0 | [9 empty] | 0.89766 | 0 | 0 | 0 | 0 | 0.34004 | 0 | 0 | 0 | 0 | 0 | 0 | 0 | 0 | 0 | 0 | 0 | 0 | 0 | 0 | 0 | 0 | 0.047552 | 0.00013 | 0.00025 | 0.00038 | 0.0005 | 0 | 0 | 0 |  | 0.056 | 0.0561 | 0.0788 | 0.0795 | 2014-12-18 | [16 empty] | 7.8892 | 13.1487 | 5.2595 | 0 | 0 | 0 | 0 | 6.4283 | 4.3829 | 2.3375 | 0 | 26.2974 | 0 | 3.7575 | 12.8565 | 16.0706 | 3.2141 | 0 | 26.2974 | 0 | 6.1083 | 13.4409 | 21.9145 | 4.0907 | 0 | 26.2974 | 0 | 7.465
2014-01-15 | 16時 |  | 10.4955 | 0 | 2.6478 | 0 | [9 empty] | 0.89265 | 0 | 0 | 0 | 0 | 0.25966 | 0 | 0 | 0 | 0 | 0 | 0 | 0 | 0 | 0 | 0 | 0 | 0 | 0 | 0 | 0 | 0 | 0.047552 | 0.00054 | 0.00108 | 0.00163 | 0.00217 | 0.062335 | 0.054249 | 0.024058 |  | 0.2095 | 0.275 | 0.3956 | 0.5453 | 2014-12-19 | [16 empty] | 4.9645 | 8.7609 | 2.3362 | 0 | 0 | 0 | 0 | 6.4247 | 16.0617 | 2.3362 | 0 | 0 | 0 | 0 | 7.0087 | 8.7609 | 1.7522 | 0 | 26.2828 | 0 | 6.1141 | 9.053 | 14.6016 | 1.1681 | 0 | 26.2828 | 0 | 7.4719
2014-01-15 | 17時 |  | 10.7587 | 0 | 2.9022 | 0 | [9 empty] | 0.91557 | 0 | 0 | 0 | 0 | 0.27391 | 0 | 0 | 0 | 0 | 0 | 0 | 0 | 0 | 0 | 0 | 0 | 0 | 0 | 0 | 0 | 0 | 0.047552 | 0.00642 | 0.01284 | 0.01926 | 0.02568 | 0.12467 | 0.1085 | 0.026923 |  | 0.2423 | 0.2781 | 0.3689 | 0.5187 | 2014-12-20 | [16 empty] | 7.8852 | 13.1421 | 5.2568 | 0 | 0 | 0 | 0 | 6.425 | 4.3807 | 2.3364 | 0 | 26.2841 | 0 | 3.7713 | 12.85 | 16.0625 | 3.2125 | 0 | 26.2841 | 0 | 6.1312 | 13.4341 | 21.9034 | 4.0886 | 0 | 26.2841 | 0 | 7.4925
2014-01-15 | 18時 |  | 6.8561 | 0 | 0 | 0 | [9 empty] | 0.63624 | 0 | 0 | 0 | 0 | 0 | 0 | 0 | 0 | 0 | 0 | 0 | 0 | 0 | 0 | 0 | 0 | 0 | 0 | 0 | 0 | 0 | 0.047552 | 0.00642 | 0.01284 | 0.01926 | 0.02568 | 0.21072 | 0.1085 | 0 |  | 0.1819 | 0.2177 | 0.2978 | 0.4476 | 2014-12-21 | [16 empty] | 7.9248 | 13.208 | 5.2832 | 0 | 0 | 0 | 0 | 6.4573 | 4.4027 | 2.3481 | 0 | 26.416 | 0 | 3.7259 | 12.9145 | 16.1431 | 3.2286 | 0 | 26.416 | 0 | 6.0557 | 13.5015 | 22.0134 | 4.1092 | 0 | 26.416 | 0 | 7.4019
2014-01-15 | 19時 |  | 7.4007 | 0 | 11.6135 | 0 | [9 empty] | 0.69484 | 0 | 0 | 0 | 0 | 1.0245 | 0 | 0 | 0 | 0 | 0 | 0 | 0 | 0 | 0 | 0 | 0 | 0 | 0 | 0 | 0 | 0 | 0.047552 | 0.00013 | 0.00025 | 0.00038 | 0.0005 | 0.12879 | 0 | 0.006537 |  | 0.0998 | 0.1355 | 0.2049 | 0.2056 | 2014-12-22 | [16 empty] | 7.9806 | 13.3011 | 5.3204 | 0 | 0 | 0 | 0 | 6.5027 | 4.4337 | 2.3646 | 0 | 26.6021 | 0 | 3.6513 | 13.0055 | 16.2568 | 3.2514 | 0 | 26.6021 | 0 | 5.9313 | 13.5966 | 22.1684 | 4.1381 | 0 | 26.6021 | 0 | 7.2525
2014-01-15 | 20時 |  | 7.5316 | 0 | 6.0315 | 0 | [9 empty] | 0.70886 | 0 | 0 | 0 | 0 | 0.58332 | 0 | 0 | 0 | 0 | 0 | 0 | 0 | 0 | 0 | 0 | 0 | 0 | 0 | 0 | 0 | 0 | 0.047552 | 0.00033 | 0.00067 | 0.001 | 0.00133 | 0.16769 | 0.10779 | 0.006537 |  | 0.0917 | 0.1275 | 0.2183 | 0.219 | 2014-12-23 | [16 empty] | 3.8491 | 2.9608 | 3.553 | 0 | 26.6475 | 0 | 0 | 14.212 | 10.3629 | 3.553 | 0 | 26.6475 | 0 | 3.6263 | 20.1337 | 23.6867 | 3.553 | 0 | 26.6475 | 0 | 5.8896 | 20.7259 | 29.6084 | 4.4413 | 0 | 26.6475 | 0 | 7.2025
2014-01-15 | 21時 |  | 7.6247 | 0 | 4.9621 | 0 | [9 empty] | 0.68704 | 0 | 0 | 0 | 0 | 0.50721 | 0 | 0 | 0 | 0 | 0 | 0 | 0 | 0 | 0 | 0 | 0 | 0 | 0 | 0 | 0 | 0 | 0.047552 | 0.00628 | 0.01256 | 0.01884 | 0.02512 | 0.12467 | 0.18846 | 0.012659 |  | 0.1755 | 0.2411 | 0.3458 | 0.3465 | 2014-12-24 | [16 empty] | 1.181 | 2.9525 | 1.7715 | 0 | 0 | 0 | 0 | 5.6098 | 2.9525 | 1.7715 | 0 | 0 | 0 | 0 | 8.5623 | 16.2388 | 4.724 | 0 | 0 | 0 | 0 | 4.724 | 28.0489 | 4.1335 | 0 | 0 | 0 | 0
2014-01-15 | 22時 |  | 0 | 0 | 0 | 0 | [9 empty] | 0 | 0 | 0 | 0 | 0 | 0 | 0 | 0 | 0 | 0 | 0 | 0 | 0 | 0 | 0 | 0 | 0 | 0 | 0 | 0 | 0 | 0 | 0.047552 | 0.00649 | 0.01298 | 0.01947 | 0.02595 | 0.12467 | 0.16133 | 0.043827 |  | 0.1139 | 0.1795 | 0.3002 | 0.3009 | 2014-12-25 | [16 empty] | 7.9993 | 13.3321 | 5.3329 | 0 | 0 | 0 | 0 | 6.5179 | 4.444 | 2.3702 | 0 | 26.6643 | 0 | 3.9356 | 13.0359 | 16.2948 | 3.259 | 0 | 26.6643 | 0 | 6.4052 | 13.6284 | 22.2202 | 4.1478 | 0 | 26.6643 | 0 | 7.8213
2014-01-15 | 23時 |  | 0 | 0 | 0 | 0 | [9 empty] | 0 | 0 | 0 | 0 | 0 | 0 | 0 | 0 | 0 | 0 | 0 | 0 | 0 | 0 | 0 | 0 | 0 | 0 | 0 | 0 | 0 | 0 | 0.047552 | 0.00331 | 0.00661 | 0.00992 | 0.01323 | 0.062335 | 0.15709 | 0.04296 |  | 0.1578 | 0.1578 | 0.1806 | 0.1812 | 2014-12-26 | [16 empty] | 5.0544 | 8.9195 | 2.3785 | 0 | 0 | 0 | 0 | 6.541 | 16.3524 | 2.3785 | 0 | 0 | 0 | 0 | 7.1356 | 8.9195 | 1.7839 | 0 | 26.7585 | 0 | 6.5057 | 9.2168 | 14.8658 | 1.1893 | 0 | 26.7585 | 0 | 7.9419
2014-01-16 | 0時 |  | 0 | 0 | 0 | 0 | [9 empty] | 0 | 0 | 0 | 0 | 0 | 0 | 0 | 0 | 0 | 0 | 0 | 0 | 0 | 0 | 0 | 0 | 0 | 0 | 0 | 0 | 0 | 0 | 0.047552 | 0.00013 | 0.00025 | 0.00038 | 0.0005 | 0 | 0.078899 | 0.011656 |  | 0.1578 | 0.1578 | 0.1806 | 0.1812 | 2014-12-27 | [16 empty] | 3.8762 | 2.9817 | 3.578 | 0 | 26.8351 | 0 | 0 | 14.3121 | 10.4359 | 3.578 | 0 | 26.8351 | 0 | 4.0366 | 19.6791 | 23.8534 | 4.1744 | 0 | 26.8351 | 0 | 6.5734 | 20.2754 | 29.8168 | 5.0689 | 0 | 26.8351 | 0 | 8.0231
2014-01-16 | 1時 |  | 0 | 0 | 0 | 0 | [9 empty] | 0 | 0 | 0 | 0 | 0 | 0 | 0 | 0 | 0 | 0 | 0 | 0 | 0 | 0 | 0 | 0 | 0 | 0 | 0 | 0 | 0 | 0 | 0.047552 | 0.00013 | 0.00025 | 0.00038 | 0.0005 | 0 | 0 | 0 |  | 0.0483 | 0.0483 | 0.0711 | 0.0717 | 2014-12-28 | [16 empty] | 5.0861 | 8.9755 | 2.3935 | 0 | 0 | 0 | 0 | 6.582 | 16.455 | 2.3935 | 0 | 0 | 0 | 0 | 7.1804 | 8.9755 | 1.7951 | 0 | 26.9264 | 0 | 6.5573 | 9.2746 | 14.9591 | 1.1967 | 0 | 26.9264 | 0 | 8.0038
2014-01-16 | 2時 |  | 0 | 0 | 0 | 0 | [9 empty] | 0 | 0 | 0 | 0 | 0 | 0 | 0 | 0 | 0 | 0 | 0 | 0 | 0 | 0 | 0 | 0 | 0 | 0 | 0 | 0 | 0 | 0 | 0.047552 | 0.00013 | 0.00025 | 0.00038 | 0.0005 | 0 | 0 | 0 |  | 0.056 | 0.0561 | 0.0788 | 0.0795 | 2014-12-29 | [16 empty] | 8.1271 | 13.5451 | 5.418 | 0 | 0 | 0 | 0 | 6.622 | 4.515 | 2.408 | 0 | 27.0902 | 0 | 3.7837 | 13.2441 | 16.5551 | 3.311 | 0 | 27.0902 | 0 | 6.1521 | 13.8461 | 22.5752 | 4.214 | 0 | 27.0902 | 0 | 7.5175
2014-01-16 | 3時 |  | 0 | 0 | 0 | 0 | [9 empty] | 0 | 0 | 0 | 0 | 0 | 0 | 0 | 0 | 0 | 0 | 0 | 0 | 0 | 0 | 0 | 0 | 0 | 0 | 0 | 0 | 0 | 0 | 0.047552 | 0.00013 | 0.00025 | 0.00038 | 0.0005 | 0 | 0 | 0 |  | 0.056 | 0.0561 | 0.0788 | 0.0795 | 2014-12-30 | [16 empty] | 1.2046 | 3.0116 | 1.8069 | 0 | 0 | 0 | 0 | 5.722 | 3.0116 | 1.8069 | 0 | 0 | 0 | 0 | 8.7335 | 16.5636 | 4.8185 | 0 | 0 | 0 | 0 | 4.8185 | 28.6098 | 4.2162 | 0 | 0 | 0 | 0
2014-01-16 | 4時 |  | 0 | 0 | 0 | 0 | [9 empty] | 0 | 0 | 0 | 0 | 0 | 0 | 0 | 0 | 0 | 0 | 0 | 0 | 0 | 0 | 0 | 0 | 0 | 0 | 0 | 0 | 0 | 0 | 0.047552 | 0.00013 | 0.00025 | 0.00038 | 0.0005 | 0 | 0 | 0 |  | 0.0483 | 0.0483 | 0.0711 | 0.0717 | 2014-12-31 | [16 empty] | 3.9173 | 3.0133 | 3.616 | 0 | 27.12 | 0 | 0 | 14.464 | 10.5467 | 3.616 | 0 | 27.12 | 0 | 3.7078 | 20.4907 | 24.1067 | 3.616 | 0 | 27.12 | 0 | 6.0255 | 21.0934 | 30.1334 | 4.52 | 0 | 27.12 | 0 | 7.3656
2014-01-16 | 5時 |  | 26.2101 | 9.1483 | 0 | 0 | [9 empty] | 3.6066 | 0 | 0 | 0 | 0 | 0 | 0 | 0 | 0 | 0 | 0 | 0 | 0 | 0 | 0 | 0 | 0 | 0 | 0 | 0 | 0 | 0 | 0.047552 | 0.00013 | 0.00025 | 0.00038 | 0.0005 | 0 | 0 | 0 |  | 0.056 | 0.0561 | 0.0788 | 0.0795
2014-01-16 | 6時 |  | 13.9247 | 0 | 0 | 0 | [9 empty] | 1.2504 | 0 | 0 | 0 | 0 | 0 | 0 | 0 | 0 | 0 | 0 | 0 | 0 | 0 | 0 | 0 | 0 | 0 | 0 | 0 | 0 | 0 | 0.047552 | 0.00338 | 0.00675 | 0.01013 | 0.01351 | 0 | 0.024649 | 0.011815 |  | 0.1925 | 0.2611 | 0.3525 | 0.3531
2014-01-16 | 7時 |  | 12.0135 | 0 | 0 | 0 | [9 empty] | 1.0622 | 0 | 0 | 0 | 0 | 0 | 0 | 0 | 0 | 0 | 0 | 0 | 0 | 0 | 0 | 0 | 0 | 0 | 0 | 0 | 0 | 0 | 0.047552 | 0.00054 | 0.00108 | 0.00163 | 0.00217 | 0.13859 | 0.053895 | 0.036861 |  | 0.1524 | 0.248 | 0.3662 | 0.3669
2014-01-16 | 8時 |  | 10.5414 | 0 | 0 | 0 | [9 empty] | 1.2144 | 0 | 0 | 0 | 0 | 0 | 0 | 0 | 0 | 0 | 0 | 0 | 0 | 0 | 0 | 0 | 0 | 0 | 0 | 0 | 0 | 0 | 0.047552 | 0.00054 | 0.00108 | 0.00163 | 0.00217 | 0.093503 | 0 | 0.035602 |  | 0.1091 | 0.1448 | 0.2032 | 0.2039
2014-01-16 | 9時 |  | 0 | 0 | 0 | 0 | [9 empty] | 0 | 0 | 0 | 0 | 0 | 0 | 0 | 0 | 0 | 0 | 0 | 0 | 0 | 0 | 0 | 0 | 0 | 0 | 0 | 0 | 0 | 0 | 0.047552 | 0.00013 | 0.00025 | 0.00038 | 0.0005 | 0.17838 | 0.10971 | 0.042749 |  | 0.3011 | 0.3368 | 0.3953 | 0.396
2014-01-16 | 10時 |  | 0 | 0 | 0 | 0 | [9 empty] | 0 | 0 | 0 | 0 | 0 | 0 | 0 | 0 | 0 | 0 | 0 | 0 | 0 | 0 | 0 | 0 | 0 | 0 | 0 | 0 | 0 | 0 | 0.047552 | 0.00033 | 0.00067 | 0.001 | 0.00133 | 0.093503 | 0 | 0.012523 |  | 0.0483 | 0.0483 | 0.0711 | 0.0717
2014-01-16 | 11時 |  | 20.824 | 0 | 0 | 0 | [9 empty] | 2.1592 | 0 | 0 | 0 | 0 | 0 | 0 | 0 | 0 | 0 | 0 | 0 | 0 | 0 | 0 | 0 | 0 | 0 | 0 | 0 | 0 | 0 | 0.047552 | 0.00013 | 0.00025 | 0.00038 | 0.0005 | 0 | 0 | 0.0052775 |  | 0.056 | 0.0561 | 0.0788 | 0.0795
2014-01-16 | 12時 |  | 10.457 | 0 | 0 | 0 | [9 empty] | 0.88179 | 0 | 0 | 0 | 0 | 0 | 0 | 0 | 0 | 0 | 0 | 0 | 0 | 0 | 0 | 0 | 0 | 0 | 0 | 0 | 0 | 0 | 0.047552 | 0.00338 | 0.00675 | 0.01013 | 0.01351 | 0.05371 | 0 | 0.0052775 |  | 0.1983 | 0.2727 | 0.3698 | 0.3705
2014-01-16 | 13時 |  | 0 | 0 | 0 | 0 | [9 empty] | 0 | 0 | 0 | 0 | 0 | 0 | 0 | 0 | 0 | 0 | 0 | 0 | 0 | 0 | 0 | 0 | 0 | 0 | 0 | 0 | 0 | 0 | 0.047552 | 0.00033 | 0.00067 | 0.001 | 0.00133 | 0.11604 | 0 | 0 |  | 0.0483 | 0.0483 | 0.0711 | 0.0717
2014-01-16 | 14時 |  | 0 | 0 | 0 | 0 | [9 empty] | 0 | 0 | 0 | 0 | 0 | 0 | 0 | 0 | 0 | 0 | 0 | 0 | 0 | 0 | 0 | 0 | 0 | 0 | 0 | 0 | 0 | 0 | 0.047552 | 0.00013 | 0.00025 | 0.00038 | 0.0005 | 0.031168 | 0 | 0.017801 |  | 0.056 | 0.0561 | 0.0788 | 0.0795
2014-01-16 | 15時 |  | 20.0139 | 0 | 0 | 0 | [9 empty] | 3.2884 | 0 | 0 | 0 | 0 | 0 | 0 | 0 | 0 | 0 | 0 | 0 | 0 | 0 | 0 | 0 | 0 | 0 | 0 | 0 | 0 | 0 | 0.047552 | 0.00013 | 0.00025 | 0.00038 | 0.0005 | 0 | 0 | 0 |  | 0.056 | 0.0561 | 0.0788 | 0.0795
2014-01-16 | 16時 |  | 10.6668 | 0 | 0 | 0 | [9 empty] | 1.1847 | 0 | 0 | 0 | 0 | 0 | 0 | 0 | 0 | 0 | 0 | 0 | 0 | 0 | 0 | 0 | 0 | 0 | 0 | 0 | 0 | 0 | 0.047552 | 0.00033 | 0.00067 | 0.001 | 0.00133 | 0.062335 | 0 | 0.0052775 |  | 0.0483 | 0.0483 | 0.0711 | 0.0717
2014-01-16 | 17時 |  | 12.9756 | 0 | 9.5284 | 2.6266 | [9 empty] | 1.5255 | 0 | 0 | 0 | 0 | 1.2211 | 0 | 0 | 0 | 0 | 0 | 0 | 0 | 0 | 0 | 0 | 0 | 0 | 0 | 0 | 0 | 0 | 0.047552 | 0.00033 | 0.00067 | 0.001 | 0.00133 | 0.10536 | 0 | 0.0082775 |  | 0.1304 | 0.2048 | 0.3019 | 0.3026
2014-01-16 | 18時 |  | 12.3584 | 0 | 0 | 0 | [9 empty] | 1.4214 | 0 | 0 | 0 | 0 | 0 | 0 | 0 | 0 | 0 | 0 | 0 | 0 | 0 | 0 | 0 | 0 | 0 | 0 | 0 | 0 | 0 | 0.047552 | 0.00642 | 0.01284 | 0.01926 | 0.02568 | 0.12467 | 0 | 0.0082775 |  | 0.303 | 0.3387 | 0.3972 | 0.5469
2014-01-16 | 19時 |  | 7.9981 | 0 | 9.5519 | 1.1554 | [9 empty] | 0.86219 | 0 | 0 | 0 | 0 | 1.2204 | 0 | 0 | 0 | 0 | 0 | 0 | 0 | 0 | 0 | 0 | 0 | 0 | 0 | 0 | 0 | 0 | 0.047552 | 0.00642 | 0.01284 | 0.01926 | 0.02568 | 0.21072 | 0.10708 | 0.0082775 |  | 0.0991 | 0.1348 | 0.1932 | 0.1939
2014-01-16 | 20時 |  | 8.0198 | 0 | 7.3762 | 0 | [9 empty] | 0.8629 | 0 | 0 | 0 | 0 | 0.8246 | 0 | 0 | 0 | 0 | 0 | 0 | 0 | 0 | 0 | 0 | 0 | 0 | 0 | 0 | 0 | 0 | 0.047552 | 0.00033 | 0.00067 | 0.001 | 0.00133 | 0.14927 | 0.027125 | 0 |  | 0.0917 | 0.1275 | 0.2102 | 0.2109
2014-01-16 | 21時 |  | 7.9796 | 0 | 8.4109 | 0 | [9 empty] | 0.8525 | 0 | 0 | 0 | 0 | 0.88811 | 0 | 0 | 0 | 0 | 0 | 0 | 0 | 0 | 0 | 0 | 0 | 0 | 0 | 0 | 0 | 0 | 0.047552 | 0.00033 | 0.00067 | 0.001 | 0.00133 | 0.14618 | 0.10814 | 0.031304 |  | 0.1216 | 0.1873 | 0.2837 | 0.2844
2014-01-16 | 22時 |  | 7.7564 | 0 | 2.9901 | 0 | [9 empty] | 0.81075 | 0 | 0 | 0 | 0 | 0.3147 | 0 | 0 | 0 | 0 | 0 | 0 | 0 | 0 | 0 | 0 | 0 | 0 | 0 | 0 | 0 | 0 | 0.047552 | 0.00628 | 0.01256 | 0.01884 | 0.02512 | 0.12467 | 0.16133 | 0.043827 |  | 0.1738 | 0.1917 | 0.262 | 0.2626
2014-01-16 | 23時 |  | 0 | 0 | 0 | 0 | [9 empty] | 0 | 0 | 0 | 0 | 0 | 0 | 0 | 0 | 0 | 0 | 0 | 0 | 0 | 0 | 0 | 0 | 0 | 0 | 0 | 0 | 0 | 0 | 0.047552 | 0.0067 | 0.01339 | 0.02009 | 0.02679 | 0.12467 | 0.18881 | 0.031848 |  | 0.1877 | 0.2176 | 0.2756 | 0.2763
2014-01-17 | 0時 |  | 0 | 0 | 0 | 0 | [9 empty] | 0 | 0 | 0 | 0 | 0 | 0 | 0 | 0 | 0 | 0 | 0 | 0 | 0 | 0 | 0 | 0 | 0 | 0 | 0 | 0 | 0 | 0 | 0.047552 | 0.00013 | 0.00025 | 0.00038 | 0.0005 | 0 | 0.078899 | 0.011656 |  | 0.1578 | 0.1578 | 0.1806 | 0.1812
2014-01-17 | 1時 |  | 0 | 0 | 0 | 0 | [9 empty] | 0 | 0 | 0 | 0 | 0 | 0 | 0 | 0 | 0 | 0 | 0 | 0 | 0 | 0 | 0 | 0 | 0 | 0 | 0 | 0 | 0 | 0 | 0.047552 | 0.00013 | 0.00025 | 0.00038 | 0.0005 | 0 | 0 | 0 |  | 0.0483 | 0.0483 | 0.0711 | 0.0717
2014-01-17 | 2時 |  | 0 | 0 | 0 | 0 | [9 empty] | 0 | 0 | 0 | 0 | 0 | 0 | 0 | 0 | 0 | 0 | 0 | 0 | 0 | 0 | 0 | 0 | 0 | 0 | 0 | 0 | 0 | 0 | 0.047552 | 0.00013 | 0.00025 | 0.00038 | 0.0005 | 0 | 0 | 0 |  | 0.056 | 0.0561 | 0.0788 | 0.0795
2014-01-17 | 3時 |  | 0 | 0 | 0 | 0 | [9 empty] | 0 | 0 | 0 | 0 | 0 | 0 | 0 | 0 | 0 | 0 | 0 | 0 | 0 | 0 | 0 | 0 | 0 | 0 | 0 | 0 | 0 | 0 | 0.047552 | 0.00013 | 0.00025 | 0.00038 | 0.0005 | 0 | 0 | 0 |  | 0.056 | 0.0561 | 0.0788 | 0.0795
2014-01-17 | 4時 |  | 0 | 0 | 0 | 0 | [9 empty] | 0 | 0 | 0 | 0 | 0 | 0 | 0 | 0 | 0 | 0 | 0 | 0 | 0 | 0 | 0 | 0 | 0 | 0 | 0 | 0 | 0 | 0 | 0.047552 | 0.00013 | 0.00025 | 0.00038 | 0.0005 | 0 | 0 | 0 |  | 0.0483 | 0.0483 | 0.0711 | 0.0717
2014-01-17 | 5時 |  | 25.7517 | 0 | 0 | 0 | [9 empty] | 3.1149 | 0 | 0 | 0 | 0 | 0 | 0 | 0 | 0 | 0 | 0 | 0 | 0 | 0 | 0 | 0 | 0 | 0 | 0 | 0 | 0 | 0 | 0.047552 | 0.00013 | 0.00025 | 0.00038 | 0.0005 | 0 | 0 | 0 |  | 0.056 | 0.0561 | 0.0788 | 0.0795
2014-01-17 | 6時 |  | 10.048 | 0 | 0 | 0 | [9 empty] | 0.80875 | 0 | 0 | 0 | 0 | 0 | 0 | 0 | 0 | 0 | 0 | 0 | 0 | 0 | 0 | 0 | 0 | 0 | 0 | 0 | 0 | 0 | 0.047552 | 0.00338 | 0.00675 | 0.01013 | 0.01351 | 0 | 0.024649 | 0.011815 |  | 0.1925 | 0.2611 | 0.3525 | 0.3531
2014-01-17 | 7時 |  | 8.8009 | 0 | 0 | 0 | [9 empty] | 0.70715 | 0 | 0 | 0 | 0 | 0 | 0 | 0 | 0 | 0 | 0 | 0 | 0 | 0 | 0 | 0 | 0 | 0 | 0 | 0 | 0 | 0 | 0.047552 | 0.00054 | 0.00108 | 0.00163 | 0.00217 | 0.13859 | 0.053895 | 0.036861 |  | 0.1524 | 0.248 | 0.3662 | 0.3669
2014-01-17 | 8時 |  | 7.8785 | 0 | 0 | 0 | [9 empty] | 0.63734 | 0 | 0 | 0 | 0 | 0 | 0 | 0 | 0 | 0 | 0 | 0 | 0 | 0 | 0 | 0 | 0 | 0 | 0 | 0 | 0 | 0 | 0.047552 | 0.00054 | 0.00108 | 0.00163 | 0.00217 | 0.093503 | 0 | 0.035602 |  | 0.1091 | 0.1448 | 0.2032 | 0.2039
2014-01-17 | 9時 |  | 0 | 0 | 0 | 0 | [9 empty] | 0 | 0 | 0 | 0 | 0 | 0 | 0 | 0 | 0 | 0 | 0 | 0 | 0 | 0 | 0 | 0 | 0 | 0 | 0 | 0 | 0 | 0 | 0.047552 | 0.00013 | 0.00025 | 0.00038 | 0.0005 | 0.17838 | 0.10971 | 0.042749 |  | 0.3011 | 0.3368 | 0.3953 | 0.396
2014-01-17 | 10時 |  | 0 | 0 | 0 | 0 | [9 empty] | 0 | 0 | 0 | 0 | 0 | 0 | 0 | 0 | 0 | 0 | 0 | 0 | 0 | 0 | 0 | 0 | 0 | 0 | 0 | 0 | 0 | 0 | 0.047552 | 0.00033 | 0.00067 | 0.001 | 0.00133 | 0.093503 | 0 | 0.012523 |  | 0.0483 | 0.0483 | 0.0711 | 0.0717
2014-01-17 | 11時 |  | 15.1692 | 0 | 0 | 0 | [9 empty] | 1.2366 | 0 | 0 | 0 | 0 | 0 | 0 | 0 | 0 | 0 | 0 | 0 | 0 | 0 | 0 | 0 | 0 | 0 | 0 | 0 | 0 | 0 | 0.047552 | 0.00013 | 0.00025 | 0.00038 | 0.0005 | 0 | 0 | 0.0052775 |  | 0.056 | 0.0561 | 0.0788 | 0.0795
2014-01-17 | 12時 |  | 6.9529 | 0 | 0 | 0 | [9 empty] | 0.52227 | 0 | 0 | 0 | 0 | 0 | 0 | 0 | 0 | 0 | 0 | 0 | 0 | 0 | 0 | 0 | 0 | 0 | 0 | 0 | 0 | 0 | 0.047552 | 0.00338 | 0.00675 | 0.01013 | 0.01351 | 0.05371 | 0 | 0.0052775 |  | 0.1983 | 0.2727 | 0.3698 | 0.3705
2014-01-17 | 13時 |  | 0 | 0 | 0 | 0 | [9 empty] | 0 | 0 | 0 | 0 | 0 | 0 | 0 | 0 | 0 | 0 | 0 | 0 | 0 | 0 | 0 | 0 | 0 | 0 | 0 | 0 | 0 | 0 | 0.047552 | 0.00033 | 0.00067 | 0.001 | 0.00133 | 0.11604 | 0 | 0 |  | 0.0483 | 0.0483 | 0.0711 | 0.0717
2014-01-17 | 14時 |  | 0 | 0 | 0 | 0 | [9 empty] | 0 | 0 | 0 | 0 | 0 | 0 | 0 | 0 | 0 | 0 | 0 | 0 | 0 | 0 | 0 | 0 | 0 | 0 | 0 | 0 | 0 | 0 | 0.047552 | 0.00013 | 0.00025 | 0.00038 | 0.0005 | 0.031168 | 0 | 0.017801 |  | 0.056 | 0.0561 | 0.0788 | 0.0795
2014-01-17 | 15時 |  | 12.7121 | 0 | 0 | 0 | [9 empty] | 0.98553 | 0 | 0 | 0 | 0 | 0 | 0 | 0 | 0 | 0 | 0 | 0 | 0 | 0 | 0 | 0 | 0 | 0 | 0 | 0 | 0 | 0 | 0.047552 | 0.00013 | 0.00025 | 0.00038 | 0.0005 | 0 | 0 | 0 |  | 0.056 | 0.0561 | 0.0788 | 0.0795
2014-01-17 | 16時 |  | 7.0978 | 0 | 0 | 0 | [9 empty] | 0.55362 | 0 | 0 | 0 | 0 | 0 | 0 | 0 | 0 | 0 | 0 | 0 | 0 | 0 | 0 | 0 | 0 | 0 | 0 | 0 | 0 | 0 | 0.047552 | 0.00033 | 0.00067 | 0.001 | 0.00133 | 0.062335 | 0 | 0.0052775 |  | 0.0483 | 0.0483 | 0.0711 | 0.0717
2014-01-17 | 17時 |  | 9.4507 | 0 | 8.2892 | 0 | [9 empty] | 0.97257 | 0 | 0 | 0 | 0 | 0.89066 | 0 | 0 | 0 | 0 | 0 | 0 | 0 | 0 | 0 | 0 | 0 | 0 | 0 | 0 | 0 | 0 | 0.047552 | 0.00033 | 0.00067 | 0.001 | 0.00133 | 0.10536 | 0 | 0.0082775 |  | 0.1304 | 0.2048 | 0.3019 | 0.3026
2014-01-17 | 18時 |  | 9.4775 | 0 | 0 | 0 | [9 empty] | 0.98766 | 0 | 0 | 0 | 0 | 0 | 0 | 0 | 0 | 0 | 0 | 0 | 0 | 0 | 0 | 0 | 0 | 0 | 0 | 0 | 0 | 0 | 0.047552 | 0.00642 | 0.01284 | 0.01926 | 0.02568 | 0.12467 | 0 | 0.0082775 |  | 0.303 | 0.3387 | 0.3972 | 0.5469
2014-01-17 | 19時 |  | 5.921 | 0 | 7.656 | 0 | [9 empty] | 0.62404 | 0 | 0 | 0 | 0 | 0.81987 | 0 | 0 | 0 | 0 | 0 | 0 | 0 | 0 | 0 | 0 | 0 | 0 | 0 | 0 | 0 | 0 | 0.047552 | 0.00642 | 0.01284 | 0.01926 | 0.02568 | 0.21072 | 0.10708 | 0.0082775 |  | 0.0991 | 0.1348 | 0.1932 | 0.1939
2014-01-17 | 20時 |  | 6.2699 | 0 | 5.7009 | 0 | [9 empty] | 0.66242 | 0 | 0 | 0 | 0 | 0.57811 | 0 | 0 | 0 | 0 | 0 | 0 | 0 | 0 | 0 | 0 | 0 | 0 | 0 | 0 | 0 | 0 | 0.047552 | 0.00033 | 0.00067 | 0.001 | 0.00133 | 0.14927 | 0.027125 | 0 |  | 0.0917 | 0.1275 | 0.2102 | 0.2109
2014-01-17 | 21時 |  | 6.6938 | 0 | 6.7024 | 0 | [9 empty] | 0.71968 | 0 | 0 | 0 | 0 | 0.71502 | 0 | 0 | 0 | 0 | 0 | 0 | 0 | 0 | 0 | 0 | 0 | 0 | 0 | 0 | 0 | 0 | 0.047552 | 0.00033 | 0.00067 | 0.001 | 0.00133 | 0.14618 | 0.10814 | 0.031304 |  | 0.1216 | 0.1873 | 0.2837 | 0.2844
2014-01-17 | 22時 |  | 6.9442 | 0 | 2.5496 | 0 | [9 empty] | 0.7469 | 0 | 0 | 0 | 0 | 0.28685 | 0 | 0 | 0 | 0 | 0 | 0 | 0 | 0 | 0 | 0 | 0 | 0 | 0 | 0 | 0 | 0 | 0.047552 | 0.00628 | 0.01256 | 0.01884 | 0.02512 | 0.12467 | 0.16133 | 0.043827 |  | 0.1738 | 0.1917 | 0.262 | 0.2626
2014-01-17 | 23時 |  | 0 | 0 | 0 | 0 | [9 empty] | 0 | 0 | 0 | 0 | 0 | 0 | 0 | 0 | 0 | 0 | 0 | 0 | 0 | 0 | 0 | 0 | 0 | 0 | 0 | 0 | 0 | 0 | 0.047552 | 0.0067 | 0.01339 | 0.02009 | 0.02679 | 0.12467 | 0.18881 | 0.031848 |  | 0.1877 | 0.2176 | 0.2756 | 0.2763
2014-01-18 | 0時 |  | 0 | 0 | 0 | 0 | [9 empty] | 0 | 0 | 0 | 0 | 0 | 0 | 0 | 0 | 0 | 0 | 0 | 0 | 0 | 0 | 0 | 0 | 0 | 0 | 0 | 0 | 0 | 0 | 0.047552 | 0.00013 | 0.00025 | 0.00038 | 0.0005 | 0 | 0.078899 | 0.011656 |  | 0.1578 | 0.1578 | 0.1806 | 0.1812
2014-01-18 | 1時 |  | 0 | 0 | 0 | 0 | [9 empty] | 0 | 0 | 0 | 0 | 0 | 0 | 0 | 0 | 0 | 0 | 0 | 0 | 0 | 0 | 0 | 0 | 0 | 0 | 0 | 0 | 0 | 0 | 0.047552 | 0.00013 | 0.00025 | 0.00038 | 0.0005 | 0 | 0 | 0 |  | 0.0483 | 0.0483 | 0.0711 | 0.0717
2014-01-18 | 2時 |  | 0 | 0 | 0 | 0 | [9 empty] | 0 | 0 | 0 | 0 | 0 | 0 | 0 | 0 | 0 | 0 | 0 | 0 | 0 | 0 | 0 | 0 | 0 | 0 | 0 | 0 | 0 | 0 | 0.047552 | 0.00013 | 0.00025 | 0.00038 | 0.0005 | 0 | 0 | 0 |  | 0.056 | 0.0561 | 0.0788 | 0.0795
2014-01-18 | 3時 |  | 0 | 0 | 0 | 0 | [9 empty] | 0 | 0 | 0 | 0 | 0 | 0 | 0 | 0 | 0 | 0 | 0 | 0 | 0 | 0 | 0 | 0 | 0 | 0 | 0 | 0 | 0 | 0 | 0.047552 | 0.00013 | 0.00025 | 0.00038 | 0.0005 | 0 | 0 | 0 |  | 0.056 | 0.0561 | 0.0788 | 0.0795
2014-01-18 | 4時 |  | 0 | 0 | 0 | 0 | [9 empty] | 0 | 0 | 0 | 0 | 0 | 0 | 0 | 0 | 0 | 0 | 0 | 0 | 0 | 0 | 0 | 0 | 0 | 0 | 0 | 0 | 0 | 0 | 0.047552 | 0.00013 | 0.00025 | 0.00038 | 0.0005 | 0 | 0 | 0 |  | 0.0483 | 0.0483 | 0.0711 | 0.0717
2014-01-18 | 5時 |  | 20.8947 | 5.3791 | 0 | 0 | [9 empty] | 3.5947 | 0 | 0 | 0 | 0 | 0 | 0 | 0 | 0 | 0 | 0 | 0 | 0 | 0 | 0 | 0 | 0 | 0 | 0 | 0 | 0 | 0 | 0.047552 | 0.00013 | 0.00025 | 0.00038 | 0.0005 | 0 | 0 | 0 |  | 0.056 | 0.0561 | 0.0788 | 0.0795
2014-01-18 | 6時 |  | 10.385 | 0 | 0 | 0 | [9 empty] | 1.1433 | 0 | 0 | 0 | 0 | 0 | 0 | 0 | 0 | 0 | 0 | 0 | 0 | 0 | 0 | 0 | 0 | 0 | 0 | 0 | 0 | 0 | 0.047552 | 0.00338 | 0.00675 | 0.01013 | 0.01351 | 0 | 0.024649 | 0.011815 |  | 0.1925 | 0.2611 | 0.3525 | 0.3531
2014-01-18 | 7時 |  | 9.0781 | 0 | 0 | 0 | [9 empty] | 0.76712 | 0 | 0 | 0 | 0 | 0 | 0 | 0 | 0 | 0 | 0 | 0 | 0 | 0 | 0 | 0 | 0 | 0 | 0 | 0 | 0 | 0 | 0.047552 | 0.00054 | 0.00108 | 0.00163 | 0.00217 | 0.13859 | 0.053895 | 0.036861 |  | 0.1524 | 0.248 | 0.3662 | 0.3669
2014-01-18 | 8時 |  | 7.8435 | 0 | 0 | 0 | [9 empty] | 0.68363 | 0 | 0 | 0 | 0 | 0 | 0 | 0 | 0 | 0 | 0 | 0 | 0 | 0 | 0 | 0 | 0 | 0 | 0 | 0 | 0 | 0 | 0.047552 | 0.00054 | 0.00108 | 0.00163 | 0.00217 | 0.093503 | 0 | 0.035602 |  | 0.1091 | 0.1448 | 0.2032 | 0.2039
2014-01-18 | 9時 |  | 0 | 0 | 0 | 0 | [9 empty] | 0 | 0 | 0 | 0 | 0 | 0 | 0 | 0 | 0 | 0 | 0 | 0 | 0 | 0 | 0 | 0 | 0 | 0 | 0 | 0 | 0 | 0 | 0.047552 | 0.00013 | 0.00025 | 0.00038 | 0.0005 | 0.17838 | 0.10971 | 0.042749 |  | 0.3011 | 0.3368 | 0.3953 | 0.396
2014-01-18 | 10時 |  | 0 | 0 | 0 | 0 | [9 empty] | 0 | 0 | 0 | 0 | 0 | 0 | 0 | 0 | 0 | 0 | 0 | 0 | 0 | 0 | 0 | 0 | 0 | 0 | 0 | 0 | 0 | 0 | 0.047552 | 0.00033 | 0.00067 | 0.001 | 0.00133 | 0.093503 | 0 | 0.012523 |  | 0.0483 | 0.0483 | 0.0711 | 0.0717
2014-01-18 | 11時 |  | 9.5793 | 0 | 0 | 0 | [9 empty] | 0.77841 | 0 | 0 | 0 | 0 | 0 | 0 | 0 | 0 | 0 | 0 | 0 | 0 | 0 | 0 | 0 | 0 | 0 | 0 | 0 | 0 | 0 | 0.047552 | 0.00013 | 0.00025 | 0.00038 | 0.0005 | 0 | 0 | 0.0052775 |  | 0.056 | 0.0561 | 0.0788 | 0.0795
2014-01-18 | 12時 |  | 3.5571 | 0 | 0 | 0 | [9 empty] | 0.36853 | 0 | 0 | 0 | 0 | 0 | 0 | 0 | 0 | 0 | 0 | 0 | 0 | 0 | 0 | 0 | 0 | 0 | 0 | 0 | 0 | 0 | 0.047552 | 0.00338 | 0.00675 | 0.01013 | 0.01351 | 0.05371 | 0 | 0.0052775 |  | 0.1983 | 0.2727 | 0.3698 | 0.3705
2014-01-18 | 13時 |  | 0 | 0 | 0 | 0 | [9 empty] | 0 | 0 | 0 | 0 | 0 | 0 | 0 | 0 | 0 | 0 | 0 | 0 | 0 | 0 | 0 | 0 | 0 | 0 | 0 | 0 | 0 | 0 | 0.047552 | 0.00033 | 0.00067 | 0.001 | 0.00133 | 0.11604 | 0 | 0 |  | 0.0483 | 0.0483 | 0.0711 | 0.0717
2014-01-18 | 14時 |  | 0 | 0 | 0 | 0 | [9 empty] | 0 | 0 | 0 | 0 | 0 | 0 | 0 | 0 | 0 | 0 | 0 | 0 | 0 | 0 | 0 | 0 | 0 | 0 | 0 | 0 | 0 | 0 | 0.047552 | 0.00013 | 0.00025 | 0.00038 | 0.0005 | 0.031168 | 0 | 0.017801 |  | 0.056 | 0.0561 | 0.0788 | 0.0795
2014-01-18 | 15時 |  | 11.7155 | 0 | 0 | 0 | [9 empty] | 0.98721 | 0 | 0 | 0 | 0 | 0 | 0 | 0 | 0 | 0 | 0 | 0 | 0 | 0 | 0 | 0 | 0 | 0 | 0 | 0 | 0 | 0 | 0.047552 | 0.00013 | 0.00025 | 0.00038 | 0.0005 | 0 | 0 | 0 |  | 0.056 | 0.0561 | 0.0788 | 0.0795
2014-01-18 | 16時 |  | 7.6043 | 0 | 0 | 0 | [9 empty] | 0.6793 | 0 | 0 | 0 | 0 | 0 | 0 | 0 | 0 | 0 | 0 | 0 | 0 | 0 | 0 | 0 | 0 | 0 | 0 | 0 | 0 | 0 | 0.047552 | 0.00033 | 0.00067 | 0.001 | 0.00133 | 0.062335 | 0 | 0.0052775 |  | 0.0483 | 0.0483 | 0.0711 | 0.0717
2014-01-18 | 17時 |  | 11.4089 | 0 | 8.0582 | 0 | [9 empty] | 0.97909 | 0 | 0 | 0 | 0 | 0.70257 | 0 | 0 | 0 | 0 | 0 | 0 | 0 | 0 | 0 | 0 | 0 | 0 | 0 | 0 | 0 | 0 | 0.047552 | 0.00033 | 0.00067 | 0.001 | 0.00133 | 0.10536 | 0 | 0.0082775 |  | 0.1304 | 0.2048 | 0.3019 | 0.3026
2014-01-18 | 18時 |  | 11.5666 | 0 | 0 | 0 | [9 empty] | 0.99567 | 0 | 0 | 0 | 0 | 0 | 0 | 0 | 0 | 0 | 0 | 0 | 0 | 0 | 0 | 0 | 0 | 0 | 0 | 0 | 0 | 0 | 0.047552 | 0.00642 | 0.01284 | 0.01926 | 0.02568 | 0.12467 | 0 | 0.0082775 |  | 0.303 | 0.3387 | 0.3972 | 0.5469
2014-01-18 | 19時 |  | 7.2842 | 0 | 8.1429 | 0 | [9 empty] | 0.67246 | 0 | 0 | 0 | 0 | 0.71978 | 0 | 0 | 0 | 0 | 0 | 0 | 0 | 0 | 0 | 0 | 0 | 0 | 0 | 0 | 0 | 0 | 0.047552 | 0.00642 | 0.01284 | 0.01926 | 0.02568 | 0.21072 | 0.10708 | 0.0082775 |  | 0.0991 | 0.1348 | 0.1932 | 0.1939
2014-01-18 | 20時 |  | 7.7471 | 0 | 6.7091 | 0 | [9 empty] | 0.71152 | 0 | 0 | 0 | 0 | 0.58398 | 0 | 0 | 0 | 0 | 0 | 0 | 0 | 0 | 0 | 0 | 0 | 0 | 0 | 0 | 0 | 0 | 0.047552 | 0.00033 | 0.00067 | 0.001 | 0.00133 | 0.14927 | 0.027125 | 0 |  | 0.0917 | 0.1275 | 0.2102 | 0.2109
2014-01-18 | 21時 |  | 8.1757 | 0 | 8.1552 | 0 | [9 empty] | 0.75015 | 0 | 0 | 0 | 0 | 0.73751 | 0 | 0 | 0 | 0 | 0 | 0 | 0 | 0 | 0 | 0 | 0 | 0 | 0 | 0 | 0 | 0 | 0.047552 | 0.00033 | 0.00067 | 0.001 | 0.00133 | 0.14618 | 0.10814 | 0.031304 |  | 0.1216 | 0.1873 | 0.2837 | 0.2844
2014-01-18 | 22時 |  | 8.5685 | 0 | 3.1911 | 0 | [9 empty] | 0.7866 | 0 | 0 | 0 | 0 | 0.30378 | 0 | 0 | 0 | 0 | 0 | 0 | 0 | 0 | 0 | 0 | 0 | 0 | 0 | 0 | 0 | 0 | 0.047552 | 0.00628 | 0.01256 | 0.01884 | 0.02512 | 0.12467 | 0.16133 | 0.043827 |  | 0.1738 | 0.1917 | 0.262 | 0.2626
2014-01-18 | 23時 |  | 0 | 0 | 0 | 0 | [9 empty] | 0 | 0 | 0 | 0 | 0 | 0 | 0 | 0 | 0 | 0 | 0 | 0 | 0 | 0 | 0 | 0 | 0 | 0 | 0 | 0 | 0 | 0 | 0.047552 | 0.0067 | 0.01339 | 0.02009 | 0.02679 | 0.12467 | 0.18881 | 0.031848 |  | 0.1877 | 0.2176 | 0.2756 | 0.2763
2014-01-19 | 0時 |  | 0 | 0 | 0 | 0 | [9 empty] | 0 | 0 | 0 | 0 | 0 | 0 | 0 | 0 | 0 | 0 | 0 | 0 | 0 | 0 | 0 | 0 | 0 | 0 | 0 | 0 | 0 | 0 | 0.047552 | 0.00013 | 0.00025 | 0.00038 | 0.0005 | 0 | 0.078899 | 0.011656 |  | 0.1578 | 0.1578 | 0.1806 | 0.1812
2014-01-19 | 1時 |  | 0 | 0 | 0 | 0 | [9 empty] | 0 | 0 | 0 | 0 | 0 | 0 | 0 | 0 | 0 | 0 | 0 | 0 | 0 | 0 | 0 | 0 | 0 | 0 | 0 | 0 | 0 | 0 | 0.047552 | 0.00013 | 0.00025 | 0.00038 | 0.0005 | 0 | 0 | 0 |  | 0.0483 | 0.0483 | 0.0711 | 0.0717
2014-01-19 | 2時 |  | 0 | 0 | 0 | 0 | [9 empty] | 0 | 0 | 0 | 0 | 0 | 0 | 0 | 0 | 0 | 0 | 0 | 0 | 0 | 0 | 0 | 0 | 0 | 0 | 0 | 0 | 0 | 0 | 0.047552 | 0.00013 | 0.00025 | 0.00038 | 0.0005 | 0 | 0 | 0 |  | 0.056 | 0.0561 | 0.0788 | 0.0795
2014-01-19 | 3時 |  | 0 | 0 | 0 | 0 | [9 empty] | 0 | 0 | 0 | 0 | 0 | 0 | 0 | 0 | 0 | 0 | 0 | 0 | 0 | 0 | 0 | 0 | 0 | 0 | 0 | 0 | 0 | 0 | 0.047552 | 0.00013 | 0.00025 | 0.00038 | 0.0005 | 0 | 0 | 0 |  | 0.056 | 0.0561 | 0.0788 | 0.0795
2014-01-19 | 4時 |  | 0 | 0 | 0 | 0 | [9 empty] | 0 | 0 | 0 | 0 | 0 | 0 | 0 | 0 | 0 | 0 | 0 | 0 | 0 | 0 | 0 | 0 | 0 | 0 | 0 | 0 | 0 | 0 | 0.047552 | 0.00013 | 0.00025 | 0.00038 | 0.0005 | 0 | 0 | 0 |  | 0.0483 | 0.0483 | 0.0711 | 0.0717
2014-01-19 | 5時 |  | 20.1732 | 13.3611 | 0 | 0 | [9 empty] | 3.6083 | 0 | 0 | 0 | 0 | 0 | 0 | 0 | 0 | 0 | 0 | 0 | 0 | 0 | 0 | 0 | 0 | 0 | 0 | 0 | 0 | 0 | 0.047552 | 0.00013 | 0.00025 | 0.00038 | 0.0005 | 0 | 0 | 0 |  | 0.056 | 0.0561 | 0.0788 | 0.0795
2014-01-19 | 6時 |  | 13.5167 | 0 | 0 | 0 | [9 empty] | 1.2197 | 0 | 0 | 0 | 0 | 0 | 0 | 0 | 0 | 0 | 0 | 0 | 0 | 0 | 0 | 0 | 0 | 0 | 0 | 0 | 0 | 0 | 0.047552 | 0.00338 | 0.00675 | 0.01013 | 0.01351 | 0 | 0.024649 | 0.011815 |  | 0.1925 | 0.2611 | 0.3525 | 0.3531
2014-01-19 | 7時 |  | 9.9742 | 0 | 0 | 0 | [9 empty] | 0.90797 | 0 | 0 | 0 | 0 | 0 | 0 | 0 | 0 | 0 | 0 | 0 | 0 | 0 | 0 | 0 | 0 | 0 | 0 | 0 | 0 | 0 | 0.047552 | 0.00054 | 0.00108 | 0.00163 | 0.00217 | 0.13859 | 0.053895 | 0.036861 |  | 0.1524 | 0.248 | 0.3662 | 0.3669
2014-01-19 | 8時 |  | 6.0717 | 0 | 0 | 0 | [9 empty] | 0.60445 | 0 | 0 | 0 | 0 | 0 | 0 | 0 | 0 | 0 | 0 | 0 | 0 | 0 | 0 | 0 | 0 | 0 | 0 | 0 | 0 | 0 | 0.047552 | 0.00054 | 0.00108 | 0.00163 | 0.00217 | 0.093503 | 0 | 0.035602 |  | 0.1091 | 0.1448 | 0.2032 | 0.2039
2014-01-19 | 9時 |  | 0 | 0 | 0 | 0 | [9 empty] | 0 | 0 | 0 | 0 | 0 | 0 | 0 | 0 | 0 | 0 | 0 | 0 | 0 | 0 | 0 | 0 | 0 | 0 | 0 | 0 | 0 | 0 | 0.047552 | 0.00013 | 0.00025 | 0.00038 | 0.0005 | 0.17838 | 0.10971 | 0.042749 |  | 0.3011 | 0.3368 | 0.3953 | 0.396
2014-01-19 | 10時 |  | 0 | 0 | 0 | 0 | [9 empty] | 0 | 0 | 0 | 0 | 0 | 0 | 0 | 0 | 0 | 0 | 0 | 0 | 0 | 0 | 0 | 0 | 0 | 0 | 0 | 0 | 0 | 0 | 0.047552 | 0.00033 | 0.00067 | 0.001 | 0.00133 | 0.093503 | 0 | 0.012523 |  | 0.0483 | 0.0483 | 0.0711 | 0.0717
2014-01-19 | 11時 |  | 13.9815 | 0 | 0 | 0 | [9 empty] | 1.2277 | 0 | 0 | 0 | 0 | 0 | 0 | 0 | 0 | 0 | 0 | 0 | 0 | 0 | 0 | 0 | 0 | 0 | 0 | 0 | 0 | 0 | 0.047552 | 0.00013 | 0.00025 | 0.00038 | 0.0005 | 0 | 0 | 0.0052775 |  | 0.056 | 0.0561 | 0.0788 | 0.0795
2014-01-19 | 12時 |  | 6.0989 | 0 | 0 | 0 | [9 empty] | 0.58971 | 0 | 0 | 0 | 0 | 0 | 0 | 0 | 0 | 0 | 0 | 0 | 0 | 0 | 0 | 0 | 0 | 0 | 0 | 0 | 0 | 0 | 0.047552 | 0.00338 | 0.00675 | 0.01013 | 0.01351 | 0.05371 | 0 | 0.0052775 |  | 0.1983 | 0.2727 | 0.3698 | 0.3705
2014-01-19 | 13時 |  | 0 | 0 | 0 | 0 | [9 empty] | 0 | 0 | 0 | 0 | 0 | 0 | 0 | 0 | 0 | 0 | 0 | 0 | 0 | 0 | 0 | 0 | 0 | 0 | 0 | 0 | 0 | 0 | 0.047552 | 0.00033 | 0.00067 | 0.001 | 0.00133 | 0.11604 | 0 | 0 |  | 0.0483 | 0.0483 | 0.0711 | 0.0717
2014-01-19 | 14時 |  | 0 | 0 | 0 | 0 | [9 empty] | 0 | 0 | 0 | 0 | 0 | 0 | 0 | 0 | 0 | 0 | 0 | 0 | 0 | 0 | 0 | 0 | 0 | 0 | 0 | 0 | 0 | 0 | 0.047552 | 0.00013 | 0.00025 | 0.00038 | 0.0005 | 0.031168 | 0 | 0.017801 |  | 0.056 | 0.0561 | 0.0788 | 0.0795
2014-01-19 | 15時 |  | 15.0181 | 0 | 0 | 0 | [9 empty] | 1.3594 | 0 | 0 | 0 | 0 | 0 | 0 | 0 | 0 | 0 | 0 | 0 | 0 | 0 | 0 | 0 | 0 | 0 | 0 | 0 | 0 | 0 | 0.047552 | 0.00013 | 0.00025 | 0.00038 | 0.0005 | 0 | 0 | 0 |  | 0.056 | 0.0561 | 0.0788 | 0.0795
2014-01-19 | 16時 |  | 9.5423 | 0 | 0 | 0 | [9 empty] | 0.87171 | 0 | 0 | 0 | 0 | 0 | 0 | 0 | 0 | 0 | 0 | 0 | 0 | 0 | 0 | 0 | 0 | 0 | 0 | 0 | 0 | 0 | 0.047552 | 0.00033 | 0.00067 | 0.001 | 0.00133 | 0.062335 | 0 | 0.0052775 |  | 0.0483 | 0.0483 | 0.0711 | 0.0717
2014-01-19 | 17時 |  | 13.6237 | 0 | 10.1585 | 0 | [9 empty] | 1.2258 | 0 | 0 | 0 | 0 | 1.0065 | 0 | 0 | 0 | 0 | 0 | 0 | 0 | 0 | 0 | 0 | 0 | 0 | 0 | 0 | 0 | 0 | 0.047552 | 0.00033 | 0.00067 | 0.001 | 0.00133 | 0.10536 | 0 | 0.0082775 |  | 0.1304 | 0.2048 | 0.3019 | 0.3026
2014-01-19 | 18時 |  | 13.4438 | 0 | 0 | 0 | [9 empty] | 1.2004 | 0 | 0 | 0 | 0 | 0 | 0 | 0 | 0 | 0 | 0 | 0 | 0 | 0 | 0 | 0 | 0 | 0 | 0 | 0 | 0 | 0 | 0.047552 | 0.00642 | 0.01284 | 0.01926 | 0.02568 | 0.12467 | 0 | 0.0082775 |  | 0.303 | 0.3387 | 0.3972 | 0.5469
2014-01-19 | 19時 |  | 8.7078 | 0 | 9.9441 | 0 | [9 empty] | 0.81272 | 0 | 0 | 0 | 0 | 0.97967 | 0 | 0 | 0 | 0 | 0 | 0 | 0 | 0 | 0 | 0 | 0 | 0 | 0 | 0 | 0 | 0 | 0.047552 | 0.00642 | 0.01284 | 0.01926 | 0.02568 | 0.21072 | 0.10708 | 0.0082775 |  | 0.0991 | 0.1348 | 0.1932 | 0.1939
2014-01-19 | 20時 |  | 8.9969 | 0 | 7.8162 | 0 | [9 empty] | 0.83403 | 0 | 0 | 0 | 0 | 0.72564 | 0 | 0 | 0 | 0 | 0 | 0 | 0 | 0 | 0 | 0 | 0 | 0 | 0 | 0 | 0 | 0 | 0.047552 | 0.00033 | 0.00067 | 0.001 | 0.00133 | 0.14927 | 0.027125 | 0 |  | 0.0917 | 0.1275 | 0.2102 | 0.2109
2014-01-19 | 21時 |  | 9.1341 | 0 | 9.3392 | 0 | [9 empty] | 0.83467 | 0 | 0 | 0 | 0 | 0.84795 | 0 | 0 | 0 | 0 | 0 | 0 | 0 | 0 | 0 | 0 | 0 | 0 | 0 | 0 | 0 | 0 | 0.047552 | 0.00033 | 0.00067 | 0.001 | 0.00133 | 0.14618 | 0.10814 | 0.031304 |  | 0.1216 | 0.1873 | 0.2837 | 0.2844
2014-01-19 | 22時 |  | 9.352 | 0 | 3.5599 | 0 | [9 empty] | 0.85416 | 0 | 0 | 0 | 0 | 0.33244 | 0 | 0 | 0 | 0 | 0 | 0 | 0 | 0 | 0 | 0 | 0 | 0 | 0 | 0 | 0 | 0 | 0.047552 | 0.00628 | 0.01256 | 0.01884 | 0.02512 | 0.12467 | 0.16133 | 0.043827 |  | 0.1738 | 0.1917 | 0.262 | 0.2626
2014-01-19 | 23時 |  | 0 | 0 | 0 | 0 | [9 empty] | 0 | 0 | 0 | 0 | 0 | 0 | 0 | 0 | 0 | 0 | 0 | 0 | 0 | 0 | 0 | 0 | 0 | 0 | 0 | 0 | 0 | 0 | 0.047552 | 0.0067 | 0.01339 | 0.02009 | 0.02679 | 0.12467 | 0.18881 | 0.031848 |  | 0.1877 | 0.2176 | 0.2756 | 0.2763
2014-01-20 | 0時 |  | 0 | 0 | 0 | 0 | [9 empty] | 0 | 0 | 0 | 0 | 0 | 0 | 0 | 0 | 0 | 0 | 0 | 0 | 0 | 0 | 0 | 0 | 0 | 0 | 0 | 0 | 0 | 0 | 0.047552 | 0.00013 | 0.00025 | 0.00038 | 0.0005 | 0 | 0.078899 | 0.011656 |  | 0.1578 | 0.1578 | 0.1806 | 0.1812
2014-01-20 | 1時 |  | 0 | 0 | 0 | 0 | [9 empty] | 0 | 0 | 0 | 0 | 0 | 0 | 0 | 0 | 0 | 0 | 0 | 0 | 0 | 0 | 0 | 0 | 0 | 0 | 0 | 0 | 0 | 0 | 0.047552 | 0.00013 | 0.00025 | 0.00038 | 0.0005 | 0 | 0 | 0 |  | 0.0483 | 0.0483 | 0.0711 | 0.0717
2014-01-20 | 2時 |  | 0 | 0 | 0 | 0 | [9 empty] | 0 | 0 | 0 | 0 | 0 | 0 | 0 | 0 | 0 | 0 | 0 | 0 | 0 | 0 | 0 | 0 | 0 | 0 | 0 | 0 | 0 | 0 | 0.047552 | 0.00013 | 0.00025 | 0.00038 | 0.0005 | 0 | 0 | 0 |  | 0.056 | 0.0561 | 0.0788 | 0.0795
2014-01-20 | 3時 |  | 0 | 0 | 0 | 0 | [9 empty] | 0 | 0 | 0 | 0 | 0 | 0 | 0 | 0 | 0 | 0 | 0 | 0 | 0 | 0 | 0 | 0 | 0 | 0 | 0 | 0 | 0 | 0 | 0.047552 | 0.00013 | 0.00025 | 0.00038 | 0.0005 | 0 | 0 | 0 |  | 0.056 | 0.0561 | 0.0788 | 0.0795
2014-01-20 | 4時 |  | 0 | 0 | 0 | 0 | [9 empty] | 0 | 0 | 0 | 0 | 0 | 0 | 0 | 0 | 0 | 0 | 0 | 0 | 0 | 0 | 0 | 0 | 0 | 0 | 0 | 0 | 0 | 0 | 0.047552 | 0.00013 | 0.00025 | 0.00038 | 0.0005 | 0 | 0 | 0 |  | 0.0483 | 0.0483 | 0.0711 | 0.0717
2014-01-20 | 5時 |  | 26.0075 | 9.7552 | 0 | 0 | [9 empty] | 3.6718 | 0 | 0 | 0 | 0 | 0 | 0 | 0 | 0 | 0 | 0 | 0 | 0 | 0 | 0 | 0 | 0 | 0 | 0 | 0 | 0 | 0 | 0.047552 | 0.00013 | 0.00025 | 0.00038 | 0.0005 | 0 | 0 | 0 |  | 0.056 | 0.0561 | 0.0788 | 0.0795
2014-01-20 | 6時 |  | 14.8231 | 0 | 0 | 0 | [9 empty] | 2.0421 | 0 | 0 | 0 | 0 | 0 | 0 | 0 | 0 | 0 | 0 | 0 | 0 | 0 | 0 | 0 | 0 | 0 | 0 | 0 | 0 | 0 | 0.047552 | 0.00338 | 0.00675 | 0.01013 | 0.01351 | 0 | 0.024649 | 0.011815 |  | 0.1925 | 0.2611 | 0.3525 | 0.3531
2014-01-20 | 7時 |  | 12.6373 | 0 | 0 | 0 | [9 empty] | 1.1782 | 0 | 0 | 0 | 0 | 0 | 0 | 0 | 0 | 0 | 0 | 0 | 0 | 0 | 0 | 0 | 0 | 0 | 0 | 0 | 0 | 0 | 0.047552 | 0.00054 | 0.00108 | 0.00163 | 0.00217 | 0.13859 | 0.053895 | 0.036861 |  | 0.1524 | 0.248 | 0.3662 | 0.3669
2014-01-20 | 8時 |  | 7.8529 | 0 | 0 | 0 | [9 empty] | 0.74603 | 0 | 0 | 0 | 0 | 0 | 0 | 0 | 0 | 0 | 0 | 0 | 0 | 0 | 0 | 0 | 0 | 0 | 0 | 0 | 0 | 0 | 0.047552 | 0.00054 | 0.00108 | 0.00163 | 0.00217 | 0.093503 | 0 | 0.035602 |  | 0.1091 | 0.1448 | 0.2032 | 0.2039
2014-01-20 | 9時 |  | 0 | 0 | 0 | 0 | [9 empty] | 0 | 0 | 0 | 0 | 0 | 0 | 0 | 0 | 0 | 0 | 0 | 0 | 0 | 0 | 0 | 0 | 0 | 0 | 0 | 0 | 0 | 0 | 0.047552 | 0.00013 | 0.00025 | 0.00038 | 0.0005 | 0.17838 | 0.10971 | 0.042749 |  | 0.3011 | 0.3368 | 0.3953 | 0.396
2014-01-20 | 10時 |  | 0 | 0 | 0 | 0 | [9 empty] | 0 | 0 | 0 | 0 | 0 | 0 | 0 | 0 | 0 | 0 | 0 | 0 | 0 | 0 | 0 | 0 | 0 | 0 | 0 | 0 | 0 | 0 | 0.047552 | 0.00033 | 0.00067 | 0.001 | 0.00133 | 0.093503 | 0 | 0.012523 |  | 0.0483 | 0.0483 | 0.0711 | 0.0717
2014-01-20 | 11時 |  | 11.7945 | 0 | 0 | 0 | [9 empty] | 0.98199 | 0 | 0 | 0 | 0 | 0 | 0 | 0 | 0 | 0 | 0 | 0 | 0 | 0 | 0 | 0 | 0 | 0 | 0 | 0 | 0 | 0 | 0.047552 | 0.00013 | 0.00025 | 0.00038 | 0.0005 | 0 | 0 | 0.0052775 |  | 0.056 | 0.0561 | 0.0788 | 0.0795
2014-01-20 | 12時 |  | 5.141 | 0 | 0 | 0 | [9 empty] | 0.49449 | 0 | 0 | 0 | 0 | 0 | 0 | 0 | 0 | 0 | 0 | 0 | 0 | 0 | 0 | 0 | 0 | 0 | 0 | 0 | 0 | 0 | 0.047552 | 0.00338 | 0.00675 | 0.01013 | 0.01351 | 0.05371 | 0 | 0.0052775 |  | 0.1983 | 0.2727 | 0.3698 | 0.3705
2014-01-20 | 13時 |  | 0 | 0 | 0 | 0 | [9 empty] | 0 | 0 | 0 | 0 | 0 | 0 | 0 | 0 | 0 | 0 | 0 | 0 | 0 | 0 | 0 | 0 | 0 | 0 | 0 | 0 | 0 | 0 | 0.047552 | 0.00033 | 0.00067 | 0.001 | 0.00133 | 0.11604 | 0 | 0 |  | 0.0483 | 0.0483 | 0.0711 | 0.0717
2014-01-20 | 14時 |  | 0 | 0 | 0 | 0 | [9 empty] | 0 | 0 | 0 | 0 | 0 | 0 | 0 | 0 | 0 | 0 | 0 | 0 | 0 | 0 | 0 | 0 | 0 | 0 | 0 | 0 | 0 | 0 | 0.047552 | 0.00013 | 0.00025 | 0.00038 | 0.0005 | 0.031168 | 0 | 0.017801 |  | 0.056 | 0.0561 | 0.0788 | 0.0795
2014-01-20 | 15時 |  | 12.7849 | 0 | 0 | 0 | [9 empty] | 1.0962 | 0 | 0 | 0 | 0 | 0 | 0 | 0 | 0 | 0 | 0 | 0 | 0 | 0 | 0 | 0 | 0 | 0 | 0 | 0 | 0 | 0 | 0.047552 | 0.00013 | 0.00025 | 0.00038 | 0.0005 | 0 | 0 | 0 |  | 0.056 | 0.0561 | 0.0788 | 0.0795
2014-01-20 | 16時 |  | 8.4471 | 0 | 0 | 0 | [9 empty] | 0.75391 | 0 | 0 | 0 | 0 | 0 | 0 | 0 | 0 | 0 | 0 | 0 | 0 | 0 | 0 | 0 | 0 | 0 | 0 | 0 | 0 | 0 | 0.047552 | 0.00033 | 0.00067 | 0.001 | 0.00133 | 0.062335 | 0 | 0.0052775 |  | 0.0483 | 0.0483 | 0.0711 | 0.0717
2014-01-20 | 17時 |  | 12.2362 | 0 | 9.0309 | 0 | [9 empty] | 1.0592 | 0 | 0 | 0 | 0 | 0.81626 | 0 | 0 | 0 | 0 | 0 | 0 | 0 | 0 | 0 | 0 | 0 | 0 | 0 | 0 | 0 | 0 | 0.047552 | 0.00033 | 0.00067 | 0.001 | 0.00133 | 0.10536 | 0 | 0.0082775 |  | 0.1304 | 0.2048 | 0.3019 | 0.3026
2014-01-20 | 18時 |  | 12.3474 | 0 | 0 | 0 | [9 empty] | 1.0723 | 0 | 0 | 0 | 0 | 0 | 0 | 0 | 0 | 0 | 0 | 0 | 0 | 0 | 0 | 0 | 0 | 0 | 0 | 0 | 0 | 0 | 0.047552 | 0.00642 | 0.01284 | 0.01926 | 0.02568 | 0.12467 | 0 | 0.0082775 |  | 0.303 | 0.3387 | 0.3972 | 0.5469
2014-01-20 | 19時 |  | 7.8471 | 0 | 8.9581 | 0 | [9 empty] | 0.71391 | 0 | 0 | 0 | 0 | 0.81 | 0 | 0 | 0 | 0 | 0 | 0 | 0 | 0 | 0 | 0 | 0 | 0 | 0 | 0 | 0 | 0 | 0.047552 | 0.00642 | 0.01284 | 0.01926 | 0.02568 | 0.21072 | 0.10708 | 0.0082775 |  | 0.0991 | 0.1348 | 0.1932 | 0.1939
2014-01-20 | 20時 |  | 8.1764 | 0 | 7.1317 | 0 | [9 empty] | 0.73909 | 0 | 0 | 0 | 0 | 0.62153 | 0 | 0 | 0 | 0 | 0 | 0 | 0 | 0 | 0 | 0 | 0 | 0 | 0 | 0 | 0 | 0 | 0.047552 | 0.00033 | 0.00067 | 0.001 | 0.00133 | 0.14927 | 0.027125 | 0 |  | 0.0917 | 0.1275 | 0.2102 | 0.2109
2014-01-20 | 21時 |  | 8.4139 | 0 | 8.5038 | 0 | [9 empty] | 0.75468 | 0 | 0 | 0 | 0 | 0.75301 | 0 | 0 | 0 | 0 | 0 | 0 | 0 | 0 | 0 | 0 | 0 | 0 | 0 | 0 | 0 | 0 | 0.047552 | 0.00033 | 0.00067 | 0.001 | 0.00133 | 0.14618 | 0.10814 | 0.031304 |  | 0.1216 | 0.1873 | 0.2837 | 0.2844
2014-01-20 | 22時 |  | 8.6506 | 0 | 3.25 | 0 | [9 empty] | 0.7751 | 0 | 0 | 0 | 0 | 0.30179 | 0 | 0 | 0 | 0 | 0 | 0 | 0 | 0 | 0 | 0 | 0 | 0 | 0 | 0 | 0 | 0 | 0.047552 | 0.00628 | 0.01256 | 0.01884 | 0.02512 | 0.12467 | 0.16133 | 0.043827 |  | 0.1738 | 0.1917 | 0.262 | 0.2626
2014-01-20 | 23時 |  | 0 | 0 | 0 | 0 | [9 empty] | 0 | 0 | 0 | 0 | 0 | 0 | 0 | 0 | 0 | 0 | 0 | 0 | 0 | 0 | 0 | 0 | 0 | 0 | 0 | 0 | 0 | 0 | 0.047552 | 0.0067 | 0.01339 | 0.02009 | 0.02679 | 0.12467 | 0.18881 | 0.031848 |  | 0.1877 | 0.2176 | 0.2756 | 0.2763
2014-01-21 | 0時 |  | 0 | 0 | 0 | 0 | [9 empty] | 0 | 0 | 0 | 0 | 0 | 0 | 0 | 0 | 0 | 0 | 0 | 0 | 0 | 0 | 0 | 0 | 0 | 0 | 0 | 0 | 0 | 0 | 0.047552 | 0.00013 | 0.00025 | 0.00038 | 0.0005 | 0 | 0 | 0 |  | 0.1578 | 0.1578 | 0.1806 | 0.1812
2014-01-21 | 1時 |  | 0 | 0 | 0 | 0 | [9 empty] | 0 | 0 | 0 | 0 | 0 | 0 | 0 | 0 | 0 | 0 | 0 | 0 | 0 | 0 | 0 | 0 | 0 | 0 | 0 | 0 | 0 | 0 | 0.047552 | 0.00013 | 0.00025 | 0.00038 | 0.0005 | 0 | 0 | 0 |  | 0.0483 | 0.0483 | 0.0711 | 0.0717
2014-01-21 | 2時 |  | 0 | 0 | 0 | 0 | [9 empty] | 0 | 0 | 0 | 0 | 0 | 0 | 0 | 0 | 0 | 0 | 0 | 0 | 0 | 0 | 0 | 0 | 0 | 0 | 0 | 0 | 0 | 0 | 0.047552 | 0.00013 | 0.00025 | 0.00038 | 0.0005 | 0 | 0 | 0 |  | 0.056 | 0.0561 | 0.0788 | 0.0795
2014-01-21 | 3時 |  | 0 | 0 | 0 | 0 | [9 empty] | 0 | 0 | 0 | 0 | 0 | 0 | 0 | 0 | 0 | 0 | 0 | 0 | 0 | 0 | 0 | 0 | 0 | 0 | 0 | 0 | 0 | 0 | 0.047552 | 0.00013 | 0.00025 | 0.00038 | 0.0005 | 0 | 0 | 0 |  | 0.056 | 0.0561 | 0.0788 | 0.0795
2014-01-21 | 4時 |  | 0 | 0 | 0 | 0 | [9 empty] | 0 | 0 | 0 | 0 | 0 | 0 | 0 | 0 | 0 | 0 | 0 | 0 | 0 | 0 | 0 | 0 | 0 | 0 | 0 | 0 | 0 | 0 | 0.047552 | 0.00013 | 0.00025 | 0.00038 | 0.0005 | 0 | 0 | 0 |  | 0.0483 | 0.0483 | 0.0711 | 0.0717
2014-01-21 | 5時 |  | 0 | 0 | 0 | 0 | [9 empty] | 0 | 0 | 0 | 0 | 0 | 0 | 0 | 0 | 0 | 0 | 0 | 0 | 0 | 0 | 0 | 0 | 0 | 0 | 0 | 0 | 0 | 0 | 0.047552 | 0.00013 | 0.00025 | 0.00038 | 0.0005 | 0 | 0 | 0 |  | 0.056 | 0.0561 | 0.0788 | 0.0795
2014-01-21 | 6時 |  | 0 | 0 | 0 | 0 | [9 empty] | 0 | 0 | 0 | 0 | 0 | 0 | 0 | 0 | 0 | 0 | 0 | 0 | 0 | 0 | 0 | 0 | 0 | 0 | 0 | 0 | 0 | 0 | 0.047552 | 0.00013 | 0.00025 | 0.00038 | 0.0005 | 0 | 0 | 0 |  | 0.056 | 0.0561 | 0.0788 | 0.0795
2014-01-21 | 7時 |  | 26.5186 | 5.6116 | 11.4741 | 0 | [9 empty] | 3.5833 | 0 | 0 | 0 | 0 | 1.1631 | 0 | 0 | 0 | 0 | 0 | 0 | 0 | 0 | 0 | 0 | 0 | 0 | 0 | 0 | 0 | 0 | 0.047552 | 0.00054 | 0.00108 | 0.00163 | 0.00217 | 0 | 0.024649 | 0.022689 |  | 0.1168 | 0.1854 | 0.2767 | 0.2774
2014-01-21 | 8時 |  | 11.398 | 0 | 14.5025 | 0 | [9 empty] | 0.98431 | 0 | 0 | 0 | 0 | 1.3447 | 0 | 0 | 0 | 0 | 0 | 0 | 0 | 0 | 0 | 0 | 0 | 0 | 0 | 0 | 0 | 0 | 0.047552 | 0.00379 | 0.00759 | 0.01138 | 0.01518 | 0.084877 | 0.078545 | 0.064582 |  | 0.2156 | 0.2812 | 0.3696 | 0.3702
2014-01-21 | 9時 |  | 6.2117 | 0 | 4.4497 | 0 | [9 empty] | 0.57934 | 0 | 0 | 0 | 0 | 0.47909 | 0 | 0 | 0 | 0 | 0 | 0 | 0 | 0 | 0 | 0 | 0 | 0 | 0 | 0 | 0 | 0 | 0.047552 | 0.00033 | 0.00067 | 0.001 | 0.00133 | 0.23209 | 0.16325 | 0.052059 |  | 0.2163 | 0.252 | 0.3265 | 0.3272
2014-01-21 | 10時 |  | 3.4861 | 0 | 1.7027 | 0 | [9 empty] | 0.38629 | 0 | 0 | 0 | 0 | 0.39355 | 0 | 0 | 0 | 0 | 0 | 0 | 0 | 0 | 0 | 0 | 0 | 0 | 0 | 0 | 0 | 0 | 0.047552 | 0.00054 | 0.00108 | 0.00163 | 0.00217 | 0.12467 | 0.21558 | 0.037471 |  | 0.1917 | 0.2274 | 0.3128 | 0.3134
2014-01-21 | 11時 |  | 3.1681 | 0 | 0.029082 | 0 | [9 empty] | 0.35388 | 0 | 0 | 0 | 0 | 0.19273 | 0 | 0 | 0 | 0 | 0 | 0 | 0 | 0 | 0 | 0 | 0 | 0 | 0 | 0 | 0 | 0 | 0.047552 | 0.00033 | 0.00067 | 0.001 | 0.00133 | 0.12467 | 0.21558 | 0 |  | 0.1994 | 0.2352 | 0.315 | 0.3157
2014-01-21 | 12時 |  | 1.2647 | 0 | 0 | 0 | [9 empty] | 0.20768 | 0 | 0 | 0 | 0 | 0 | 0 | 0 | 0 | 0 | 0 | 0 | 0 | 0 | 0 | 0 | 0 | 0 | 0 | 0 | 0 | 0 | 0.047552 | 0.00338 | 0.00675 | 0.01013 | 0.01351 | 0.14721 | 0.13456 | 0.018352 |  | 0.1983 | 0.2727 | 0.3698 | 0.3705
2014-01-21 | 13時 |  | 0 | 0 | 0 | 0 | [9 empty] | 0 | 0 | 0 | 0 | 0 | 0 | 0 | 0 | 0 | 0 | 0 | 0 | 0 | 0 | 0 | 0 | 0 | 0 | 0 | 0 | 0 | 0 | 0.047552 | 0.00033 | 0.00067 | 0.001 | 0.00133 | 0.13756 | 0.026771 | 0.023629 |  | 0.0483 | 0.0483 | 0.0711 | 0.0717
2014-01-21 | 14時 |  | 0 | 0 | 0 | 0 | [9 empty] | 0 | 0 | 0 | 0 | 0 | 0 | 0 | 0 | 0 | 0 | 0 | 0 | 0 | 0 | 0 | 0 | 0 | 0 | 0 | 0 | 0 | 0 | 0.047552 | 0.00013 | 0.00025 | 0.00038 | 0.0005 | 0 | 0 | 0 |  | 0.056 | 0.0561 | 0.0788 | 0.0795
2014-01-21 | 15時 |  | 6.0333 | 0 | 1.5583 | 0 | [9 empty] | 0.52802 | 0 | 0 | 0 | 0 | 0.20608 | 0 | 0 | 0 | 0 | 0 | 0 | 0 | 0 | 0 | 0 | 0 | 0 | 0 | 0 | 0 | 0 | 0.047552 | 0.00013 | 0.00025 | 0.00038 | 0.0005 | 0 | 0 | 0 |  | 0.056 | 0.0561 | 0.0788 | 0.0795
2014-01-21 | 16時 |  | 8.863 | 0 | 1.7915 | 0 | [9 empty] | 0.75429 | 0 | 0 | 0 | 0 | 0.21901 | 0 | 0 | 0 | 0 | 0 | 0 | 0 | 0 | 0 | 0 | 0 | 0 | 0 | 0 | 0 | 0 | 0.047552 | 0.00054 | 0.00108 | 0.00163 | 0.00217 | 0.062335 | 0.054249 | 0.024058 |  | 0.2095 | 0.275 | 0.3956 | 0.5453
2014-01-21 | 17時 |  | 10.0154 | 0 | 2.4258 | 0 | [9 empty] | 0.8608 | 0 | 0 | 0 | 0 | 0.25003 | 0 | 0 | 0 | 0 | 0 | 0 | 0 | 0 | 0 | 0 | 0 | 0 | 0 | 0 | 0 | 0 | 0.047552 | 0.00642 | 0.01284 | 0.01926 | 0.02568 | 0.12467 | 0.1085 | 0.026923 |  | 0.2423 | 0.2781 | 0.3689 | 0.5187
2014-01-21 | 18時 |  | 6.2952 | 0 | 0 | 0 | [9 empty] | 0.59574 | 0 | 0 | 0 | 0 | 0 | 0 | 0 | 0 | 0 | 0 | 0 | 0 | 0 | 0 | 0 | 0 | 0 | 0 | 0 | 0 | 0 | 0.047552 | 0.00642 | 0.01284 | 0.01926 | 0.02568 | 0.21072 | 0.1085 | 0 |  | 0.1819 | 0.2177 | 0.2978 | 0.4476
2014-01-21 | 19時 |  | 7.017 | 0 | 10.2654 | 0 | [9 empty] | 0.6662 | 0 | 0 | 0 | 0 | 0.9019 | 0 | 0 | 0 | 0 | 0 | 0 | 0 | 0 | 0 | 0 | 0 | 0 | 0 | 0 | 0 | 0 | 0.047552 | 0.00013 | 0.00025 | 0.00038 | 0.0005 | 0.12879 | 0 | 0.006537 |  | 0.0998 | 0.1355 | 0.2049 | 0.2056
2014-01-21 | 20時 |  | 7.3689 | 0 | 5.7719 | 0 | [9 empty] | 0.70362 | 0 | 0 | 0 | 0 | 0.57115 | 0 | 0 | 0 | 0 | 0 | 0 | 0 | 0 | 0 | 0 | 0 | 0 | 0 | 0 | 0 | 0 | 0.047552 | 0.00033 | 0.00067 | 0.001 | 0.00133 | 0.16769 | 0.10779 | 0.006537 |  | 0.0917 | 0.1275 | 0.2183 | 0.219
2014-01-21 | 21時 |  | 8.0977 | 0 | 5.2615 | 0 | [9 empty] | 0.77317 | 0 | 0 | 0 | 0 | 0.55046 | 0 | 0 | 0 | 0 | 0 | 0 | 0 | 0 | 0 | 0 | 0 | 0 | 0 | 0 | 0 | 0 | 0.047552 | 0.00628 | 0.01256 | 0.01884 | 0.02512 | 0.12467 | 0.18846 | 0.012659 |  | 0.1755 | 0.2411 | 0.3458 | 0.3465
2014-01-21 | 22時 |  | 0 | 0 | 0 | 0 | [9 empty] | 0 | 0 | 0 | 0 | 0 | 0 | 0 | 0 | 0 | 0 | 0 | 0 | 0 | 0 | 0 | 0 | 0 | 0 | 0 | 0 | 0 | 0 | 0.047552 | 0.00649 | 0.01298 | 0.01947 | 0.02595 | 0.12467 | 0.16133 | 0.043827 |  | 0.1139 | 0.1795 | 0.3002 | 0.3009
2014-01-21 | 23時 |  | 0 | 0 | 0 | 0 | [9 empty] | 0 | 0 | 0 | 0 | 0 | 0 | 0 | 0 | 0 | 0 | 0 | 0 | 0 | 0 | 0 | 0 | 0 | 0 | 0 | 0 | 0 | 0 | 0.047552 | 0.00331 | 0.00661 | 0.00992 | 0.01323 | 0.062335 | 0.15709 | 0.04296 |  | 0.1578 | 0.1578 | 0.1806 | 0.1812
2014-01-22 | 0時 |  | 0 | 0 | 0 | 0 | [9 empty] | 0 | 0 | 0 | 0 | 0 | 0 | 0 | 0 | 0 | 0 | 0 | 0 | 0 | 0 | 0 | 0 | 0 | 0 | 0 | 0 | 0 | 0 | 0.047552 | 0.00013 | 0.00025 | 0.00038 | 0.0005 | 0 | 0 | 0 |  | 0.1578 | 0.1578 | 0.1806 | 0.1812
2014-01-22 | 1時 |  | 0 | 0 | 0 | 0 | [9 empty] | 0 | 0 | 0 | 0 | 0 | 0 | 0 | 0 | 0 | 0 | 0 | 0 | 0 | 0 | 0 | 0 | 0 | 0 | 0 | 0 | 0 | 0 | 0.047552 | 0.00013 | 0.00025 | 0.00038 | 0.0005 | 0 | 0 | 0 |  | 0.0483 | 0.0483 | 0.0711 | 0.0717
2014-01-22 | 2時 |  | 0 | 0 | 0 | 0 | [9 empty] | 0 | 0 | 0 | 0 | 0 | 0 | 0 | 0 | 0 | 0 | 0 | 0 | 0 | 0 | 0 | 0 | 0 | 0 | 0 | 0 | 0 | 0 | 0.047552 | 0.00013 | 0.00025 | 0.00038 | 0.0005 | 0 | 0 | 0 |  | 0.056 | 0.0561 | 0.0788 | 0.0795
2014-01-22 | 3時 |  | 0 | 0 | 0 | 0 | [9 empty] | 0 | 0 | 0 | 0 | 0 | 0 | 0 | 0 | 0 | 0 | 0 | 0 | 0 | 0 | 0 | 0 | 0 | 0 | 0 | 0 | 0 | 0 | 0.047552 | 0.00013 | 0.00025 | 0.00038 | 0.0005 | 0 | 0 | 0 |  | 0.056 | 0.0561 | 0.0788 | 0.0795
2014-01-22 | 4時 |  | 0 | 0 | 0 | 0 | [9 empty] | 0 | 0 | 0 | 0 | 0 | 0 | 0 | 0 | 0 | 0 | 0 | 0 | 0 | 0 | 0 | 0 | 0 | 0 | 0 | 0 | 0 | 0 | 0.047552 | 0.00013 | 0.00025 | 0.00038 | 0.0005 | 0 | 0 | 0 |  | 0.0483 | 0.0483 | 0.0711 | 0.0717
2014-01-22 | 5時 |  | 0 | 0 | 0 | 0 | [9 empty] | 0 | 0 | 0 | 0 | 0 | 0 | 0 | 0 | 0 | 0 | 0 | 0 | 0 | 0 | 0 | 0 | 0 | 0 | 0 | 0 | 0 | 0 | 0.047552 | 0.00013 | 0.00025 | 0.00038 | 0.0005 | 0 | 0 | 0 |  | 0.056 | 0.0561 | 0.0788 | 0.0795
2014-01-22 | 6時 |  | 0 | 0 | 0 | 0 | [9 empty] | 0 | 0 | 0 | 0 | 0 | 0 | 0 | 0 | 0 | 0 | 0 | 0 | 0 | 0 | 0 | 0 | 0 | 0 | 0 | 0 | 0 | 0 | 0.047552 | 0.00033 | 0.00067 | 0.001 | 0.00133 | 0 | 0.024649 | 0.011815 |  | 0.0859 | 0.1159 | 0.1685 | 0.1692
2014-01-22 | 7時 |  | 20.0573 | 15.4582 | 8.5926 | 4.2144 | [9 empty] | 3.649 | 0 | 0 | 0 | 0 | 1.2236 | 0 | 0 | 0 | 0 | 0 | 0 | 0 | 0 | 0 | 0 | 0 | 0 | 0 | 0 | 0 | 0 | 0.047552 | 0.00033 | 0.00067 | 0.001 | 0.00133 | 0.093503 | 0 | 0.015347 |  | 0.2346 | 0.2703 | 0.3287 | 0.3294
2014-01-22 | 8時 |  | 10.1242 | 0 | 14.3709 | 0 | [9 empty] | 0.9291 | 0 | 0 | 0 | 0 | 1.4468 | 0 | 0 | 0 | 0 | 0 | 0 | 0 | 0 | 0 | 0 | 0 | 0 | 0 | 0 | 0 | 0 | 0.047552 | 0.00705 | 0.01409 | 0.02114 | 0.02818 | 0.13653 | 0.078545 | 0.060527 |  | 0.2282 | 0.3325 | 0.4595 | 0.4602
2014-01-22 | 9時 |  | 7.4062 | 0 | 5.5977 | 0 | [9 empty] | 0.69838 | 0 | 0 | 0 | 0 | 0.55681 | 0 | 0 | 0 | 0 | 0 | 0 | 0 | 0 | 0 | 0 | 0 | 0 | 0 | 0 | 0 | 0 | 0.047552 | 0.00013 | 0.00025 | 0.00038 | 0.0005 | 0.084877 | 0.053895 | 0.0052775 |  | 0.056 | 0.0561 | 0.0788 | 0.0795
2014-01-22 | 10時 |  | 4.0713 | 0 | 2.1877 | 0 | [9 empty] | 0.44105 | 0 | 0 | 0 | 0 | 0.40769 | 0 | 0 | 0 | 0 | 0 | 0 | 0 | 0 | 0 | 0 | 0 | 0 | 0 | 0 | 0 | 0 | 0.047552 | 0.00013 | 0.00025 | 0.00038 | 0.0005 | 0 | 0 | 0 |  | 0.0483 | 0.0483 | 0.0711 | 0.0717
2014-01-22 | 11時 |  | 3.5214 | 0 | 0.13398 | 0 | [9 empty] | 0.37686 | 0 | 0 | 0 | 0 | 0.19147 | 0 | 0 | 0 | 0 | 0 | 0 | 0 | 0 | 0 | 0 | 0 | 0 | 0 | 0 | 0 | 0 | 0.047552 | 0.00013 | 0.00025 | 0.00038 | 0.0005 | 0 | 0 | 0 |  | 0.056 | 0.0561 | 0.0788 | 0.0795
2014-01-22 | 12時 |  | 1.601 | 0 | 0 | 0 | [9 empty] | 0.23299 | 0 | 0 | 0 | 0 | 0 | 0 | 0 | 0 | 0 | 0 | 0 | 0 | 0 | 0 | 0 | 0 | 0 | 0 | 0 | 0 | 0 | 0.047552 | 0.00013 | 0.00025 | 0.00038 | 0.0005 | 0 | 0 | 0 |  | 0.056 | 0.0561 | 0.0788 | 0.0795
2014-01-22 | 13時 |  | 0 | 0 | 0 | 0 | [9 empty] | 0 | 0 | 0 | 0 | 0 | 0 | 0 | 0 | 0 | 0 | 0 | 0 | 0 | 0 | 0 | 0 | 0 | 0 | 0 | 0 | 0 | 0 | 0.047552 | 0.00013 | 0.00025 | 0.00038 | 0.0005 | 0 | 0 | 0 |  | 0.0483 | 0.0483 | 0.0711 | 0.0717
2014-01-22 | 14時 |  | 0 | 0 | 0 | 0 | [9 empty] | 0 | 0 | 0 | 0 | 0 | 0 | 0 | 0 | 0 | 0 | 0 | 0 | 0 | 0 | 0 | 0 | 0 | 0 | 0 | 0 | 0 | 0 | 0.047552 | 0.00013 | 0.00025 | 0.00038 | 0.0005 | 0 | 0 | 0 |  | 0.056 | 0.0561 | 0.0788 | 0.0795
2014-01-22 | 15時 |  | 7.5523 | 0 | 2.2716 | 0 | [9 empty] | 0.64734 | 0 | 0 | 0 | 0 | 0.2354 | 0 | 0 | 0 | 0 | 0 | 0 | 0 | 0 | 0 | 0 | 0 | 0 | 0 | 0 | 0 | 0 | 0.047552 | 0.00013 | 0.00025 | 0.00038 | 0.0005 | 0 | 0 | 0 |  | 0.056 | 0.0561 | 0.0788 | 0.0795
2014-01-22 | 16時 |  | 9.398 | 0 | 2.0886 | 0 | [9 empty] | 0.79595 | 0 | 0 | 0 | 0 | 0.23078 | 0 | 0 | 0 | 0 | 0 | 0 | 0 | 0 | 0 | 0 | 0 | 0 | 0 | 0 | 0 | 0 | 0.047552 | 0.00013 | 0.00025 | 0.00038 | 0.0005 | 0 | 0 | 0 |  | 0.0483 | 0.0483 | 0.0711 | 0.0717
2014-01-22 | 17時 |  | 10.0545 | 0 | 2.539 | 0 | [9 empty] | 0.8529 | 0 | 0 | 0 | 0 | 0.25287 | 0 | 0 | 0 | 0 | 0 | 0 | 0 | 0 | 0 | 0 | 0 | 0 | 0 | 0 | 0 | 0 | 0.047552 | 0.00013 | 0.00025 | 0.00038 | 0.0005 | 0 | 0 | 0 |  | 0.056 | 0.0561 | 0.0788 | 0.0795
2014-01-22 | 18時 |  | 6.2448 | 0 | 0 | 0 | [9 empty] | 0.57706 | 0 | 0 | 0 | 0 | 0 | 0 | 0 | 0 | 0 | 0 | 0 | 0 | 0 | 0 | 0 | 0 | 0 | 0 | 0 | 0 | 0 | 0.047552 | 0.00013 | 0.00025 | 0.00038 | 0.0005 | 0 | 0 | 0 |  | 0.056 | 0.0561 | 0.0788 | 0.0795
2014-01-22 | 19時 |  | 6.565 | 0 | 10.0575 | 0 | [9 empty] | 0.59446 | 0 | 0 | 0 | 0 | 0.83642 | 0 | 0 | 0 | 0 | 0 | 0 | 0 | 0 | 0 | 0 | 0 | 0 | 0 | 0 | 0 | 0 | 0.047552 | 0.00013 | 0.00025 | 0.00038 | 0.0005 | 0 | 0 | 0 |  | 0.0483 | 0.0483 | 0.0711 | 0.0717
2014-01-22 | 20時 |  | 6.8066 | 0 | 5.3436 | 0 | [9 empty] | 0.77314 | 0 | 0 | 0 | 0 | 0.62109 | 0 | 0 | 0 | 0 | 0 | 0 | 0 | 0 | 0 | 0 | 0 | 0 | 0 | 0 | 0 | 0 | 0.047552 | 0.00054 | 0.00108 | 0.00163 | 0.00217 | 0.062335 | 0 | 0.0082775 |  | 0.1304 | 0.2048 | 0.3129 | 0.4626
2014-01-22 | 21時 |  | 7.27 | 0 | 4.6225 | 0 | [9 empty] | 0.8229 | 0 | 0 | 0 | 0 | 0.56599 | 0 | 0 | 0 | 0 | 0 | 0 | 0 | 0 | 0 | 0 | 0 | 0 | 0 | 0 | 0 | 0 | 0.047552 | 0.00033 | 0.00067 | 0.001 | 0.00133 | 0.12467 | 0.026771 | 0.031304 |  | 0.1755 | 0.2411 | 0.3322 | 0.4447
2014-01-22 | 22時 |  | 0 | 0 | 0 | 0 | [9 empty] | 0 | 0 | 0 | 0 | 0 | 0 | 0 | 0 | 0 | 0 | 0 | 0 | 0 | 0 | 0 | 0 | 0 | 0 | 0 | 0 | 0 | 0 | 0.047552 | 0.00352 | 0.00703 | 0.01055 | 0.01406 | 0.12467 | 0.16133 | 0.043827 |  | 0.051 | 0.0511 | 0.0952 | 0.0959
2014-01-22 | 23時 |  | 0 | 0 | 0 | 0 | [9 empty] | 0 | 0 | 0 | 0 | 0 | 0 | 0 | 0 | 0 | 0 | 0 | 0 | 0 | 0 | 0 | 0 | 0 | 0 | 0 | 0 | 0 | 0 | 0.047552 | 0.00628 | 0.01256 | 0.01884 | 0.02512 | 0.062335 | 0.15709 | 0.044922 |  | 0.1877 | 0.2176 | 0.2703 | 0.2709
2014-01-23 | 0時 |  | 0 | 0 | 0 | 0 | [9 empty] | 0 | 0 | 0 | 0 | 0 | 0 | 0 | 0 | 0 | 0 | 0 | 0 | 0 | 0 | 0 | 0 | 0 | 0 | 0 | 0 | 0 | 0 | 0.047552 | 0.00013 | 0.00025 | 0.00038 | 0.0005 | 0 | 0.078899 | 0.011656 |  | 0.1578 | 0.1578 | 0.1806 | 0.1812
2014-01-23 | 1時 |  | 0 | 0 | 0 | 0 | [9 empty] | 0 | 0 | 0 | 0 | 0 | 0 | 0 | 0 | 0 | 0 | 0 | 0 | 0 | 0 | 0 | 0 | 0 | 0 | 0 | 0 | 0 | 0 | 0.047552 | 0.00013 | 0.00025 | 0.00038 | 0.0005 | 0 | 0 | 0 |  | 0.0483 | 0.0483 | 0.0711 | 0.0717
2014-01-23 | 2時 |  | 0 | 0 | 0 | 0 | [9 empty] | 0 | 0 | 0 | 0 | 0 | 0 | 0 | 0 | 0 | 0 | 0 | 0 | 0 | 0 | 0 | 0 | 0 | 0 | 0 | 0 | 0 | 0 | 0.047552 | 0.00013 | 0.00025 | 0.00038 | 0.0005 | 0 | 0 | 0 |  | 0.056 | 0.0561 | 0.0788 | 0.0795
2014-01-23 | 3時 |  | 0 | 0 | 0 | 0 | [9 empty] | 0 | 0 | 0 | 0 | 0 | 0 | 0 | 0 | 0 | 0 | 0 | 0 | 0 | 0 | 0 | 0 | 0 | 0 | 0 | 0 | 0 | 0 | 0.047552 | 0.00013 | 0.00025 | 0.00038 | 0.0005 | 0 | 0 | 0 |  | 0.056 | 0.0561 | 0.0788 | 0.0795
2014-01-23 | 4時 |  | 0 | 0 | 0 | 0 | [9 empty] | 0 | 0 | 0 | 0 | 0 | 0 | 0 | 0 | 0 | 0 | 0 | 0 | 0 | 0 | 0 | 0 | 0 | 0 | 0 | 0 | 0 | 0 | 0.047552 | 0.00013 | 0.00025 | 0.00038 | 0.0005 | 0 | 0 | 0 |  | 0.0483 | 0.0483 | 0.0711 | 0.0717
2014-01-23 | 5時 |  | 20.3221 | 11.2042 | 0 | 0 | [9 empty] | 3.5883 | 0 | 0 | 0 | 0 | 0 | 0 | 0 | 0 | 0 | 0 | 0 | 0 | 0 | 0 | 0 | 0 | 0 | 0 | 0 | 0 | 0 | 0.047552 | 0.00013 | 0.00025 | 0.00038 | 0.0005 | 0 | 0 | 0 |  | 0.056 | 0.0561 | 0.0788 | 0.0795
2014-01-23 | 6時 |  | 12.5995 | 0 | 0 | 0 | [9 empty] | 1.5418 | 0 | 0 | 0 | 0 | 0 | 0 | 0 | 0 | 0 | 0 | 0 | 0 | 0 | 0 | 0 | 0 | 0 | 0 | 0 | 0 | 0 | 0.047552 | 0.00338 | 0.00675 | 0.01013 | 0.01351 | 0 | 0.024649 | 0.011815 |  | 0.1925 | 0.2611 | 0.3525 | 0.3531
2014-01-23 | 7時 |  | 8.4797 | 0 | 0 | 0 | [9 empty] | 0.99076 | 0 | 0 | 0 | 0 | 0 | 0 | 0 | 0 | 0 | 0 | 0 | 0 | 0 | 0 | 0 | 0 | 0 | 0 | 0 | 0 | 0 | 0.047552 | 0.00054 | 0.00108 | 0.00163 | 0.00217 | 0.13859 | 0.053895 | 0.036861 |  | 0.1524 | 0.248 | 0.3662 | 0.3669
2014-01-23 | 8時 |  | 4.5034 | 0 | 0 | 0 | [9 empty] | 0.58427 | 0 | 0 | 0 | 0 | 0 | 0 | 0 | 0 | 0 | 0 | 0 | 0 | 0 | 0 | 0 | 0 | 0 | 0 | 0 | 0 | 0 | 0.047552 | 0.00054 | 0.00108 | 0.00163 | 0.00217 | 0.093503 | 0 | 0.035602 |  | 0.1091 | 0.1448 | 0.2032 | 0.2039
2014-01-23 | 9時 |  | 0 | 0 | 0 | 0 | [9 empty] | 0 | 0 | 0 | 0 | 0 | 0 | 0 | 0 | 0 | 0 | 0 | 0 | 0 | 0 | 0 | 0 | 0 | 0 | 0 | 0 | 0 | 0 | 0.047552 | 0.00013 | 0.00025 | 0.00038 | 0.0005 | 0.17838 | 0.10971 | 0.042749 |  | 0.3011 | 0.3368 | 0.3953 | 0.396
2014-01-23 | 10時 |  | 0 | 0 | 0 | 0 | [9 empty] | 0 | 0 | 0 | 0 | 0 | 0 | 0 | 0 | 0 | 0 | 0 | 0 | 0 | 0 | 0 | 0 | 0 | 0 | 0 | 0 | 0 | 0 | 0.047552 | 0.00033 | 0.00067 | 0.001 | 0.00133 | 0.093503 | 0 | 0.012523 |  | 0.0483 | 0.0483 | 0.0711 | 0.0717
2014-01-23 | 11時 |  | 9.9213 | 0 | 0 | 0 | [9 empty] | 0.82527 | 0 | 0 | 0 | 0 | 0 | 0 | 0 | 0 | 0 | 0 | 0 | 0 | 0 | 0 | 0 | 0 | 0 | 0 | 0 | 0 | 0 | 0.047552 | 0.00013 | 0.00025 | 0.00038 | 0.0005 | 0 | 0 | 0.0052775 |  | 0.056 | 0.0561 | 0.0788 | 0.0795
2014-01-23 | 12時 |  | 6.2434 | 0 | 0 | 0 | [9 empty] | 0.54815 | 0 | 0 | 0 | 0 | 0 | 0 | 0 | 0 | 0 | 0 | 0 | 0 | 0 | 0 | 0 | 0 | 0 | 0 | 0 | 0 | 0 | 0.047552 | 0.00338 | 0.00675 | 0.01013 | 0.01351 | 0.05371 | 0 | 0.0052775 |  | 0.1983 | 0.2727 | 0.3698 | 0.3705
2014-01-23 | 13時 |  | 0 | 0 | 0 | 0 | [9 empty] | 0 | 0 | 0 | 0 | 0 | 0 | 0 | 0 | 0 | 0 | 0 | 0 | 0 | 0 | 0 | 0 | 0 | 0 | 0 | 0 | 0 | 0 | 0.047552 | 0.00033 | 0.00067 | 0.001 | 0.00133 | 0.11604 | 0 | 0 |  | 0.0483 | 0.0483 | 0.0711 | 0.0717
2014-01-23 | 14時 |  | 0 | 0 | 0 | 0 | [9 empty] | 0 | 0 | 0 | 0 | 0 | 0 | 0 | 0 | 0 | 0 | 0 | 0 | 0 | 0 | 0 | 0 | 0 | 0 | 0 | 0 | 0 | 0 | 0.047552 | 0.00013 | 0.00025 | 0.00038 | 0.0005 | 0.031168 | 0 | 0.017801 |  | 0.056 | 0.0561 | 0.0788 | 0.0795
2014-01-23 | 15時 |  | 16.0739 | 0 | 0 | 0 | [9 empty] | 1.4474 | 0 | 0 | 0 | 0 | 0 | 0 | 0 | 0 | 0 | 0 | 0 | 0 | 0 | 0 | 0 | 0 | 0 | 0 | 0 | 0 | 0 | 0.047552 | 0.00013 | 0.00025 | 0.00038 | 0.0005 | 0 | 0 | 0 |  | 0.056 | 0.0561 | 0.0788 | 0.0795
2014-01-23 | 16時 |  | 9.2216 | 0 | 0 | 0 | [9 empty] | 0.80631 | 0 | 0 | 0 | 0 | 0 | 0 | 0 | 0 | 0 | 0 | 0 | 0 | 0 | 0 | 0 | 0 | 0 | 0 | 0 | 0 | 0 | 0.047552 | 0.00033 | 0.00067 | 0.001 | 0.00133 | 0.062335 | 0 | 0.0052775 |  | 0.0483 | 0.0483 | 0.0711 | 0.0717
2014-01-23 | 17時 |  | 12.7837 | 0 | 9.8916 | 0 | [9 empty] | 1.1157 | 0 | 0 | 0 | 0 | 0.92787 | 0 | 0 | 0 | 0 | 0 | 0 | 0 | 0 | 0 | 0 | 0 | 0 | 0 | 0 | 0 | 0 | 0.047552 | 0.00033 | 0.00067 | 0.001 | 0.00133 | 0.10536 | 0 | 0.0082775 |  | 0.1304 | 0.2048 | 0.3019 | 0.3026
2014-01-23 | 18時 |  | 12.9717 | 0 | 0 | 0 | [9 empty] | 1.147 | 0 | 0 | 0 | 0 | 0 | 0 | 0 | 0 | 0 | 0 | 0 | 0 | 0 | 0 | 0 | 0 | 0 | 0 | 0 | 0 | 0 | 0.047552 | 0.00642 | 0.01284 | 0.01926 | 0.02568 | 0.12467 | 0 | 0.0082775 |  | 0.303 | 0.3387 | 0.3972 | 0.5469
2014-01-23 | 19時 |  | 8.2351 | 0 | 9.6055 | 0 | [9 empty] | 0.76239 | 0 | 0 | 0 | 0 | 0.91353 | 0 | 0 | 0 | 0 | 0 | 0 | 0 | 0 | 0 | 0 | 0 | 0 | 0 | 0 | 0 | 0 | 0.047552 | 0.00642 | 0.01284 | 0.01926 | 0.02568 | 0.21072 | 0.10708 | 0.0082775 |  | 0.0991 | 0.1348 | 0.1932 | 0.1939
2014-01-23 | 20時 |  | 8.7479 | 0 | 7.5195 | 0 | [9 empty] | 0.82045 | 0 | 0 | 0 | 0 | 0.69888 | 0 | 0 | 0 | 0 | 0 | 0 | 0 | 0 | 0 | 0 | 0 | 0 | 0 | 0 | 0 | 0 | 0.047552 | 0.00033 | 0.00067 | 0.001 | 0.00133 | 0.14927 | 0.027125 | 0 |  | 0.0917 | 0.1275 | 0.2102 | 0.2109
2014-01-23 | 21時 |  | 9.1681 | 0 | 9.2365 | 0 | [9 empty] | 0.8627 | 0 | 0 | 0 | 0 | 0.86647 | 0 | 0 | 0 | 0 | 0 | 0 | 0 | 0 | 0 | 0 | 0 | 0 | 0 | 0 | 0 | 0 | 0.047552 | 0.00033 | 0.00067 | 0.001 | 0.00133 | 0.14618 | 0.10814 | 0.031304 |  | 0.1216 | 0.1873 | 0.2837 | 0.2844
2014-01-23 | 22時 |  | 9.5633 | 0 | 3.6055 | 0 | [9 empty] | 0.90192 | 0 | 0 | 0 | 0 | 0.348 | 0 | 0 | 0 | 0 | 0 | 0 | 0 | 0 | 0 | 0 | 0 | 0 | 0 | 0 | 0 | 0 | 0.047552 | 0.00628 | 0.01256 | 0.01884 | 0.02512 | 0.12467 | 0.16133 | 0.043827 |  | 0.1738 | 0.1917 | 0.262 | 0.2626
2014-01-23 | 23時 |  | 0 | 0 | 0 | 0 | [9 empty] | 0 | 0 | 0 | 0 | 0 | 0 | 0 | 0 | 0 | 0 | 0 | 0 | 0 | 0 | 0 | 0 | 0 | 0 | 0 | 0 | 0 | 0 | 0.047552 | 0.0067 | 0.01339 | 0.02009 | 0.02679 | 0.12467 | 0.18881 | 0.031848 |  | 0.1877 | 0.2176 | 0.2756 | 0.2763
2014-01-24 | 0時 |  | 0 | 0 | 0 | 0 | [9 empty] | 0 | 0 | 0 | 0 | 0 | 0 | 0 | 0 | 0 | 0 | 0 | 0 | 0 | 0 | 0 | 0 | 0 | 0 | 0 | 0 | 0 | 0 | 0.047552 | 0.00013 | 0.00025 | 0.00038 | 0.0005 | 0 | 0.078899 | 0.011656 |  | 0.1578 | 0.1578 | 0.1806 | 0.1812
2014-01-24 | 1時 |  | 0 | 0 | 0 | 0 | [9 empty] | 0 | 0 | 0 | 0 | 0 | 0 | 0 | 0 | 0 | 0 | 0 | 0 | 0 | 0 | 0 | 0 | 0 | 0 | 0 | 0 | 0 | 0 | 0.047552 | 0.00013 | 0.00025 | 0.00038 | 0.0005 | 0 | 0 | 0 |  | 0.0483 | 0.0483 | 0.0711 | 0.0717
2014-01-24 | 2時 |  | 0 | 0 | 0 | 0 | [9 empty] | 0 | 0 | 0 | 0 | 0 | 0 | 0 | 0 | 0 | 0 | 0 | 0 | 0 | 0 | 0 | 0 | 0 | 0 | 0 | 0 | 0 | 0 | 0.047552 | 0.00013 | 0.00025 | 0.00038 | 0.0005 | 0 | 0 | 0 |  | 0.056 | 0.0561 | 0.0788 | 0.0795
2014-01-24 | 3時 |  | 0 | 0 | 0 | 0 | [9 empty] | 0 | 0 | 0 | 0 | 0 | 0 | 0 | 0 | 0 | 0 | 0 | 0 | 0 | 0 | 0 | 0 | 0 | 0 | 0 | 0 | 0 | 0 | 0.047552 | 0.00013 | 0.00025 | 0.00038 | 0.0005 | 0 | 0 | 0 |  | 0.056 | 0.0561 | 0.0788 | 0.0795
2014-01-24 | 4時 |  | 0 | 0 | 0 | 0 | [9 empty] | 0 | 0 | 0 | 0 | 0 | 0 | 0 | 0 | 0 | 0 | 0 | 0 | 0 | 0 | 0 | 0 | 0 | 0 | 0 | 0 | 0 | 0 | 0.047552 | 0.00013 | 0.00025 | 0.00038 | 0.0005 | 0 | 0 | 0 |  | 0.0483 | 0.0483 | 0.0711 | 0.0717
2014-01-24 | 5時 |  | 26.0697 | 9.481 | 0 | 0 | [9 empty] | 3.6404 | 0 | 0 | 0 | 0 | 0 | 0 | 0 | 0 | 0 | 0 | 0 | 0 | 0 | 0 | 0 | 0 | 0 | 0 | 0 | 0 | 0 | 0.047552 | 0.00013 | 0.00025 | 0.00038 | 0.0005 | 0 | 0 | 0 |  | 0.056 | 0.0561 | 0.0788 | 0.0795
2014-01-24 | 6時 |  | 14.5888 | 0 | 0 | 0 | [9 empty] | 1.9601 | 0 | 0 | 0 | 0 | 0 | 0 | 0 | 0 | 0 | 0 | 0 | 0 | 0 | 0 | 0 | 0 | 0 | 0 | 0 | 0 | 0 | 0.047552 | 0.00338 | 0.00675 | 0.01013 | 0.01351 | 0 | 0.024649 | 0.011815 |  | 0.1925 | 0.2611 | 0.3525 | 0.3531
2014-01-24 | 7時 |  | 12.7379 | 0 | 0 | 0 | [9 empty] | 1.6022 | 0 | 0 | 0 | 0 | 0 | 0 | 0 | 0 | 0 | 0 | 0 | 0 | 0 | 0 | 0 | 0 | 0 | 0 | 0 | 0 | 0 | 0.047552 | 0.00054 | 0.00108 | 0.00163 | 0.00217 | 0.13859 | 0.053895 | 0.036861 |  | 0.1524 | 0.248 | 0.3662 | 0.3669
2014-01-24 | 8時 |  | 8.7455 | 0 | 0 | 0 | [9 empty] | 0.80114 | 0 | 0 | 0 | 0 | 0 | 0 | 0 | 0 | 0 | 0 | 0 | 0 | 0 | 0 | 0 | 0 | 0 | 0 | 0 | 0 | 0 | 0.047552 | 0.00054 | 0.00108 | 0.00163 | 0.00217 | 0.093503 | 0 | 0.035602 |  | 0.1091 | 0.1448 | 0.2032 | 0.2039
2014-01-24 | 9時 |  | 0 | 0 | 0 | 0 | [9 empty] | 0 | 0 | 0 | 0 | 0 | 0 | 0 | 0 | 0 | 0 | 0 | 0 | 0 | 0 | 0 | 0 | 0 | 0 | 0 | 0 | 0 | 0 | 0.047552 | 0.00013 | 0.00025 | 0.00038 | 0.0005 | 0.17838 | 0.10971 | 0.042749 |  | 0.3011 | 0.3368 | 0.3953 | 0.396
2014-01-24 | 10時 |  | 0 | 0 | 0 | 0 | [9 empty] | 0 | 0 | 0 | 0 | 0 | 0 | 0 | 0 | 0 | 0 | 0 | 0 | 0 | 0 | 0 | 0 | 0 | 0 | 0 | 0 | 0 | 0 | 0.047552 | 0.00033 | 0.00067 | 0.001 | 0.00133 | 0.093503 | 0 | 0.012523 |  | 0.0483 | 0.0483 | 0.0711 | 0.0717
2014-01-24 | 11時 |  | 12.6735 | 0 | 0 | 0 | [9 empty] | 1.1069 | 0 | 0 | 0 | 0 | 0 | 0 | 0 | 0 | 0 | 0 | 0 | 0 | 0 | 0 | 0 | 0 | 0 | 0 | 0 | 0 | 0 | 0.047552 | 0.00013 | 0.00025 | 0.00038 | 0.0005 | 0 | 0 | 0.0052775 |  | 0.056 | 0.0561 | 0.0788 | 0.0795
2014-01-24 | 12時 |  | 3.7302 | 0 | 0 | 0 | [9 empty] | 0.4205 | 0 | 0 | 0 | 0 | 0 | 0 | 0 | 0 | 0 | 0 | 0 | 0 | 0 | 0 | 0 | 0 | 0 | 0 | 0 | 0 | 0 | 0.047552 | 0.00338 | 0.00675 | 0.01013 | 0.01351 | 0.05371 | 0 | 0.0052775 |  | 0.1983 | 0.2727 | 0.3698 | 0.3705
2014-01-24 | 13時 |  | 0 | 0 | 0 | 0 | [9 empty] | 0 | 0 | 0 | 0 | 0 | 0 | 0 | 0 | 0 | 0 | 0 | 0 | 0 | 0 | 0 | 0 | 0 | 0 | 0 | 0 | 0 | 0 | 0.047552 | 0.00033 | 0.00067 | 0.001 | 0.00133 | 0.11604 | 0 | 0 |  | 0.0483 | 0.0483 | 0.0711 | 0.0717
2014-01-24 | 14時 |  | 0 | 0 | 0 | 0 | [9 empty] | 0 | 0 | 0 | 0 | 0 | 0 | 0 | 0 | 0 | 0 | 0 | 0 | 0 | 0 | 0 | 0 | 0 | 0 | 0 | 0 | 0 | 0 | 0.047552 | 0.00013 | 0.00025 | 0.00038 | 0.0005 | 0.031168 | 0 | 0.017801 |  | 0.056 | 0.0561 | 0.0788 | 0.0795
2014-01-24 | 15時 |  | 13.2332 | 0 | 0 | 0 | [9 empty] | 1.1496 | 0 | 0 | 0 | 0 | 0 | 0 | 0 | 0 | 0 | 0 | 0 | 0 | 0 | 0 | 0 | 0 | 0 | 0 | 0 | 0 | 0 | 0.047552 | 0.00013 | 0.00025 | 0.00038 | 0.0005 | 0 | 0 | 0 |  | 0.056 | 0.0561 | 0.0788 | 0.0795
2014-01-24 | 16時 |  | 8.5808 | 0 | 0 | 0 | [9 empty] | 0.76841 | 0 | 0 | 0 | 0 | 0 | 0 | 0 | 0 | 0 | 0 | 0 | 0 | 0 | 0 | 0 | 0 | 0 | 0 | 0 | 0 | 0 | 0.047552 | 0.00033 | 0.00067 | 0.001 | 0.00133 | 0.062335 | 0 | 0.0052775 |  | 0.0483 | 0.0483 | 0.0711 | 0.0717
2014-01-24 | 17時 |  | 12.335 | 0 | 9.0326 | 0 | [9 empty] | 1.0712 | 0 | 0 | 0 | 0 | 0.82034 | 0 | 0 | 0 | 0 | 0 | 0 | 0 | 0 | 0 | 0 | 0 | 0 | 0 | 0 | 0 | 0 | 0.047552 | 0.00033 | 0.00067 | 0.001 | 0.00133 | 0.10536 | 0 | 0.0082775 |  | 0.1304 | 0.2048 | 0.3019 | 0.3026
2014-01-24 | 18時 |  | 12.3426 | 0 | 0 | 0 | [9 empty] | 1.0719 | 0 | 0 | 0 | 0 | 0 | 0 | 0 | 0 | 0 | 0 | 0 | 0 | 0 | 0 | 0 | 0 | 0 | 0 | 0 | 0 | 0 | 0.047552 | 0.00642 | 0.01284 | 0.01926 | 0.02568 | 0.12467 | 0 | 0.0082775 |  | 0.303 | 0.3387 | 0.3972 | 0.5469
2014-01-24 | 19時 |  | 7.7772 | 0 | 8.9177 | 0 | [9 empty] | 0.70576 | 0 | 0 | 0 | 0 | 0.80162 | 0 | 0 | 0 | 0 | 0 | 0 | 0 | 0 | 0 | 0 | 0 | 0 | 0 | 0 | 0 | 0 | 0.047552 | 0.00642 | 0.01284 | 0.01926 | 0.02568 | 0.21072 | 0.10708 | 0.0082775 |  | 0.0991 | 0.1348 | 0.1932 | 0.1939
2014-01-24 | 20時 |  | 8.0309 | 0 | 7.0161 | 0 | [9 empty] | 0.72071 | 0 | 0 | 0 | 0 | 0.60327 | 0 | 0 | 0 | 0 | 0 | 0 | 0 | 0 | 0 | 0 | 0 | 0 | 0 | 0 | 0 | 0 | 0.047552 | 0.00033 | 0.00067 | 0.001 | 0.00133 | 0.14927 | 0.027125 | 0 |  | 0.0917 | 0.1275 | 0.2102 | 0.2109
2014-01-24 | 21時 |  | 8.3281 | 0 | 8.3712 | 0 | [9 empty] | 0.74846 | 0 | 0 | 0 | 0 | 0.74307 | 0 | 0 | 0 | 0 | 0 | 0 | 0 | 0 | 0 | 0 | 0 | 0 | 0 | 0 | 0 | 0 | 0.047552 | 0.00033 | 0.00067 | 0.001 | 0.00133 | 0.14618 | 0.10814 | 0.031304 |  | 0.1216 | 0.1873 | 0.2837 | 0.2844
2014-01-24 | 22時 |  | 8.4968 | 0 | 3.1784 | 0 | [9 empty] | 0.75753 | 0 | 0 | 0 | 0 | 0.29517 | 0 | 0 | 0 | 0 | 0 | 0 | 0 | 0 | 0 | 0 | 0 | 0 | 0 | 0 | 0 | 0 | 0.047552 | 0.00628 | 0.01256 | 0.01884 | 0.02512 | 0.12467 | 0.16133 | 0.043827 |  | 0.1738 | 0.1917 | 0.262 | 0.2626
2014-01-24 | 23時 |  | 0 | 0 | 0 | 0 | [9 empty] | 0 | 0 | 0 | 0 | 0 | 0 | 0 | 0 | 0 | 0 | 0 | 0 | 0 | 0 | 0 | 0 | 0 | 0 | 0 | 0 | 0 | 0 | 0.047552 | 0.0067 | 0.01339 | 0.02009 | 0.02679 | 0.12467 | 0.18881 | 0.031848 |  | 0.1877 | 0.2176 | 0.2756 | 0.2763
2014-01-25 | 0時 |  | 0 | 0 | 0 | 0 | [9 empty] | 0 | 0 | 0 | 0 | 0 | 0 | 0 | 0 | 0 | 0 | 0 | 0 | 0 | 0 | 0 | 0 | 0 | 0 | 0 | 0 | 0 | 0 | 0.047552 | 0.00013 | 0.00025 | 0.00038 | 0.0005 | 0 | 0.078899 | 0.011656 |  | 0.1578 | 0.1578 | 0.1806 | 0.1812
2014-01-25 | 1時 |  | 0 | 0 | 0 | 0 | [9 empty] | 0 | 0 | 0 | 0 | 0 | 0 | 0 | 0 | 0 | 0 | 0 | 0 | 0 | 0 | 0 | 0 | 0 | 0 | 0 | 0 | 0 | 0 | 0.047552 | 0.00013 | 0.00025 | 0.00038 | 0.0005 | 0 | 0 | 0 |  | 0.0483 | 0.0483 | 0.0711 | 0.0717
2014-01-25 | 2時 |  | 0 | 0 | 0 | 0 | [9 empty] | 0 | 0 | 0 | 0 | 0 | 0 | 0 | 0 | 0 | 0 | 0 | 0 | 0 | 0 | 0 | 0 | 0 | 0 | 0 | 0 | 0 | 0 | 0.047552 | 0.00013 | 0.00025 | 0.00038 | 0.0005 | 0 | 0 | 0 |  | 0.056 | 0.0561 | 0.0788 | 0.0795
2014-01-25 | 3時 |  | 0 | 0 | 0 | 0 | [9 empty] | 0 | 0 | 0 | 0 | 0 | 0 | 0 | 0 | 0 | 0 | 0 | 0 | 0 | 0 | 0 | 0 | 0 | 0 | 0 | 0 | 0 | 0 | 0.047552 | 0.00013 | 0.00025 | 0.00038 | 0.0005 | 0 | 0 | 0 |  | 0.056 | 0.0561 | 0.0788 | 0.0795
2014-01-25 | 4時 |  | 0 | 0 | 0 | 0 | [9 empty] | 0 | 0 | 0 | 0 | 0 | 0 | 0 | 0 | 0 | 0 | 0 | 0 | 0 | 0 | 0 | 0 | 0 | 0 | 0 | 0 | 0 | 0 | 0.047552 | 0.00013 | 0.00025 | 0.00038 | 0.0005 | 0 | 0 | 0 |  | 0.0483 | 0.0483 | 0.0711 | 0.0717
2014-01-25 | 5時 |  | 20.2373 | 12.7088 | 0 | 0 | [9 empty] | 3.5972 | 0 | 0 | 0 | 0 | 0 | 0 | 0 | 0 | 0 | 0 | 0 | 0 | 0 | 0 | 0 | 0 | 0 | 0 | 0 | 0 | 0 | 0.047552 | 0.00013 | 0.00025 | 0.00038 | 0.0005 | 0 | 0 | 0 |  | 0.056 | 0.0561 | 0.0788 | 0.0795
2014-01-25 | 6時 |  | 13.2601 | 0 | 0 | 0 | [9 empty] | 1.6516 | 0 | 0 | 0 | 0 | 0 | 0 | 0 | 0 | 0 | 0 | 0 | 0 | 0 | 0 | 0 | 0 | 0 | 0 | 0 | 0 | 0 | 0.047552 | 0.00338 | 0.00675 | 0.01013 | 0.01351 | 0 | 0.024649 | 0.011815 |  | 0.1925 | 0.2611 | 0.3525 | 0.3531
2014-01-25 | 7時 |  | 10.9094 | 0 | 0 | 0 | [9 empty] | 1.2697 | 0 | 0 | 0 | 0 | 0 | 0 | 0 | 0 | 0 | 0 | 0 | 0 | 0 | 0 | 0 | 0 | 0 | 0 | 0 | 0 | 0 | 0.047552 | 0.00054 | 0.00108 | 0.00163 | 0.00217 | 0.13859 | 0.053895 | 0.036861 |  | 0.1524 | 0.248 | 0.3662 | 0.3669
2014-01-25 | 8時 |  | 9.4367 | 0 | 0 | 0 | [9 empty] | 1.0716 | 0 | 0 | 0 | 0 | 0 | 0 | 0 | 0 | 0 | 0 | 0 | 0 | 0 | 0 | 0 | 0 | 0 | 0 | 0 | 0 | 0 | 0.047552 | 0.00054 | 0.00108 | 0.00163 | 0.00217 | 0.093503 | 0 | 0.035602 |  | 0.1091 | 0.1448 | 0.2032 | 0.2039
2014-01-25 | 9時 |  | 0 | 0 | 0 | 0 | [9 empty] | 0 | 0 | 0 | 0 | 0 | 0 | 0 | 0 | 0 | 0 | 0 | 0 | 0 | 0 | 0 | 0 | 0 | 0 | 0 | 0 | 0 | 0 | 0.047552 | 0.00013 | 0.00025 | 0.00038 | 0.0005 | 0.17838 | 0.10971 | 0.042749 |  | 0.3011 | 0.3368 | 0.3953 | 0.396
2014-01-25 | 10時 |  | 0 | 0 | 0 | 0 | [9 empty] | 0 | 0 | 0 | 0 | 0 | 0 | 0 | 0 | 0 | 0 | 0 | 0 | 0 | 0 | 0 | 0 | 0 | 0 | 0 | 0 | 0 | 0 | 0.047552 | 0.00033 | 0.00067 | 0.001 | 0.00133 | 0.093503 | 0 | 0.012523 |  | 0.0483 | 0.0483 | 0.0711 | 0.0717
2014-01-25 | 11時 |  | 20.0926 | 0 | 0 | 0 | [9 empty] | 3.3817 | 0 | 0 | 0 | 0 | 0 | 0 | 0 | 0 | 0 | 0 | 0 | 0 | 0 | 0 | 0 | 0 | 0 | 0 | 0 | 0 | 0 | 0.047552 | 0.00013 | 0.00025 | 0.00038 | 0.0005 | 0 | 0 | 0.0052775 |  | 0.056 | 0.0561 | 0.0788 | 0.0795
2014-01-25 | 12時 |  | 7.2714 | 0 | 0 | 0 | [9 empty] | 0.64493 | 0 | 0 | 0 | 0 | 0 | 0 | 0 | 0 | 0 | 0 | 0 | 0 | 0 | 0 | 0 | 0 | 0 | 0 | 0 | 0 | 0 | 0.047552 | 0.00338 | 0.00675 | 0.01013 | 0.01351 | 0.05371 | 0 | 0.0052775 |  | 0.1983 | 0.2727 | 0.3698 | 0.3705
2014-01-25 | 13時 |  | 0 | 0 | 0 | 0 | [9 empty] | 0 | 0 | 0 | 0 | 0 | 0 | 0 | 0 | 0 | 0 | 0 | 0 | 0 | 0 | 0 | 0 | 0 | 0 | 0 | 0 | 0 | 0 | 0.047552 | 0.00033 | 0.00067 | 0.001 | 0.00133 | 0.11604 | 0 | 0 |  | 0.0483 | 0.0483 | 0.0711 | 0.0717
2014-01-25 | 14時 |  | 0 | 0 | 0 | 0 | [9 empty] | 0 | 0 | 0 | 0 | 0 | 0 | 0 | 0 | 0 | 0 | 0 | 0 | 0 | 0 | 0 | 0 | 0 | 0 | 0 | 0 | 0 | 0 | 0.047552 | 0.00013 | 0.00025 | 0.00038 | 0.0005 | 0.031168 | 0 | 0.017801 |  | 0.056 | 0.0561 | 0.0788 | 0.0795
2014-01-25 | 15時 |  | 13.8266 | 0 | 0 | 0 | [9 empty] | 1.683 | 0 | 0 | 0 | 0 | 0 | 0 | 0 | 0 | 0 | 0 | 0 | 0 | 0 | 0 | 0 | 0 | 0 | 0 | 0 | 0 | 0 | 0.047552 | 0.00013 | 0.00025 | 0.00038 | 0.0005 | 0 | 0 | 0 |  | 0.056 | 0.0561 | 0.0788 | 0.0795
2014-01-25 | 16時 |  | 8.6453 | 0 | 0 | 0 | [9 empty] | 0.94531 | 0 | 0 | 0 | 0 | 0 | 0 | 0 | 0 | 0 | 0 | 0 | 0 | 0 | 0 | 0 | 0 | 0 | 0 | 0 | 0 | 0 | 0.047552 | 0.00033 | 0.00067 | 0.001 | 0.00133 | 0.062335 | 0 | 0.0052775 |  | 0.0483 | 0.0483 | 0.0711 | 0.0717
2014-01-25 | 17時 |  | 11.9029 | 0 | 9.4129 | 0.25294 | [9 empty] | 1.3661 | 0 | 0 | 0 | 0 | 1.2204 | 0 | 0 | 0 | 0 | 0 | 0 | 0 | 0 | 0 | 0 | 0 | 0 | 0 | 0 | 0 | 0 | 0.047552 | 0.00033 | 0.00067 | 0.001 | 0.00133 | 0.10536 | 0 | 0.0082775 |  | 0.1304 | 0.2048 | 0.3019 | 0.3026
2014-01-25 | 18時 |  | 11.6239 | 0 | 0 | 0 | [9 empty] | 1.3185 | 0 | 0 | 0 | 0 | 0 | 0 | 0 | 0 | 0 | 0 | 0 | 0 | 0 | 0 | 0 | 0 | 0 | 0 | 0 | 0 | 0 | 0.047552 | 0.00642 | 0.01284 | 0.01926 | 0.02568 | 0.12467 | 0 | 0.0082775 |  | 0.303 | 0.3387 | 0.3972 | 0.5469
2014-01-25 | 19時 |  | 7.3382 | 0 | 9.0326 | 0 | [9 empty] | 0.79815 | 0 | 0 | 0 | 0 | 1.1157 | 0 | 0 | 0 | 0 | 0 | 0 | 0 | 0 | 0 | 0 | 0 | 0 | 0 | 0 | 0 | 0 | 0.047552 | 0.00642 | 0.01284 | 0.01926 | 0.02568 | 0.21072 | 0.10708 | 0.0082775 |  | 0.0991 | 0.1348 | 0.1932 | 0.1939
2014-01-25 | 20時 |  | 7.6572 | 0 | 6.791 | 0 | [9 empty] | 0.83958 | 0 | 0 | 0 | 0 | 0.7589 | 0 | 0 | 0 | 0 | 0 | 0 | 0 | 0 | 0 | 0 | 0 | 0 | 0 | 0 | 0 | 0 | 0.047552 | 0.00033 | 0.00067 | 0.001 | 0.00133 | 0.14927 | 0.027125 | 0 |  | 0.0917 | 0.1275 | 0.2102 | 0.2109
2014-01-25 | 21時 |  | 7.8661 | 0 | 7.9803 | 0 | [9 empty] | 0.86251 | 0 | 0 | 0 | 0 | 0.86889 | 0 | 0 | 0 | 0 | 0 | 0 | 0 | 0 | 0 | 0 | 0 | 0 | 0 | 0 | 0 | 0 | 0.047552 | 0.00033 | 0.00067 | 0.001 | 0.00133 | 0.14618 | 0.10814 | 0.031304 |  | 0.1216 | 0.1873 | 0.2837 | 0.2844
2014-01-25 | 22時 |  | 7.9984 | 0 | 2.9935 | 0 | [9 empty] | 0.87465 | 0 | 0 | 0 | 0 | 0.33132 | 0 | 0 | 0 | 0 | 0 | 0 | 0 | 0 | 0 | 0 | 0 | 0 | 0 | 0 | 0 | 0 | 0.047552 | 0.00628 | 0.01256 | 0.01884 | 0.02512 | 0.12467 | 0.16133 | 0.043827 |  | 0.1738 | 0.1917 | 0.262 | 0.2626
2014-01-25 | 23時 |  | 0 | 0 | 0 | 0 | [9 empty] | 0 | 0 | 0 | 0 | 0 | 0 | 0 | 0 | 0 | 0 | 0 | 0 | 0 | 0 | 0 | 0 | 0 | 0 | 0 | 0 | 0 | 0 | 0.047552 | 0.0067 | 0.01339 | 0.02009 | 0.02679 | 0.12467 | 0.18881 | 0.031848 |  | 0.1877 | 0.2176 | 0.2756 | 0.2763
2014-01-26 | 0時 |  | 0 | 0 | 0 | 0 | [9 empty] | 0 | 0 | 0 | 0 | 0 | 0 | 0 | 0 | 0 | 0 | 0 | 0 | 0 | 0 | 0 | 0 | 0 | 0 | 0 | 0 | 0 | 0 | 0.047552 | 0.00013 | 0.00025 | 0.00038 | 0.0005 | 0 | 0.078899 | 0.011656 |  | 0.1578 | 0.1578 | 0.1806 | 0.1812
2014-01-26 | 1時 |  | 0 | 0 | 0 | 0 | [9 empty] | 0 | 0 | 0 | 0 | 0 | 0 | 0 | 0 | 0 | 0 | 0 | 0 | 0 | 0 | 0 | 0 | 0 | 0 | 0 | 0 | 0 | 0 | 0.047552 | 0.00013 | 0.00025 | 0.00038 | 0.0005 | 0 | 0 | 0 |  | 0.0483 | 0.0483 | 0.0711 | 0.0717
2014-01-26 | 2時 |  | 0 | 0 | 0 | 0 | [9 empty] | 0 | 0 | 0 | 0 | 0 | 0 | 0 | 0 | 0 | 0 | 0 | 0 | 0 | 0 | 0 | 0 | 0 | 0 | 0 | 0 | 0 | 0 | 0.047552 | 0.00013 | 0.00025 | 0.00038 | 0.0005 | 0 | 0 | 0 |  | 0.056 | 0.0561 | 0.0788 | 0.0795
2014-01-26 | 3時 |  | 0 | 0 | 0 | 0 | [9 empty] | 0 | 0 | 0 | 0 | 0 | 0 | 0 | 0 | 0 | 0 | 0 | 0 | 0 | 0 | 0 | 0 | 0 | 0 | 0 | 0 | 0 | 0 | 0.047552 | 0.00013 | 0.00025 | 0.00038 | 0.0005 | 0 | 0 | 0 |  | 0.056 | 0.0561 | 0.0788 | 0.0795
2014-01-26 | 4時 |  | 0 | 0 | 0 | 0 | [9 empty] | 0 | 0 | 0 | 0 | 0 | 0 | 0 | 0 | 0 | 0 | 0 | 0 | 0 | 0 | 0 | 0 | 0 | 0 | 0 | 0 | 0 | 0 | 0.047552 | 0.00013 | 0.00025 | 0.00038 | 0.0005 | 0 | 0 | 0 |  | 0.0483 | 0.0483 | 0.0711 | 0.0717
2014-01-26 | 5時 |  | 20.7337 | 8.3344 | 0 | 0 | [9 empty] | 3.5866 | 0 | 0 | 0 | 0 | 0 | 0 | 0 | 0 | 0 | 0 | 0 | 0 | 0 | 0 | 0 | 0 | 0 | 0 | 0 | 0 | 0 | 0.047552 | 0.00013 | 0.00025 | 0.00038 | 0.0005 | 0 | 0 | 0 |  | 0.056 | 0.0561 | 0.0788 | 0.0795
2014-01-26 | 6時 |  | 11.4057 | 0 | 0 | 0 | [9 empty] | 1.2928 | 0 | 0 | 0 | 0 | 0 | 0 | 0 | 0 | 0 | 0 | 0 | 0 | 0 | 0 | 0 | 0 | 0 | 0 | 0 | 0 | 0 | 0.047552 | 0.00338 | 0.00675 | 0.01013 | 0.01351 | 0 | 0.024649 | 0.011815 |  | 0.1925 | 0.2611 | 0.3525 | 0.3531
2014-01-26 | 7時 |  | 9.6304 | 0 | 0 | 0 | [9 empty] | 1.0523 | 0 | 0 | 0 | 0 | 0 | 0 | 0 | 0 | 0 | 0 | 0 | 0 | 0 | 0 | 0 | 0 | 0 | 0 | 0 | 0 | 0 | 0.047552 | 0.00054 | 0.00108 | 0.00163 | 0.00217 | 0.13859 | 0.053895 | 0.036861 |  | 0.1524 | 0.248 | 0.3662 | 0.3669
2014-01-26 | 8時 |  | 8.5931 | 0 | 0 | 0 | [9 empty] | 0.92885 | 0 | 0 | 0 | 0 | 0 | 0 | 0 | 0 | 0 | 0 | 0 | 0 | 0 | 0 | 0 | 0 | 0 | 0 | 0 | 0 | 0 | 0.047552 | 0.00054 | 0.00108 | 0.00163 | 0.00217 | 0.093503 | 0 | 0.035602 |  | 0.1091 | 0.1448 | 0.2032 | 0.2039
2014-01-26 | 9時 |  | 0 | 0 | 0 | 0 | [9 empty] | 0 | 0 | 0 | 0 | 0 | 0 | 0 | 0 | 0 | 0 | 0 | 0 | 0 | 0 | 0 | 0 | 0 | 0 | 0 | 0 | 0 | 0 | 0.047552 | 0.00013 | 0.00025 | 0.00038 | 0.0005 | 0.17838 | 0.10971 | 0.042749 |  | 0.3011 | 0.3368 | 0.3953 | 0.396
2014-01-26 | 10時 |  | 0 | 0 | 0 | 0 | [9 empty] | 0 | 0 | 0 | 0 | 0 | 0 | 0 | 0 | 0 | 0 | 0 | 0 | 0 | 0 | 0 | 0 | 0 | 0 | 0 | 0 | 0 | 0 | 0.047552 | 0.00033 | 0.00067 | 0.001 | 0.00133 | 0.093503 | 0 | 0.012523 |  | 0.0483 | 0.0483 | 0.0711 | 0.0717
2014-01-26 | 11時 |  | 15.476 | 0 | 0 | 0 | [9 empty] | 1.9589 | 0 | 0 | 0 | 0 | 0 | 0 | 0 | 0 | 0 | 0 | 0 | 0 | 0 | 0 | 0 | 0 | 0 | 0 | 0 | 0 | 0 | 0.047552 | 0.00013 | 0.00025 | 0.00038 | 0.0005 | 0 | 0 | 0.0052775 |  | 0.056 | 0.0561 | 0.0788 | 0.0795
2014-01-26 | 12時 |  | 6.9375 | 0 | 0 | 0 | [9 empty] | 0.71796 | 0 | 0 | 0 | 0 | 0 | 0 | 0 | 0 | 0 | 0 | 0 | 0 | 0 | 0 | 0 | 0 | 0 | 0 | 0 | 0 | 0 | 0.047552 | 0.00338 | 0.00675 | 0.01013 | 0.01351 | 0.05371 | 0 | 0.0052775 |  | 0.1983 | 0.2727 | 0.3698 | 0.3705
2014-01-26 | 13時 |  | 0 | 0 | 0 | 0 | [9 empty] | 0 | 0 | 0 | 0 | 0 | 0 | 0 | 0 | 0 | 0 | 0 | 0 | 0 | 0 | 0 | 0 | 0 | 0 | 0 | 0 | 0 | 0 | 0.047552 | 0.00033 | 0.00067 | 0.001 | 0.00133 | 0.11604 | 0 | 0 |  | 0.0483 | 0.0483 | 0.0711 | 0.0717
2014-01-26 | 14時 |  | 0 | 0 | 0 | 0 | [9 empty] | 0 | 0 | 0 | 0 | 0 | 0 | 0 | 0 | 0 | 0 | 0 | 0 | 0 | 0 | 0 | 0 | 0 | 0 | 0 | 0 | 0 | 0 | 0.047552 | 0.00013 | 0.00025 | 0.00038 | 0.0005 | 0.031168 | 0 | 0.017801 |  | 0.056 | 0.0561 | 0.0788 | 0.0795
2014-01-26 | 15時 |  | 14.2329 | 0 | 0 | 0 | [9 empty] | 1.7068 | 0 | 0 | 0 | 0 | 0 | 0 | 0 | 0 | 0 | 0 | 0 | 0 | 0 | 0 | 0 | 0 | 0 | 0 | 0 | 0 | 0 | 0.047552 | 0.00013 | 0.00025 | 0.00038 | 0.0005 | 0 | 0 | 0 |  | 0.056 | 0.0561 | 0.0788 | 0.0795
2014-01-26 | 16時 |  | 8.0303 | 0 | 0 | 0 | [9 empty] | 0.83307 | 0 | 0 | 0 | 0 | 0 | 0 | 0 | 0 | 0 | 0 | 0 | 0 | 0 | 0 | 0 | 0 | 0 | 0 | 0 | 0 | 0 | 0.047552 | 0.00033 | 0.00067 | 0.001 | 0.00133 | 0.062335 | 0 | 0.0052775 |  | 0.0483 | 0.0483 | 0.0711 | 0.0717
2014-01-26 | 17時 |  | 10.6282 | 0 | 9.1022 | 0 | [9 empty] | 1.1471 | 0 | 0 | 0 | 0 | 1.0781 | 0 | 0 | 0 | 0 | 0 | 0 | 0 | 0 | 0 | 0 | 0 | 0 | 0 | 0 | 0 | 0 | 0.047552 | 0.00033 | 0.00067 | 0.001 | 0.00133 | 0.10536 | 0 | 0.0082775 |  | 0.1304 | 0.2048 | 0.3019 | 0.3026
2014-01-26 | 18時 |  | 10.5456 | 0 | 0 | 0 | [9 empty] | 1.1436 | 0 | 0 | 0 | 0 | 0 | 0 | 0 | 0 | 0 | 0 | 0 | 0 | 0 | 0 | 0 | 0 | 0 | 0 | 0 | 0 | 0 | 0.047552 | 0.00642 | 0.01284 | 0.01926 | 0.02568 | 0.12467 | 0 | 0.0082775 |  | 0.303 | 0.3387 | 0.3972 | 0.5469
2014-01-26 | 19時 |  | 6.7015 | 0 | 8.4376 | 0 | [9 empty] | 0.72199 | 0 | 0 | 0 | 0 | 0.98031 | 0 | 0 | 0 | 0 | 0 | 0 | 0 | 0 | 0 | 0 | 0 | 0 | 0 | 0 | 0 | 0 | 0.047552 | 0.00642 | 0.01284 | 0.01926 | 0.02568 | 0.21072 | 0.10708 | 0.0082775 |  | 0.0991 | 0.1348 | 0.1932 | 0.1939
2014-01-26 | 20時 |  | 7.004 | 0 | 6.2685 | 0 | [9 empty] | 0.75586 | 0 | 0 | 0 | 0 | 0.66913 | 0 | 0 | 0 | 0 | 0 | 0 | 0 | 0 | 0 | 0 | 0 | 0 | 0 | 0 | 0 | 0 | 0.047552 | 0.00033 | 0.00067 | 0.001 | 0.00133 | 0.14927 | 0.027125 | 0 |  | 0.0917 | 0.1275 | 0.2102 | 0.2109
2014-01-26 | 21時 |  | 7.2822 | 0 | 7.3416 | 0 | [9 empty] | 0.78946 | 0 | 0 | 0 | 0 | 0.78824 | 0 | 0 | 0 | 0 | 0 | 0 | 0 | 0 | 0 | 0 | 0 | 0 | 0 | 0 | 0 | 0 | 0.047552 | 0.00033 | 0.00067 | 0.001 | 0.00133 | 0.14618 | 0.10814 | 0.031304 |  | 0.1216 | 0.1873 | 0.2837 | 0.2844
2014-01-26 | 22時 |  | 7.5084 | 0 | 2.7797 | 0 | [9 empty] | 0.81672 | 0 | 0 | 0 | 0 | 0.31005 | 0 | 0 | 0 | 0 | 0 | 0 | 0 | 0 | 0 | 0 | 0 | 0 | 0 | 0 | 0 | 0 | 0.047552 | 0.00628 | 0.01256 | 0.01884 | 0.02512 | 0.12467 | 0.16133 | 0.043827 |  | 0.1738 | 0.1917 | 0.262 | 0.2626
2014-01-26 | 23時 |  | 0 | 0 | 0 | 0 | [9 empty] | 0 | 0 | 0 | 0 | 0 | 0 | 0 | 0 | 0 | 0 | 0 | 0 | 0 | 0 | 0 | 0 | 0 | 0 | 0 | 0 | 0 | 0 | 0.047552 | 0.0067 | 0.01339 | 0.02009 | 0.02679 | 0.12467 | 0.18881 | 0.031848 |  | 0.1877 | 0.2176 | 0.2756 | 0.2763
2014-01-27 | 0時 |  | 0 | 0 | 0 | 0 | [9 empty] | 0 | 0 | 0 | 0 | 0 | 0 | 0 | 0 | 0 | 0 | 0 | 0 | 0 | 0 | 0 | 0 | 0 | 0 | 0 | 0 | 0 | 0 | 0.047552 | 0.00013 | 0.00025 | 0.00038 | 0.0005 | 0 | 0.078899 | 0.011656 |  | 0.1578 | 0.1578 | 0.1806 | 0.1812
2014-01-27 | 1時 |  | 0 | 0 | 0 | 0 | [9 empty] | 0 | 0 | 0 | 0 | 0 | 0 | 0 | 0 | 0 | 0 | 0 | 0 | 0 | 0 | 0 | 0 | 0 | 0 | 0 | 0 | 0 | 0 | 0.047552 | 0.00013 | 0.00025 | 0.00038 | 0.0005 | 0 | 0 | 0 |  | 0.0483 | 0.0483 | 0.0711 | 0.0717
2014-01-27 | 2時 |  | 0 | 0 | 0 | 0 | [9 empty] | 0 | 0 | 0 | 0 | 0 | 0 | 0 | 0 | 0 | 0 | 0 | 0 | 0 | 0 | 0 | 0 | 0 | 0 | 0 | 0 | 0 | 0 | 0.047552 | 0.00013 | 0.00025 | 0.00038 | 0.0005 | 0 | 0 | 0 |  | 0.056 | 0.0561 | 0.0788 | 0.0795
2014-01-27 | 3時 |  | 0 | 0 | 0 | 0 | [9 empty] | 0 | 0 | 0 | 0 | 0 | 0 | 0 | 0 | 0 | 0 | 0 | 0 | 0 | 0 | 0 | 0 | 0 | 0 | 0 | 0 | 0 | 0 | 0.047552 | 0.00013 | 0.00025 | 0.00038 | 0.0005 | 0 | 0 | 0 |  | 0.056 | 0.0561 | 0.0788 | 0.0795
2014-01-27 | 4時 |  | 0 | 0 | 0 | 0 | [9 empty] | 0 | 0 | 0 | 0 | 0 | 0 | 0 | 0 | 0 | 0 | 0 | 0 | 0 | 0 | 0 | 0 | 0 | 0 | 0 | 0 | 0 | 0 | 0.047552 | 0.00013 | 0.00025 | 0.00038 | 0.0005 | 0 | 0 | 0 |  | 0.0483 | 0.0483 | 0.0711 | 0.0717
2014-01-27 | 5時 |  | 20.529 | 8.2659 | 0 | 0 | [9 empty] | 3.5818 | 0 | 0 | 0 | 0 | 0 | 0 | 0 | 0 | 0 | 0 | 0 | 0 | 0 | 0 | 0 | 0 | 0 | 0 | 0 | 0 | 0 | 0.047552 | 0.00013 | 0.00025 | 0.00038 | 0.0005 | 0 | 0 | 0 |  | 0.056 | 0.0561 | 0.0788 | 0.0795
2014-01-27 | 6時 |  | 11.4219 | 0 | 0 | 0 | [9 empty] | 1.3176 | 0 | 0 | 0 | 0 | 0 | 0 | 0 | 0 | 0 | 0 | 0 | 0 | 0 | 0 | 0 | 0 | 0 | 0 | 0 | 0 | 0 | 0.047552 | 0.00338 | 0.00675 | 0.01013 | 0.01351 | 0 | 0.024649 | 0.011815 |  | 0.1925 | 0.2611 | 0.3525 | 0.3531
2014-01-27 | 7時 |  | 9.709 | 0 | 0 | 0 | [9 empty] | 1.0753 | 0 | 0 | 0 | 0 | 0 | 0 | 0 | 0 | 0 | 0 | 0 | 0 | 0 | 0 | 0 | 0 | 0 | 0 | 0 | 0 | 0 | 0.047552 | 0.00054 | 0.00108 | 0.00163 | 0.00217 | 0.13859 | 0.053895 | 0.036861 |  | 0.1524 | 0.248 | 0.3662 | 0.3669
2014-01-27 | 8時 |  | 8.4456 | 0 | 0 | 0 | [9 empty] | 0.92204 | 0 | 0 | 0 | 0 | 0 | 0 | 0 | 0 | 0 | 0 | 0 | 0 | 0 | 0 | 0 | 0 | 0 | 0 | 0 | 0 | 0 | 0.047552 | 0.00054 | 0.00108 | 0.00163 | 0.00217 | 0.093503 | 0 | 0.035602 |  | 0.1091 | 0.1448 | 0.2032 | 0.2039
2014-01-27 | 9時 |  | 0 | 0 | 0 | 0 | [9 empty] | 0 | 0 | 0 | 0 | 0 | 0 | 0 | 0 | 0 | 0 | 0 | 0 | 0 | 0 | 0 | 0 | 0 | 0 | 0 | 0 | 0 | 0 | 0.047552 | 0.00013 | 0.00025 | 0.00038 | 0.0005 | 0.17838 | 0.10971 | 0.042749 |  | 0.3011 | 0.3368 | 0.3953 | 0.396
2014-01-27 | 10時 |  | 0 | 0 | 0 | 0 | [9 empty] | 0 | 0 | 0 | 0 | 0 | 0 | 0 | 0 | 0 | 0 | 0 | 0 | 0 | 0 | 0 | 0 | 0 | 0 | 0 | 0 | 0 | 0 | 0.047552 | 0.00033 | 0.00067 | 0.001 | 0.00133 | 0.093503 | 0 | 0.012523 |  | 0.0483 | 0.0483 | 0.0711 | 0.0717
2014-01-27 | 11時 |  | 12.6589 | 0 | 0 | 0 | [9 empty] | 1.0559 | 0 | 0 | 0 | 0 | 0 | 0 | 0 | 0 | 0 | 0 | 0 | 0 | 0 | 0 | 0 | 0 | 0 | 0 | 0 | 0 | 0 | 0.047552 | 0.00013 | 0.00025 | 0.00038 | 0.0005 | 0 | 0 | 0.0052775 |  | 0.056 | 0.0561 | 0.0788 | 0.0795
2014-01-27 | 12時 |  | 5.579 | 0 | 0 | 0 | [9 empty] | 0.53152 | 0 | 0 | 0 | 0 | 0 | 0 | 0 | 0 | 0 | 0 | 0 | 0 | 0 | 0 | 0 | 0 | 0 | 0 | 0 | 0 | 0 | 0.047552 | 0.00338 | 0.00675 | 0.01013 | 0.01351 | 0.05371 | 0 | 0.0052775 |  | 0.1983 | 0.2727 | 0.3698 | 0.3705
2014-01-27 | 13時 |  | 0 | 0 | 0 | 0 | [9 empty] | 0 | 0 | 0 | 0 | 0 | 0 | 0 | 0 | 0 | 0 | 0 | 0 | 0 | 0 | 0 | 0 | 0 | 0 | 0 | 0 | 0 | 0 | 0.047552 | 0.00033 | 0.00067 | 0.001 | 0.00133 | 0.11604 | 0 | 0 |  | 0.0483 | 0.0483 | 0.0711 | 0.0717
2014-01-27 | 14時 |  | 0 | 0 | 0 | 0 | [9 empty] | 0 | 0 | 0 | 0 | 0 | 0 | 0 | 0 | 0 | 0 | 0 | 0 | 0 | 0 | 0 | 0 | 0 | 0 | 0 | 0 | 0 | 0 | 0.047552 | 0.00013 | 0.00025 | 0.00038 | 0.0005 | 0.031168 | 0 | 0.017801 |  | 0.056 | 0.0561 | 0.0788 | 0.0795
2014-01-27 | 15時 |  | 13.844 | 0 | 0 | 0 | [9 empty] | 1.2076 | 0 | 0 | 0 | 0 | 0 | 0 | 0 | 0 | 0 | 0 | 0 | 0 | 0 | 0 | 0 | 0 | 0 | 0 | 0 | 0 | 0 | 0.047552 | 0.00013 | 0.00025 | 0.00038 | 0.0005 | 0 | 0 | 0 |  | 0.056 | 0.0561 | 0.0788 | 0.0795
2014-01-27 | 16時 |  | 8.7457 | 0 | 0 | 0 | [9 empty] | 0.78844 | 0 | 0 | 0 | 0 | 0 | 0 | 0 | 0 | 0 | 0 | 0 | 0 | 0 | 0 | 0 | 0 | 0 | 0 | 0 | 0 | 0 | 0.047552 | 0.00033 | 0.00067 | 0.001 | 0.00133 | 0.062335 | 0 | 0.0052775 |  | 0.0483 | 0.0483 | 0.0711 | 0.0717
2014-01-27 | 17時 |  | 12.8024 | 0 | 9.38 | 0 | [9 empty] | 1.1325 | 0 | 0 | 0 | 0 | 0.88548 | 0 | 0 | 0 | 0 | 0 | 0 | 0 | 0 | 0 | 0 | 0 | 0 | 0 | 0 | 0 | 0 | 0.047552 | 0.00033 | 0.00067 | 0.001 | 0.00133 | 0.10536 | 0 | 0.0082775 |  | 0.1304 | 0.2048 | 0.3019 | 0.3026
2014-01-27 | 18時 |  | 12.9562 | 0 | 0 | 0 | [9 empty] | 1.1516 | 0 | 0 | 0 | 0 | 0 | 0 | 0 | 0 | 0 | 0 | 0 | 0 | 0 | 0 | 0 | 0 | 0 | 0 | 0 | 0 | 0 | 0.047552 | 0.00642 | 0.01284 | 0.01926 | 0.02568 | 0.12467 | 0 | 0.0082775 |  | 0.303 | 0.3387 | 0.3972 | 0.5469
2014-01-27 | 19時 |  | 8.4034 | 0 | 9.3541 | 0 | [9 empty] | 0.79689 | 0 | 0 | 0 | 0 | 0.9115 | 0 | 0 | 0 | 0 | 0 | 0 | 0 | 0 | 0 | 0 | 0 | 0 | 0 | 0 | 0 | 0 | 0.047552 | 0.00642 | 0.01284 | 0.01926 | 0.02568 | 0.21072 | 0.10708 | 0.0082775 |  | 0.0991 | 0.1348 | 0.1932 | 0.1939
2014-01-27 | 20時 |  | 8.964 | 0 | 7.6069 | 0 | [9 empty] | 0.85394 | 0 | 0 | 0 | 0 | 0.72601 | 0 | 0 | 0 | 0 | 0 | 0 | 0 | 0 | 0 | 0 | 0 | 0 | 0 | 0 | 0 | 0 | 0.047552 | 0.00033 | 0.00067 | 0.001 | 0.00133 | 0.14927 | 0.027125 | 0 |  | 0.0917 | 0.1275 | 0.2102 | 0.2109
2014-01-27 | 21時 |  | 9.3241 | 0 | 9.3545 | 0 | [9 empty] | 1.1059 | 0 | 0 | 0 | 0 | 1.1487 | 0 | 0 | 0 | 0 | 0 | 0 | 0 | 0 | 0 | 0 | 0 | 0 | 0 | 0 | 0 | 0 | 0.047552 | 0.00033 | 0.00067 | 0.001 | 0.00133 | 0.14618 | 0.10814 | 0.031304 |  | 0.1216 | 0.1873 | 0.2837 | 0.2844
2014-01-27 | 22時 |  | 9.6527 | 0 | 3.6305 | 0 | [9 empty] | 0.90711 | 0 | 0 | 0 | 0 | 0.3493 | 0 | 0 | 0 | 0 | 0 | 0 | 0 | 0 | 0 | 0 | 0 | 0 | 0 | 0 | 0 | 0 | 0.047552 | 0.00628 | 0.01256 | 0.01884 | 0.02512 | 0.12467 | 0.16133 | 0.043827 |  | 0.1738 | 0.1917 | 0.262 | 0.2626
2014-01-27 | 23時 |  | 0 | 0 | 0 | 0 | [9 empty] | 0 | 0 | 0 | 0 | 0 | 0 | 0 | 0 | 0 | 0 | 0 | 0 | 0 | 0 | 0 | 0 | 0 | 0 | 0 | 0 | 0 | 0 | 0.047552 | 0.0067 | 0.01339 | 0.02009 | 0.02679 | 0.12467 | 0.18881 | 0.031848 |  | 0.1877 | 0.2176 | 0.2756 | 0.2763
2014-01-28 | 0時 |  | 0 | 0 | 0 | 0 | [9 empty] | 0 | 0 | 0 | 0 | 0 | 0 | 0 | 0 | 0 | 0 | 0 | 0 | 0 | 0 | 0 | 0 | 0 | 0 | 0 | 0 | 0 | 0 | 0.047552 | 0.00013 | 0.00025 | 0.00038 | 0.0005 | 0 | 0 | 0 |  | 0.1578 | 0.1578 | 0.1806 | 0.1812
2014-01-28 | 1時 |  | 0 | 0 | 0 | 0 | [9 empty] | 0 | 0 | 0 | 0 | 0 | 0 | 0 | 0 | 0 | 0 | 0 | 0 | 0 | 0 | 0 | 0 | 0 | 0 | 0 | 0 | 0 | 0 | 0.047552 | 0.00013 | 0.00025 | 0.00038 | 0.0005 | 0 | 0 | 0 |  | 0.0483 | 0.0483 | 0.0711 | 0.0717
2014-01-28 | 2時 |  | 0 | 0 | 0 | 0 | [9 empty] | 0 | 0 | 0 | 0 | 0 | 0 | 0 | 0 | 0 | 0 | 0 | 0 | 0 | 0 | 0 | 0 | 0 | 0 | 0 | 0 | 0 | 0 | 0.047552 | 0.00013 | 0.00025 | 0.00038 | 0.0005 | 0 | 0 | 0 |  | 0.056 | 0.0561 | 0.0788 | 0.0795
2014-01-28 | 3時 |  | 0 | 0 | 0 | 0 | [9 empty] | 0 | 0 | 0 | 0 | 0 | 0 | 0 | 0 | 0 | 0 | 0 | 0 | 0 | 0 | 0 | 0 | 0 | 0 | 0 | 0 | 0 | 0 | 0.047552 | 0.00013 | 0.00025 | 0.00038 | 0.0005 | 0 | 0 | 0 |  | 0.056 | 0.0561 | 0.0788 | 0.0795
2014-01-28 | 4時 |  | 0 | 0 | 0 | 0 | [9 empty] | 0 | 0 | 0 | 0 | 0 | 0 | 0 | 0 | 0 | 0 | 0 | 0 | 0 | 0 | 0 | 0 | 0 | 0 | 0 | 0 | 0 | 0 | 0.047552 | 0.00013 | 0.00025 | 0.00038 | 0.0005 | 0 | 0 | 0 |  | 0.0483 | 0.0483 | 0.0711 | 0.0717
2014-01-28 | 5時 |  | 0 | 0 | 0 | 0 | [9 empty] | 0 | 0 | 0 | 0 | 0 | 0 | 0 | 0 | 0 | 0 | 0 | 0 | 0 | 0 | 0 | 0 | 0 | 0 | 0 | 0 | 0 | 0 | 0.047552 | 0.00013 | 0.00025 | 0.00038 | 0.0005 | 0 | 0 | 0 |  | 0.056 | 0.0561 | 0.0788 | 0.0795
2014-01-28 | 6時 |  | 0 | 0 | 0 | 0 | [9 empty] | 0 | 0 | 0 | 0 | 0 | 0 | 0 | 0 | 0 | 0 | 0 | 0 | 0 | 0 | 0 | 0 | 0 | 0 | 0 | 0 | 0 | 0 | 0.047552 | 0.00013 | 0.00025 | 0.00038 | 0.0005 | 0 | 0 | 0 |  | 0.056 | 0.0561 | 0.0788 | 0.0795
2014-01-28 | 7時 |  | 26.245 | 7.4531 | 11.4876 | 0.75793 | [9 empty] | 3.6016 | 0 | 0 | 0 | 0 | 1.2202 | 0 | 0 | 0 | 0 | 0 | 0 | 0 | 0 | 0 | 0 | 0 | 0 | 0 | 0 | 0 | 0 | 0.047552 | 0.00054 | 0.00108 | 0.00163 | 0.00217 | 0 | 0.024649 | 0.022689 |  | 0.1168 | 0.1854 | 0.2767 | 0.2774
2014-01-28 | 8時 |  | 9.5183 | 0 | 13.5939 | 0 | [9 empty] | 0.8477 | 0 | 0 | 0 | 0 | 1.2852 | 0 | 0 | 0 | 0 | 0 | 0 | 0 | 0 | 0 | 0 | 0 | 0 | 0 | 0 | 0 | 0 | 0.047552 | 0.00379 | 0.00759 | 0.01138 | 0.01518 | 0.084877 | 0.078545 | 0.064582 |  | 0.2156 | 0.2812 | 0.3696 | 0.3702
2014-01-28 | 9時 |  | 4.018 | 0 | 2.8094 | 0 | [9 empty] | 0.43983 | 0 | 0 | 0 | 0 | 0.42428 | 0 | 0 | 0 | 0 | 0 | 0 | 0 | 0 | 0 | 0 | 0 | 0 | 0 | 0 | 0 | 0 | 0.047552 | 0.00033 | 0.00067 | 0.001 | 0.00133 | 0.23209 | 0.16325 | 0.052059 |  | 0.2163 | 0.252 | 0.3265 | 0.3272
2014-01-28 | 10時 |  | 1.5475 | 0 | 0.12566 | 0 | [9 empty] | 0.24906 | 0 | 0 | 0 | 0 | 0.39386 | 0 | 0 | 0 | 0 | 0 | 0 | 0 | 0 | 0 | 0 | 0 | 0 | 0 | 0 | 0 | 0 | 0.047552 | 0.00054 | 0.00108 | 0.00163 | 0.00217 | 0.12467 | 0.21558 | 0.037471 |  | 0.1917 | 0.2274 | 0.3128 | 0.3134
2014-01-28 | 11時 |  | 2.2283 | 0 | 0.019258 | 0 | [9 empty] | 0.29393 | 0 | 0 | 0 | 0 | 0.19495 | 0 | 0 | 0 | 0 | 0 | 0 | 0 | 0 | 0 | 0 | 0 | 0 | 0 | 0 | 0 | 0 | 0.047552 | 0.00033 | 0.00067 | 0.001 | 0.00133 | 0.12467 | 0.21558 | 0 |  | 0.1994 | 0.2352 | 0.315 | 0.3157
2014-01-28 | 12時 |  | 1.4556 | 0 | 0 | 0 | [9 empty] | 0.23459 | 0 | 0 | 0 | 0 | 0 | 0 | 0 | 0 | 0 | 0 | 0 | 0 | 0 | 0 | 0 | 0 | 0 | 0 | 0 | 0 | 0 | 0.047552 | 0.00338 | 0.00675 | 0.01013 | 0.01351 | 0.14721 | 0.13456 | 0.018352 |  | 0.1983 | 0.2727 | 0.3698 | 0.3705
2014-01-28 | 13時 |  | 0 | 0 | 0 | 0 | [9 empty] | 0 | 0 | 0 | 0 | 0 | 0 | 0 | 0 | 0 | 0 | 0 | 0 | 0 | 0 | 0 | 0 | 0 | 0 | 0 | 0 | 0 | 0 | 0.047552 | 0.00033 | 0.00067 | 0.001 | 0.00133 | 0.13756 | 0.026771 | 0.023629 |  | 0.0483 | 0.0483 | 0.0711 | 0.0717
2014-01-28 | 14時 |  | 0 | 0 | 0 | 0 | [9 empty] | 0 | 0 | 0 | 0 | 0 | 0 | 0 | 0 | 0 | 0 | 0 | 0 | 0 | 0 | 0 | 0 | 0 | 0 | 0 | 0 | 0 | 0 | 0.047552 | 0.00013 | 0.00025 | 0.00038 | 0.0005 | 0 | 0 | 0 |  | 0.056 | 0.0561 | 0.0788 | 0.0795
2014-01-28 | 15時 |  | 7.6733 | 0 | 2.2027 | 0 | [9 empty] | 0.67787 | 0 | 0 | 0 | 0 | 0.23741 | 0 | 0 | 0 | 0 | 0 | 0 | 0 | 0 | 0 | 0 | 0 | 0 | 0 | 0 | 0 | 0 | 0.047552 | 0.00013 | 0.00025 | 0.00038 | 0.0005 | 0 | 0 | 0 |  | 0.056 | 0.0561 | 0.0788 | 0.0795
2014-01-28 | 16時 |  | 9.9698 | 0 | 2.1159 | 0 | [9 empty] | 0.86509 | 0 | 0 | 0 | 0 | 0.23745 | 0 | 0 | 0 | 0 | 0 | 0 | 0 | 0 | 0 | 0 | 0 | 0 | 0 | 0 | 0 | 0 | 0.047552 | 0.00054 | 0.00108 | 0.00163 | 0.00217 | 0.062335 | 0.054249 | 0.024058 |  | 0.2095 | 0.275 | 0.3956 | 0.5453
2014-01-28 | 17時 |  | 11.0645 | 0 | 2.7123 | 0 | [9 empty] | 0.97329 | 0 | 0 | 0 | 0 | 0.27258 | 0 | 0 | 0 | 0 | 0 | 0 | 0 | 0 | 0 | 0 | 0 | 0 | 0 | 0 | 0 | 0 | 0.047552 | 0.00642 | 0.01284 | 0.01926 | 0.02568 | 0.12467 | 0.1085 | 0.026923 |  | 0.2423 | 0.2781 | 0.3689 | 0.5187
2014-01-28 | 18時 |  | 7.0691 | 0 | 0 | 0 | [9 empty] | 0.68709 | 0 | 0 | 0 | 0 | 0 | 0 | 0 | 0 | 0 | 0 | 0 | 0 | 0 | 0 | 0 | 0 | 0 | 0 | 0 | 0 | 0 | 0.047552 | 0.00642 | 0.01284 | 0.01926 | 0.02568 | 0.21072 | 0.1085 | 0 |  | 0.1819 | 0.2177 | 0.2978 | 0.4476
2014-01-28 | 19時 |  | 7.5965 | 0 | 11.2777 | 0 | [9 empty] | 0.72929 | 0 | 0 | 0 | 0 | 1.0212 | 0 | 0 | 0 | 0 | 0 | 0 | 0 | 0 | 0 | 0 | 0 | 0 | 0 | 0 | 0 | 0 | 0.047552 | 0.00013 | 0.00025 | 0.00038 | 0.0005 | 0.12879 | 0 | 0.006537 |  | 0.0998 | 0.1355 | 0.2049 | 0.2056
2014-01-28 | 20時 |  | 7.8157 | 0 | 6.1346 | 0 | [9 empty] | 0.74972 | 0 | 0 | 0 | 0 | 0.60277 | 0 | 0 | 0 | 0 | 0 | 0 | 0 | 0 | 0 | 0 | 0 | 0 | 0 | 0 | 0 | 0 | 0.047552 | 0.00033 | 0.00067 | 0.001 | 0.00133 | 0.16769 | 0.10779 | 0.006537 |  | 0.0917 | 0.1275 | 0.2183 | 0.219
2014-01-28 | 21時 |  | 8.3079 | 0 | 5.4005 | 0 | [9 empty] | 0.78677 | 0 | 0 | 0 | 0 | 0.55776 | 0 | 0 | 0 | 0 | 0 | 0 | 0 | 0 | 0 | 0 | 0 | 0 | 0 | 0 | 0 | 0 | 0.047552 | 0.00628 | 0.01256 | 0.01884 | 0.02512 | 0.12467 | 0.18846 | 0.012659 |  | 0.1755 | 0.2411 | 0.3458 | 0.3465
2014-01-28 | 22時 |  | 0 | 0 | 0 | 0 | [9 empty] | 0 | 0 | 0 | 0 | 0 | 0 | 0 | 0 | 0 | 0 | 0 | 0 | 0 | 0 | 0 | 0 | 0 | 0 | 0 | 0 | 0 | 0 | 0.047552 | 0.00649 | 0.01298 | 0.01947 | 0.02595 | 0.12467 | 0.16133 | 0.043827 |  | 0.1139 | 0.1795 | 0.3002 | 0.3009
2014-01-28 | 23時 |  | 0 | 0 | 0 | 0 | [9 empty] | 0 | 0 | 0 | 0 | 0 | 0 | 0 | 0 | 0 | 0 | 0 | 0 | 0 | 0 | 0 | 0 | 0 | 0 | 0 | 0 | 0 | 0 | 0.047552 | 0.00331 | 0.00661 | 0.00992 | 0.01323 | 0.062335 | 0.15709 | 0.04296 |  | 0.1578 | 0.1578 | 0.1806 | 0.1812
2014-01-29 | 0時 |  | 0 | 0 | 0 | 0 | [9 empty] | 0 | 0 | 0 | 0 | 0 | 0 | 0 | 0 | 0 | 0 | 0 | 0 | 0 | 0 | 0 | 0 | 0 | 0 | 0 | 0 | 0 | 0 | 0.047552 | 0.00013 | 0.00025 | 0.00038 | 0.0005 | 0 | 0 | 0 |  | 0.1578 | 0.1578 | 0.1806 | 0.1812
2014-01-29 | 1時 |  | 0 | 0 | 0 | 0 | [9 empty] | 0 | 0 | 0 | 0 | 0 | 0 | 0 | 0 | 0 | 0 | 0 | 0 | 0 | 0 | 0 | 0 | 0 | 0 | 0 | 0 | 0 | 0 | 0.047552 | 0.00013 | 0.00025 | 0.00038 | 0.0005 | 0 | 0 | 0 |  | 0.0483 | 0.0483 | 0.0711 | 0.0717
2014-01-29 | 2時 |  | 0 | 0 | 0 | 0 | [9 empty] | 0 | 0 | 0 | 0 | 0 | 0 | 0 | 0 | 0 | 0 | 0 | 0 | 0 | 0 | 0 | 0 | 0 | 0 | 0 | 0 | 0 | 0 | 0.047552 | 0.00013 | 0.00025 | 0.00038 | 0.0005 | 0 | 0 | 0 |  | 0.056 | 0.0561 | 0.0788 | 0.0795
2014-01-29 | 3時 |  | 0 | 0 | 0 | 0 | [9 empty] | 0 | 0 | 0 | 0 | 0 | 0 | 0 | 0 | 0 | 0 | 0 | 0 | 0 | 0 | 0 | 0 | 0 | 0 | 0 | 0 | 0 | 0 | 0.047552 | 0.00013 | 0.00025 | 0.00038 | 0.0005 | 0 | 0 | 0 |  | 0.056 | 0.0561 | 0.0788 | 0.0795
2014-01-29 | 4時 |  | 0 | 0 | 0 | 0 | [9 empty] | 0 | 0 | 0 | 0 | 0 | 0 | 0 | 0 | 0 | 0 | 0 | 0 | 0 | 0 | 0 | 0 | 0 | 0 | 0 | 0 | 0 | 0 | 0.047552 | 0.00013 | 0.00025 | 0.00038 | 0.0005 | 0 | 0 | 0 |  | 0.0483 | 0.0483 | 0.0711 | 0.0717
2014-01-29 | 5時 |  | 0 | 0 | 0 | 0 | [9 empty] | 0 | 0 | 0 | 0 | 0 | 0 | 0 | 0 | 0 | 0 | 0 | 0 | 0 | 0 | 0 | 0 | 0 | 0 | 0 | 0 | 0 | 0 | 0.047552 | 0.00013 | 0.00025 | 0.00038 | 0.0005 | 0 | 0 | 0 |  | 0.056 | 0.0561 | 0.0788 | 0.0795
2014-01-29 | 6時 |  | 0 | 0 | 0 | 0 | [9 empty] | 0 | 0 | 0 | 0 | 0 | 0 | 0 | 0 | 0 | 0 | 0 | 0 | 0 | 0 | 0 | 0 | 0 | 0 | 0 | 0 | 0 | 0 | 0.047552 | 0.00013 | 0.00025 | 0.00038 | 0.0005 | 0 | 0 | 0 |  | 0.056 | 0.0561 | 0.0788 | 0.0795
2014-01-29 | 7時 |  | 20.218 | 16.0128 | 8.858 | 4.0321 | [9 empty] | 3.6001 | 0 | 0 | 0 | 0 | 1.2201 | 0 | 0 | 0 | 0 | 0 | 0 | 0 | 0 | 0 | 0 | 0 | 0 | 0 | 0 | 0 | 0 | 0.047552 | 0.00054 | 0.00108 | 0.00163 | 0.00217 | 0 | 0.024649 | 0.022689 |  | 0.1168 | 0.1854 | 0.2767 | 0.2774
2014-01-29 | 8時 |  | 12.9541 | 0 | 13.512 | 2.8334 | [9 empty] | 1.5925 | 0 | 0 | 0 | 0 | 1.7541 | 0 | 0 | 0 | 0 | 0 | 0 | 0 | 0 | 0 | 0 | 0 | 0 | 0 | 0 | 0 | 0 | 0.047552 | 0.00379 | 0.00759 | 0.01138 | 0.01518 | 0.084877 | 0.078545 | 0.064582 |  | 0.2156 | 0.2812 | 0.3696 | 0.3702
2014-01-29 | 9時 |  | 9.1502 | 0 | 6.7602 | 0 | [9 empty] | 0.81681 | 0 | 0 | 0 | 0 | 0.62461 | 0 | 0 | 0 | 0 | 0 | 0 | 0 | 0 | 0 | 0 | 0 | 0 | 0 | 0 | 0 | 0 | 0.047552 | 0.00033 | 0.00067 | 0.001 | 0.00133 | 0.23209 | 0.16325 | 0.052059 |  | 0.2163 | 0.252 | 0.3265 | 0.3272
2014-01-29 | 10時 |  | 4.5004 | 0 | 2.3062 | 0 | [9 empty] | 0.46585 | 0 | 0 | 0 | 0 | 0.40786 | 0 | 0 | 0 | 0 | 0 | 0 | 0 | 0 | 0 | 0 | 0 | 0 | 0 | 0 | 0 | 0 | 0.047552 | 0.00054 | 0.00108 | 0.00163 | 0.00217 | 0.12467 | 0.21558 | 0.037471 |  | 0.1917 | 0.2274 | 0.3128 | 0.3134
2014-01-29 | 11時 |  | 4.4852 | 0 | 0.47557 | 0 | [9 empty] | 0.44461 | 0 | 0 | 0 | 0 | 0.19143 | 0 | 0 | 0 | 0 | 0 | 0 | 0 | 0 | 0 | 0 | 0 | 0 | 0 | 0 | 0 | 0 | 0.047552 | 0.00033 | 0.00067 | 0.001 | 0.00133 | 0.12467 | 0.21558 | 0 |  | 0.1994 | 0.2352 | 0.315 | 0.3157
2014-01-29 | 12時 |  | 2.8784 | 0 | 0 | 0 | [9 empty] | 0.32865 | 0 | 0 | 0 | 0 | 0 | 0 | 0 | 0 | 0 | 0 | 0 | 0 | 0 | 0 | 0 | 0 | 0 | 0 | 0 | 0 | 0 | 0.047552 | 0.00338 | 0.00675 | 0.01013 | 0.01351 | 0.14721 | 0.13456 | 0.018352 |  | 0.1983 | 0.2727 | 0.3698 | 0.3705
2014-01-29 | 13時 |  | 0 | 0 | 0 | 0 | [9 empty] | 0 | 0 | 0 | 0 | 0 | 0 | 0 | 0 | 0 | 0 | 0 | 0 | 0 | 0 | 0 | 0 | 0 | 0 | 0 | 0 | 0 | 0 | 0.047552 | 0.00033 | 0.00067 | 0.001 | 0.00133 | 0.13756 | 0.026771 | 0.023629 |  | 0.0483 | 0.0483 | 0.0711 | 0.0717
2014-01-29 | 14時 |  | 0 | 0 | 0 | 0 | [9 empty] | 0 | 0 | 0 | 0 | 0 | 0 | 0 | 0 | 0 | 0 | 0 | 0 | 0 | 0 | 0 | 0 | 0 | 0 | 0 | 0 | 0 | 0 | 0.047552 | 0.00013 | 0.00025 | 0.00038 | 0.0005 | 0 | 0 | 0 |  | 0.056 | 0.0561 | 0.0788 | 0.0795
2014-01-29 | 15時 |  | 7.2963 | 0 | 2.2461 | 0 | [9 empty] | 0.62477 | 0 | 0 | 0 | 0 | 0.23322 | 0 | 0 | 0 | 0 | 0 | 0 | 0 | 0 | 0 | 0 | 0 | 0 | 0 | 0 | 0 | 0 | 0.047552 | 0.00013 | 0.00025 | 0.00038 | 0.0005 | 0 | 0 | 0 |  | 0.056 | 0.0561 | 0.0788 | 0.0795
2014-01-29 | 16時 |  | 9.254 | 0 | 2.055 | 0 | [9 empty] | 0.78033 | 0 | 0 | 0 | 0 | 0.22839 | 0 | 0 | 0 | 0 | 0 | 0 | 0 | 0 | 0 | 0 | 0 | 0 | 0 | 0 | 0 | 0 | 0.047552 | 0.00054 | 0.00108 | 0.00163 | 0.00217 | 0.062335 | 0.054249 | 0.024058 |  | 0.2095 | 0.275 | 0.3956 | 0.5453
2014-01-29 | 17時 |  | 10.1199 | 0 | 2.5352 | 0 | [9 empty] | 0.86118 | 0 | 0 | 0 | 0 | 0.25349 | 0 | 0 | 0 | 0 | 0 | 0 | 0 | 0 | 0 | 0 | 0 | 0 | 0 | 0 | 0 | 0 | 0.047552 | 0.00642 | 0.01284 | 0.01926 | 0.02568 | 0.12467 | 0.1085 | 0.026923 |  | 0.2423 | 0.2781 | 0.3689 | 0.5187
2014-01-29 | 18時 |  | 6.2837 | 0 | 0 | 0 | [9 empty] | 0.58125 | 0 | 0 | 0 | 0 | 0 | 0 | 0 | 0 | 0 | 0 | 0 | 0 | 0 | 0 | 0 | 0 | 0 | 0 | 0 | 0 | 0 | 0.047552 | 0.00642 | 0.01284 | 0.01926 | 0.02568 | 0.21072 | 0.1085 | 0 |  | 0.1819 | 0.2177 | 0.2978 | 0.4476
2014-01-29 | 19時 |  | 6.901 | 0 | 10.2704 | 0 | [9 empty] | 0.79331 | 0 | 0 | 0 | 0 | 1.1612 | 0 | 0 | 0 | 0 | 0 | 0 | 0 | 0 | 0 | 0 | 0 | 0 | 0 | 0 | 0 | 0 | 0.047552 | 0.00013 | 0.00025 | 0.00038 | 0.0005 | 0.12879 | 0 | 0.006537 |  | 0.0998 | 0.1355 | 0.2049 | 0.2056
2014-01-29 | 20時 |  | 7.2656 | 0 | 5.6546 | 0 | [9 empty] | 0.85096 | 0 | 0 | 0 | 0 | 0.6738 | 0 | 0 | 0 | 0 | 0 | 0 | 0 | 0 | 0 | 0 | 0 | 0 | 0 | 0 | 0 | 0 | 0.047552 | 0.00033 | 0.00067 | 0.001 | 0.00133 | 0.16769 | 0.10779 | 0.006537 |  | 0.0917 | 0.1275 | 0.2183 | 0.219
2014-01-29 | 21時 |  | 7.8658 | 0 | 5.0366 | 0 | [9 empty] | 0.92046 | 0 | 0 | 0 | 0 | 0.62458 | 0 | 0 | 0 | 0 | 0 | 0 | 0 | 0 | 0 | 0 | 0 | 0 | 0 | 0 | 0 | 0 | 0.047552 | 0.00628 | 0.01256 | 0.01884 | 0.02512 | 0.12467 | 0.18846 | 0.012659 |  | 0.1755 | 0.2411 | 0.3458 | 0.3465
2014-01-29 | 22時 |  | 0 | 0 | 0 | 0 | [9 empty] | 0 | 0 | 0 | 0 | 0 | 0 | 0 | 0 | 0 | 0 | 0 | 0 | 0 | 0 | 0 | 0 | 0 | 0 | 0 | 0 | 0 | 0 | 0.047552 | 0.00649 | 0.01298 | 0.01947 | 0.02595 | 0.12467 | 0.16133 | 0.043827 |  | 0.1139 | 0.1795 | 0.3002 | 0.3009
2014-01-29 | 23時 |  | 0 | 0 | 0 | 0 | [9 empty] | 0 | 0 | 0 | 0 | 0 | 0 | 0 | 0 | 0 | 0 | 0 | 0 | 0 | 0 | 0 | 0 | 0 | 0 | 0 | 0 | 0 | 0 | 0.047552 | 0.00331 | 0.00661 | 0.00992 | 0.01323 | 0.062335 | 0.15709 | 0.04296 |  | 0.1578 | 0.1578 | 0.1806 | 0.1812
2014-01-30 | 0時 |  | 0 | 0 | 0 | 0 | [9 empty] | 0 | 0 | 0 | 0 | 0 | 0 | 0 | 0 | 0 | 0 | 0 | 0 | 0 | 0 | 0 | 0 | 0 | 0 | 0 | 0 | 0 | 0 | 0.047552 | 0.00013 | 0.00025 | 0.00038 | 0.0005 | 0 | 0.078899 | 0.011656 |  | 0.1578 | 0.1578 | 0.1806 | 0.1812
2014-01-30 | 1時 |  | 0 | 0 | 0 | 0 | [9 empty] | 0 | 0 | 0 | 0 | 0 | 0 | 0 | 0 | 0 | 0 | 0 | 0 | 0 | 0 | 0 | 0 | 0 | 0 | 0 | 0 | 0 | 0 | 0.047552 | 0.00013 | 0.00025 | 0.00038 | 0.0005 | 0 | 0 | 0 |  | 0.0483 | 0.0483 | 0.0711 | 0.0717
2014-01-30 | 2時 |  | 0 | 0 | 0 | 0 | [9 empty] | 0 | 0 | 0 | 0 | 0 | 0 | 0 | 0 | 0 | 0 | 0 | 0 | 0 | 0 | 0 | 0 | 0 | 0 | 0 | 0 | 0 | 0 | 0.047552 | 0.00013 | 0.00025 | 0.00038 | 0.0005 | 0 | 0 | 0 |  | 0.056 | 0.0561 | 0.0788 | 0.0795
2014-01-30 | 3時 |  | 0 | 0 | 0 | 0 | [9 empty] | 0 | 0 | 0 | 0 | 0 | 0 | 0 | 0 | 0 | 0 | 0 | 0 | 0 | 0 | 0 | 0 | 0 | 0 | 0 | 0 | 0 | 0 | 0.047552 | 0.00013 | 0.00025 | 0.00038 | 0.0005 | 0 | 0 | 0 |  | 0.056 | 0.0561 | 0.0788 | 0.0795
2014-01-30 | 4時 |  | 0 | 0 | 0 | 0 | [9 empty] | 0 | 0 | 0 | 0 | 0 | 0 | 0 | 0 | 0 | 0 | 0 | 0 | 0 | 0 | 0 | 0 | 0 | 0 | 0 | 0 | 0 | 0 | 0.047552 | 0.00013 | 0.00025 | 0.00038 | 0.0005 | 0 | 0 | 0 |  | 0.0483 | 0.0483 | 0.0711 | 0.0717
2014-01-30 | 5時 |  | 26.1471 | 8.8167 | 0 | 0 | [9 empty] | 3.6182 | 0 | 0 | 0 | 0 | 0 | 0 | 0 | 0 | 0 | 0 | 0 | 0 | 0 | 0 | 0 | 0 | 0 | 0 | 0 | 0 | 0 | 0.047552 | 0.00013 | 0.00025 | 0.00038 | 0.0005 | 0 | 0 | 0 |  | 0.056 | 0.0561 | 0.0788 | 0.0795
2014-01-30 | 6時 |  | 13.9259 | 0 | 0 | 0 | [9 empty] | 1.816 | 0 | 0 | 0 | 0 | 0 | 0 | 0 | 0 | 0 | 0 | 0 | 0 | 0 | 0 | 0 | 0 | 0 | 0 | 0 | 0 | 0 | 0.047552 | 0.00338 | 0.00675 | 0.01013 | 0.01351 | 0 | 0.024649 | 0.011815 |  | 0.1925 | 0.2611 | 0.3525 | 0.3531
2014-01-30 | 7時 |  | 8.1482 | 0 | 0 | 0 | [9 empty] | 0.78319 | 0 | 0 | 0 | 0 | 0 | 0 | 0 | 0 | 0 | 0 | 0 | 0 | 0 | 0 | 0 | 0 | 0 | 0 | 0 | 0 | 0 | 0.047552 | 0.00054 | 0.00108 | 0.00163 | 0.00217 | 0.13859 | 0.053895 | 0.036861 |  | 0.1524 | 0.248 | 0.3662 | 0.3669
2014-01-30 | 8時 |  | 8.499 | 0 | 0 | 0 | [9 empty] | 0.7863 | 0 | 0 | 0 | 0 | 0 | 0 | 0 | 0 | 0 | 0 | 0 | 0 | 0 | 0 | 0 | 0 | 0 | 0 | 0 | 0 | 0 | 0.047552 | 0.00054 | 0.00108 | 0.00163 | 0.00217 | 0.093503 | 0 | 0.035602 |  | 0.1091 | 0.1448 | 0.2032 | 0.2039
2014-01-30 | 9時 |  | 0 | 0 | 0 | 0 | [9 empty] | 0 | 0 | 0 | 0 | 0 | 0 | 0 | 0 | 0 | 0 | 0 | 0 | 0 | 0 | 0 | 0 | 0 | 0 | 0 | 0 | 0 | 0 | 0.047552 | 0.00013 | 0.00025 | 0.00038 | 0.0005 | 0.17838 | 0.10971 | 0.042749 |  | 0.3011 | 0.3368 | 0.3953 | 0.396
2014-01-30 | 10時 |  | 0 | 0 | 0 | 0 | [9 empty] | 0 | 0 | 0 | 0 | 0 | 0 | 0 | 0 | 0 | 0 | 0 | 0 | 0 | 0 | 0 | 0 | 0 | 0 | 0 | 0 | 0 | 0 | 0.047552 | 0.00033 | 0.00067 | 0.001 | 0.00133 | 0.093503 | 0 | 0.012523 |  | 0.0483 | 0.0483 | 0.0711 | 0.0717
2014-01-30 | 11時 |  | 9.9106 | 0 | 0 | 0 | [9 empty] | 0.84322 | 0 | 0 | 0 | 0 | 0 | 0 | 0 | 0 | 0 | 0 | 0 | 0 | 0 | 0 | 0 | 0 | 0 | 0 | 0 | 0 | 0 | 0.047552 | 0.00013 | 0.00025 | 0.00038 | 0.0005 | 0 | 0 | 0.0052775 |  | 0.056 | 0.0561 | 0.0788 | 0.0795
2014-01-30 | 12時 |  | 2.3241 | 0 | 0 | 0 | [9 empty] | 0.30546 | 0 | 0 | 0 | 0 | 0 | 0 | 0 | 0 | 0 | 0 | 0 | 0 | 0 | 0 | 0 | 0 | 0 | 0 | 0 | 0 | 0 | 0.047552 | 0.00338 | 0.00675 | 0.01013 | 0.01351 | 0.05371 | 0 | 0.0052775 |  | 0.1983 | 0.2727 | 0.3698 | 0.3705
2014-01-30 | 13時 |  | 0 | 0 | 0 | 0 | [9 empty] | 0 | 0 | 0 | 0 | 0 | 0 | 0 | 0 | 0 | 0 | 0 | 0 | 0 | 0 | 0 | 0 | 0 | 0 | 0 | 0 | 0 | 0 | 0.047552 | 0.00033 | 0.00067 | 0.001 | 0.00133 | 0.11604 | 0 | 0 |  | 0.0483 | 0.0483 | 0.0711 | 0.0717
2014-01-30 | 14時 |  | 0 | 0 | 0 | 0 | [9 empty] | 0 | 0 | 0 | 0 | 0 | 0 | 0 | 0 | 0 | 0 | 0 | 0 | 0 | 0 | 0 | 0 | 0 | 0 | 0 | 0 | 0 | 0 | 0.047552 | 0.00013 | 0.00025 | 0.00038 | 0.0005 | 0.031168 | 0 | 0.017801 |  | 0.056 | 0.0561 | 0.0788 | 0.0795
2014-01-30 | 15時 |  | 8.0956 | 0 | 0 | 0 | [9 empty] | 0.70478 | 0 | 0 | 0 | 0 | 0 | 0 | 0 | 0 | 0 | 0 | 0 | 0 | 0 | 0 | 0 | 0 | 0 | 0 | 0 | 0 | 0 | 0.047552 | 0.00013 | 0.00025 | 0.00038 | 0.0005 | 0 | 0 | 0 |  | 0.056 | 0.0561 | 0.0788 | 0.0795
2014-01-30 | 16時 |  | 6.737 | 0 | 0 | 0 | [9 empty] | 0.6264 | 0 | 0 | 0 | 0 | 0 | 0 | 0 | 0 | 0 | 0 | 0 | 0 | 0 | 0 | 0 | 0 | 0 | 0 | 0 | 0 | 0 | 0.047552 | 0.00033 | 0.00067 | 0.001 | 0.00133 | 0.062335 | 0 | 0.0052775 |  | 0.0483 | 0.0483 | 0.0711 | 0.0717
2014-01-30 | 17時 |  | 11.5163 | 0 | 6.8918 | 0 | [9 empty] | 1.0128 | 0 | 0 | 0 | 0 | 0.61116 | 0 | 0 | 0 | 0 | 0 | 0 | 0 | 0 | 0 | 0 | 0 | 0 | 0 | 0 | 0 | 0 | 0.047552 | 0.00033 | 0.00067 | 0.001 | 0.00133 | 0.10536 | 0 | 0.0082775 |  | 0.1304 | 0.2048 | 0.3019 | 0.3026
2014-01-30 | 18時 |  | 12.3878 | 0 | 0 | 0 | [9 empty] | 1.1094 | 0 | 0 | 0 | 0 | 0 | 0 | 0 | 0 | 0 | 0 | 0 | 0 | 0 | 0 | 0 | 0 | 0 | 0 | 0 | 0 | 0 | 0.047552 | 0.00642 | 0.01284 | 0.01926 | 0.02568 | 0.12467 | 0 | 0.0082775 |  | 0.303 | 0.3387 | 0.3972 | 0.5469
2014-01-30 | 19時 |  | 8.1036 | 0 | 7.842 | 0 | [9 empty] | 0.79753 | 0 | 0 | 0 | 0 | 0.75875 | 0 | 0 | 0 | 0 | 0 | 0 | 0 | 0 | 0 | 0 | 0 | 0 | 0 | 0 | 0 | 0 | 0.047552 | 0.00642 | 0.01284 | 0.01926 | 0.02568 | 0.21072 | 0.10708 | 0.0082775 |  | 0.0991 | 0.1348 | 0.1932 | 0.1939
2014-01-30 | 20時 |  | 8.8815 | 0 | 7.2394 | 0 | [9 empty] | 0.87027 | 0 | 0 | 0 | 0 | 0.70801 | 0 | 0 | 0 | 0 | 0 | 0 | 0 | 0 | 0 | 0 | 0 | 0 | 0 | 0 | 0 | 0 | 0.047552 | 0.00033 | 0.00067 | 0.001 | 0.00133 | 0.14927 | 0.027125 | 0 |  | 0.0917 | 0.1275 | 0.2102 | 0.2109
2014-01-30 | 21時 |  | 9.5618 | 0 | 9.269 | 0 | [9 empty] | 0.93535 | 0 | 0 | 0 | 0 | 0.9141 | 0 | 0 | 0 | 0 | 0 | 0 | 0 | 0 | 0 | 0 | 0 | 0 | 0 | 0 | 0 | 0 | 0.047552 | 0.00033 | 0.00067 | 0.001 | 0.00133 | 0.14618 | 0.10814 | 0.031304 |  | 0.1216 | 0.1873 | 0.2837 | 0.2844
2014-01-30 | 22時 |  | 10.1379 | 0 | 3.7394 | 0 | [9 empty] | 0.98729 | 0 | 0 | 0 | 0 | 0.37537 | 0 | 0 | 0 | 0 | 0 | 0 | 0 | 0 | 0 | 0 | 0 | 0 | 0 | 0 | 0 | 0 | 0.047552 | 0.00628 | 0.01256 | 0.01884 | 0.02512 | 0.12467 | 0.16133 | 0.043827 |  | 0.1738 | 0.1917 | 0.262 | 0.2626
2014-01-30 | 23時 |  | 0 | 0 | 0 | 0 | [9 empty] | 0 | 0 | 0 | 0 | 0 | 0 | 0 | 0 | 0 | 0 | 0 | 0 | 0 | 0 | 0 | 0 | 0 | 0 | 0 | 0 | 0 | 0 | 0.047552 | 0.0067 | 0.01339 | 0.02009 | 0.02679 | 0.12467 | 0.18881 | 0.031848 |  | 0.1877 | 0.2176 | 0.2756 | 0.2763
2014-01-31 | 0時 |  | 0 | 0 | 0 | 0 | [9 empty] | 0 | 0 | 0 | 0 | 0 | 0 | 0 | 0 | 0 | 0 | 0 | 0 | 0 | 0 | 0 | 0 | 0 | 0 | 0 | 0 | 0 | 0 | 0.047552 | 0.00013 | 0.00025 | 0.00038 | 0.0005 | 0 | 0.078899 | 0.011656 |  | 0.1578 | 0.1578 | 0.1806 | 0.1812
2014-01-31 | 1時 |  | 0 | 0 | 0 | 0 | [9 empty] | 0 | 0 | 0 | 0 | 0 | 0 | 0 | 0 | 0 | 0 | 0 | 0 | 0 | 0 | 0 | 0 | 0 | 0 | 0 | 0 | 0 | 0 | 0.047552 | 0.00013 | 0.00025 | 0.00038 | 0.0005 | 0 | 0 | 0 |  | 0.0483 | 0.0483 | 0.0711 | 0.0717
2014-01-31 | 2時 |  | 0 | 0 | 0 | 0 | [9 empty] | 0 | 0 | 0 | 0 | 0 | 0 | 0 | 0 | 0 | 0 | 0 | 0 | 0 | 0 | 0 | 0 | 0 | 0 | 0 | 0 | 0 | 0 | 0.047552 | 0.00013 | 0.00025 | 0.00038 | 0.0005 | 0 | 0 | 0 |  | 0.056 | 0.0561 | 0.0788 | 0.0795
2014-01-31 | 3時 |  | 0 | 0 | 0 | 0 | [9 empty] | 0 | 0 | 0 | 0 | 0 | 0 | 0 | 0 | 0 | 0 | 0 | 0 | 0 | 0 | 0 | 0 | 0 | 0 | 0 | 0 | 0 | 0 | 0.047552 | 0.00013 | 0.00025 | 0.00038 | 0.0005 | 0 | 0 | 0 |  | 0.056 | 0.0561 | 0.0788 | 0.0795
2014-01-31 | 4時 |  | 0 | 0 | 0 | 0 | [9 empty] | 0 | 0 | 0 | 0 | 0 | 0 | 0 | 0 | 0 | 0 | 0 | 0 | 0 | 0 | 0 | 0 | 0 | 0 | 0 | 0 | 0 | 0 | 0.047552 | 0.00013 | 0.00025 | 0.00038 | 0.0005 | 0 | 0 | 0 |  | 0.0483 | 0.0483 | 0.0711 | 0.0717
2014-01-31 | 5時 |  | 20.0663 | 21.2949 | 0 | 0 | [9 empty] | 3.939 | 0 | 0 | 0 | 0 | 0 | 0 | 0 | 0 | 0 | 0 | 0 | 0 | 0 | 0 | 0 | 0 | 0 | 0 | 0 | 0 | 0 | 0.047552 | 0.00013 | 0.00025 | 0.00038 | 0.0005 | 0 | 0 | 0 |  | 0.056 | 0.0561 | 0.0788 | 0.0795
2014-01-31 | 6時 |  | 16.7132 | 0 | 0 | 0 | [9 empty] | 2.6286 | 0 | 0 | 0 | 0 | 0 | 0 | 0 | 0 | 0 | 0 | 0 | 0 | 0 | 0 | 0 | 0 | 0 | 0 | 0 | 0 | 0 | 0.047552 | 0.00338 | 0.00675 | 0.01013 | 0.01351 | 0 | 0.024649 | 0.011815 |  | 0.1925 | 0.2611 | 0.3525 | 0.3531
2014-01-31 | 7時 |  | 11.3942 | 0 | 0 | 0 | [9 empty] | 1.4391 | 0 | 0 | 0 | 0 | 0 | 0 | 0 | 0 | 0 | 0 | 0 | 0 | 0 | 0 | 0 | 0 | 0 | 0 | 0 | 0 | 0 | 0.047552 | 0.00054 | 0.00108 | 0.00163 | 0.00217 | 0.13859 | 0.053895 | 0.036861 |  | 0.1524 | 0.248 | 0.3662 | 0.3669
2014-01-31 | 8時 |  | 7.4943 | 0 | 0 | 0 | [9 empty] | 0.77592 | 0 | 0 | 0 | 0 | 0 | 0 | 0 | 0 | 0 | 0 | 0 | 0 | 0 | 0 | 0 | 0 | 0 | 0 | 0 | 0 | 0 | 0.047552 | 0.00054 | 0.00108 | 0.00163 | 0.00217 | 0.093503 | 0 | 0.035602 |  | 0.1091 | 0.1448 | 0.2032 | 0.2039
2014-01-31 | 9時 |  | 0 | 0 | 0 | 0 | [9 empty] | 0 | 0 | 0 | 0 | 0 | 0 | 0 | 0 | 0 | 0 | 0 | 0 | 0 | 0 | 0 | 0 | 0 | 0 | 0 | 0 | 0 | 0 | 0.047552 | 0.00013 | 0.00025 | 0.00038 | 0.0005 | 0.17838 | 0.10971 | 0.042749 |  | 0.3011 | 0.3368 | 0.3953 | 0.396
2014-01-31 | 10時 |  | 0 | 0 | 0 | 0 | [9 empty] | 0 | 0 | 0 | 0 | 0 | 0 | 0 | 0 | 0 | 0 | 0 | 0 | 0 | 0 | 0 | 0 | 0 | 0 | 0 | 0 | 0 | 0 | 0.047552 | 0.00033 | 0.00067 | 0.001 | 0.00133 | 0.093503 | 0 | 0.012523 |  | 0.0483 | 0.0483 | 0.0711 | 0.0717
2014-01-31 | 11時 |  | 9.6979 | 0 | 0 | 0 | [9 empty] | 0.82831 | 0 | 0 | 0 | 0 | 0 | 0 | 0 | 0 | 0 | 0 | 0 | 0 | 0 | 0 | 0 | 0 | 0 | 0 | 0 | 0 | 0 | 0.047552 | 0.00013 | 0.00025 | 0.00038 | 0.0005 | 0 | 0 | 0.0052775 |  | 0.056 | 0.0561 | 0.0788 | 0.0795
2014-01-31 | 12時 |  | 2.632 | 0 | 0 | 0 | [9 empty] | 0.31683 | 0 | 0 | 0 | 0 | 0 | 0 | 0 | 0 | 0 | 0 | 0 | 0 | 0 | 0 | 0 | 0 | 0 | 0 | 0 | 0 | 0 | 0.047552 | 0.00338 | 0.00675 | 0.01013 | 0.01351 | 0.05371 | 0 | 0.0052775 |  | 0.1983 | 0.2727 | 0.3698 | 0.3705
2014-01-31 | 13時 |  | 0 | 0 | 0 | 0 | [9 empty] | 0 | 0 | 0 | 0 | 0 | 0 | 0 | 0 | 0 | 0 | 0 | 0 | 0 | 0 | 0 | 0 | 0 | 0 | 0 | 0 | 0 | 0 | 0.047552 | 0.00033 | 0.00067 | 0.001 | 0.00133 | 0.11604 | 0 | 0 |  | 0.0483 | 0.0483 | 0.0711 | 0.0717
2014-01-31 | 14時 |  | 0 | 0 | 0 | 0 | [9 empty] | 0 | 0 | 0 | 0 | 0 | 0 | 0 | 0 | 0 | 0 | 0 | 0 | 0 | 0 | 0 | 0 | 0 | 0 | 0 | 0 | 0 | 0 | 0.047552 | 0.00013 | 0.00025 | 0.00038 | 0.0005 | 0.031168 | 0 | 0.017801 |  | 0.056 | 0.0561 | 0.0788 | 0.0795
2014-01-31 | 15時 |  | 8.9583 | 0 | 0 | 0 | [9 empty] | 0.74873 | 0 | 0 | 0 | 0 | 0 | 0 | 0 | 0 | 0 | 0 | 0 | 0 | 0 | 0 | 0 | 0 | 0 | 0 | 0 | 0 | 0 | 0.047552 | 0.00013 | 0.00025 | 0.00038 | 0.0005 | 0 | 0 | 0 |  | 0.056 | 0.0561 | 0.0788 | 0.0795
2014-01-31 | 16時 |  | 6.8895 | 0 | 0 | 0 | [9 empty] | 0.61682 | 0 | 0 | 0 | 0 | 0 | 0 | 0 | 0 | 0 | 0 | 0 | 0 | 0 | 0 | 0 | 0 | 0 | 0 | 0 | 0 | 0 | 0.047552 | 0.00033 | 0.00067 | 0.001 | 0.00133 | 0.062335 | 0 | 0.0052775 |  | 0.0483 | 0.0483 | 0.0711 | 0.0717
2014-01-31 | 17時 |  | 10.9004 | 0 | 7.09 | 0 | [9 empty] | 0.92722 | 0 | 0 | 0 | 0 | 0.59881 | 0 | 0 | 0 | 0 | 0 | 0 | 0 | 0 | 0 | 0 | 0 | 0 | 0 | 0 | 0 | 0 | 0.047552 | 0.00033 | 0.00067 | 0.001 | 0.00133 | 0.10536 | 0 | 0.0082775 |  | 0.1304 | 0.2048 | 0.3019 | 0.3026
2014-01-31 | 18時 |  | 10.9904 | 0 | 0 | 0 | [9 empty] | 0.93004 | 0 | 0 | 0 | 0 | 0 | 0 | 0 | 0 | 0 | 0 | 0 | 0 | 0 | 0 | 0 | 0 | 0 | 0 | 0 | 0 | 0 | 0.047552 | 0.00642 | 0.01284 | 0.01926 | 0.02568 | 0.12467 | 0 | 0.0082775 |  | 0.303 | 0.3387 | 0.3972 | 0.5469
2014-01-31 | 19時 |  | 6.9213 | 0 | 7.4548 | 0 | [9 empty] | 0.77626 | 0 | 0 | 0 | 0 | 0.86762 | 0 | 0 | 0 | 0 | 0 | 0 | 0 | 0 | 0 | 0 | 0 | 0 | 0 | 0 | 0 | 0 | 0.047552 | 0.00642 | 0.01284 | 0.01926 | 0.02568 | 0.21072 | 0.10708 | 0.0082775 |  | 0.0991 | 0.1348 | 0.1932 | 0.1939
2014-01-31 | 20時 |  | 7.3692 | 0 | 6.2703 | 0 | [9 empty] | 0.82482 | 0 | 0 | 0 | 0 | 0.70451 | 0 | 0 | 0 | 0 | 0 | 0 | 0 | 0 | 0 | 0 | 0 | 0 | 0 | 0 | 0 | 0 | 0.047552 | 0.00033 | 0.00067 | 0.001 | 0.00133 | 0.14927 | 0.027125 | 0 |  | 0.0917 | 0.1275 | 0.2102 | 0.2109
2014-01-31 | 21時 |  | 7.7015 | 0 | 7.5285 | 0 | [9 empty] | 0.85975 | 0 | 0 | 0 | 0 | 0.83687 | 0 | 0 | 0 | 0 | 0 | 0 | 0 | 0 | 0 | 0 | 0 | 0 | 0 | 0 | 0 | 0 | 0.047552 | 0.00033 | 0.00067 | 0.001 | 0.00133 | 0.14618 | 0.10814 | 0.031304 |  | 0.1216 | 0.1873 | 0.2837 | 0.2844
2014-01-31 | 22時 |  | 7.9355 | 0 | 2.8908 | 0 | [9 empty] | 0.88215 | 0 | 0 | 0 | 0 | 0.32811 | 0 | 0 | 0 | 0 | 0 | 0 | 0 | 0 | 0 | 0 | 0 | 0 | 0 | 0 | 0 | 0 | 0.047552 | 0.00628 | 0.01256 | 0.01884 | 0.02512 | 0.12467 | 0.16133 | 0.043827 |  | 0.1738 | 0.1917 | 0.262 | 0.2626
2014-01-31 | 23時 |  | 0 | 0 | 0 | 0 | [9 empty] | 0 | 0 | 0 | 0 | 0 | 0 | 0 | 0 | 0 | 0 | 0 | 0 | 0 | 0 | 0 | 0 | 0 | 0 | 0 | 0 | 0 | 0 | 0.047552 | 0.0067 | 0.01339 | 0.02009 | 0.02679 | 0.12467 | 0.18881 | 0.031848 |  | 0.1877 | 0.2176 | 0.2756 | 0.2763
2014-02-01 | 0時 |  | 0 | 0 | 0 | 0 | [9 empty] | 0 | 0 | 0 | 0 | 0 | 0 | 0 | 0 | 0 | 0 | 0 | 0 | 0 | 0 | 0 | 0 | 0 | 0 | 0 | 0 | 0 | 0 | 0.047552 | 0.00013 | 0.00025 | 0.00038 | 0.0005 | 0 | 0.078899 | 0.011656 |  | 0.1578 | 0.1578 | 0.1806 | 0.1812
2014-02-01 | 1時 |  | 0 | 0 | 0 | 0 | [9 empty] | 0 | 0 | 0 | 0 | 0 | 0 | 0 | 0 | 0 | 0 | 0 | 0 | 0 | 0 | 0 | 0 | 0 | 0 | 0 | 0 | 0 | 0 | 0.047552 | 0.00013 | 0.00025 | 0.00038 | 0.0005 | 0 | 0 | 0 |  | 0.0483 | 0.0483 | 0.0711 | 0.0717
2014-02-01 | 2時 |  | 0 | 0 | 0 | 0 | [9 empty] | 0 | 0 | 0 | 0 | 0 | 0 | 0 | 0 | 0 | 0 | 0 | 0 | 0 | 0 | 0 | 0 | 0 | 0 | 0 | 0 | 0 | 0 | 0.047552 | 0.00013 | 0.00025 | 0.00038 | 0.0005 | 0 | 0 | 0 |  | 0.056 | 0.0561 | 0.0788 | 0.0795
2014-02-01 | 3時 |  | 0 | 0 | 0 | 0 | [9 empty] | 0 | 0 | 0 | 0 | 0 | 0 | 0 | 0 | 0 | 0 | 0 | 0 | 0 | 0 | 0 | 0 | 0 | 0 | 0 | 0 | 0 | 0 | 0.047552 | 0.00013 | 0.00025 | 0.00038 | 0.0005 | 0 | 0 | 0 |  | 0.056 | 0.0561 | 0.0788 | 0.0795
2014-02-01 | 4時 |  | 0 | 0 | 0 | 0 | [9 empty] | 0 | 0 | 0 | 0 | 0 | 0 | 0 | 0 | 0 | 0 | 0 | 0 | 0 | 0 | 0 | 0 | 0 | 0 | 0 | 0 | 0 | 0 | 0.047552 | 0.00013 | 0.00025 | 0.00038 | 0.0005 | 0 | 0 | 0 |  | 0.0483 | 0.0483 | 0.0711 | 0.0717
2014-02-01 | 5時 |  | 20.6836 | 8.525 | 0 | 0 | [9 empty] | 3.5848 | 0 | 0 | 0 | 0 | 0 | 0 | 0 | 0 | 0 | 0 | 0 | 0 | 0 | 0 | 0 | 0 | 0 | 0 | 0 | 0 | 0 | 0.047552 | 0.00013 | 0.00025 | 0.00038 | 0.0005 | 0 | 0 | 0 |  | 0.056 | 0.0561 | 0.0788 | 0.0795
2014-02-01 | 6時 |  | 11.3903 | 0 | 0 | 0 | [9 empty] | 1.304 | 0 | 0 | 0 | 0 | 0 | 0 | 0 | 0 | 0 | 0 | 0 | 0 | 0 | 0 | 0 | 0 | 0 | 0 | 0 | 0 | 0 | 0.047552 | 0.00338 | 0.00675 | 0.01013 | 0.01351 | 0 | 0.024649 | 0.011815 |  | 0.1925 | 0.2611 | 0.3525 | 0.3531
2014-02-01 | 7時 |  | 9.3436 | 0 | 0 | 0 | [9 empty] | 0.78867 | 0 | 0 | 0 | 0 | 0 | 0 | 0 | 0 | 0 | 0 | 0 | 0 | 0 | 0 | 0 | 0 | 0 | 0 | 0 | 0 | 0 | 0.047552 | 0.00054 | 0.00108 | 0.00163 | 0.00217 | 0.13859 | 0.053895 | 0.036861 |  | 0.1524 | 0.248 | 0.3662 | 0.3669
2014-02-01 | 8時 |  | 8.174 | 0 | 0 | 0 | [9 empty] | 0.89461 | 0 | 0 | 0 | 0 | 0 | 0 | 0 | 0 | 0 | 0 | 0 | 0 | 0 | 0 | 0 | 0 | 0 | 0 | 0 | 0 | 0 | 0.047552 | 0.00054 | 0.00108 | 0.00163 | 0.00217 | 0.093503 | 0 | 0.035602 |  | 0.1091 | 0.1448 | 0.2032 | 0.2039
2014-02-01 | 9時 |  | 0 | 0 | 0 | 0 | [9 empty] | 0 | 0 | 0 | 0 | 0 | 0 | 0 | 0 | 0 | 0 | 0 | 0 | 0 | 0 | 0 | 0 | 0 | 0 | 0 | 0 | 0 | 0 | 0.047552 | 0.00013 | 0.00025 | 0.00038 | 0.0005 | 0.17838 | 0.10971 | 0.042749 |  | 0.3011 | 0.3368 | 0.3953 | 0.396
2014-02-01 | 10時 |  | 0 | 0 | 0 | 0 | [9 empty] | 0 | 0 | 0 | 0 | 0 | 0 | 0 | 0 | 0 | 0 | 0 | 0 | 0 | 0 | 0 | 0 | 0 | 0 | 0 | 0 | 0 | 0 | 0.047552 | 0.00033 | 0.00067 | 0.001 | 0.00133 | 0.093503 | 0 | 0.012523 |  | 0.0483 | 0.0483 | 0.0711 | 0.0717
2014-02-01 | 11時 |  | 14.4534 | 0 | 0 | 0 | [9 empty] | 1.2358 | 0 | 0 | 0 | 0 | 0 | 0 | 0 | 0 | 0 | 0 | 0 | 0 | 0 | 0 | 0 | 0 | 0 | 0 | 0 | 0 | 0 | 0.047552 | 0.00013 | 0.00025 | 0.00038 | 0.0005 | 0 | 0 | 0.0052775 |  | 0.056 | 0.0561 | 0.0788 | 0.0795
2014-02-01 | 12時 |  | 5.9639 | 0 | 0 | 0 | [9 empty] | 0.52488 | 0 | 0 | 0 | 0 | 0 | 0 | 0 | 0 | 0 | 0 | 0 | 0 | 0 | 0 | 0 | 0 | 0 | 0 | 0 | 0 | 0 | 0.047552 | 0.00338 | 0.00675 | 0.01013 | 0.01351 | 0.05371 | 0 | 0.0052775 |  | 0.1983 | 0.2727 | 0.3698 | 0.3705
2014-02-01 | 13時 |  | 0 | 0 | 0 | 0 | [9 empty] | 0 | 0 | 0 | 0 | 0 | 0 | 0 | 0 | 0 | 0 | 0 | 0 | 0 | 0 | 0 | 0 | 0 | 0 | 0 | 0 | 0 | 0 | 0.047552 | 0.00033 | 0.00067 | 0.001 | 0.00133 | 0.11604 | 0 | 0 |  | 0.0483 | 0.0483 | 0.0711 | 0.0717
2014-02-01 | 14時 |  | 0 | 0 | 0 | 0 | [9 empty] | 0 | 0 | 0 | 0 | 0 | 0 | 0 | 0 | 0 | 0 | 0 | 0 | 0 | 0 | 0 | 0 | 0 | 0 | 0 | 0 | 0 | 0 | 0.047552 | 0.00013 | 0.00025 | 0.00038 | 0.0005 | 0.031168 | 0 | 0.017801 |  | 0.056 | 0.0561 | 0.0788 | 0.0795
2014-02-01 | 15時 |  | 14.6919 | 0 | 0 | 0 | [9 empty] | 1.8533 | 0 | 0 | 0 | 0 | 0 | 0 | 0 | 0 | 0 | 0 | 0 | 0 | 0 | 0 | 0 | 0 | 0 | 0 | 0 | 0 | 0 | 0.047552 | 0.00013 | 0.00025 | 0.00038 | 0.0005 | 0 | 0 | 0 |  | 0.056 | 0.0561 | 0.0788 | 0.0795
2014-02-01 | 16時 |  | 8.641 | 0 | 0 | 0 | [9 empty] | 0.74111 | 0 | 0 | 0 | 0 | 0 | 0 | 0 | 0 | 0 | 0 | 0 | 0 | 0 | 0 | 0 | 0 | 0 | 0 | 0 | 0 | 0 | 0.047552 | 0.00033 | 0.00067 | 0.001 | 0.00133 | 0.062335 | 0 | 0.0052775 |  | 0.0483 | 0.0483 | 0.0711 | 0.0717
2014-02-01 | 17時 |  | 12.0141 | 0 | 9.3421 | 0.11703 | [9 empty] | 1.3906 | 0 | 0 | 0 | 0 | 1.2201 | 0 | 0 | 0 | 0 | 0 | 0 | 0 | 0 | 0 | 0 | 0 | 0 | 0 | 0 | 0 | 0 | 0.047552 | 0.00033 | 0.00067 | 0.001 | 0.00133 | 0.10536 | 0 | 0.0082775 |  | 0.1304 | 0.2048 | 0.3019 | 0.3026
2014-02-01 | 18時 |  | 12.1181 | 0 | 0 | 0 | [9 empty] | 1.4159 | 0 | 0 | 0 | 0 | 0 | 0 | 0 | 0 | 0 | 0 | 0 | 0 | 0 | 0 | 0 | 0 | 0 | 0 | 0 | 0 | 0 | 0.047552 | 0.00642 | 0.01284 | 0.01926 | 0.02568 | 0.12467 | 0 | 0.0082775 |  | 0.303 | 0.3387 | 0.3972 | 0.5469
2014-02-01 | 19時 |  | 7.7422 | 0 | 9.1033 | 0 | [9 empty] | 0.70011 | 0 | 0 | 0 | 0 | 0.81869 | 0 | 0 | 0 | 0 | 0 | 0 | 0 | 0 | 0 | 0 | 0 | 0 | 0 | 0 | 0 | 0 | 0.047552 | 0.00642 | 0.01284 | 0.01926 | 0.02568 | 0.21072 | 0.10708 | 0.0082775 |  | 0.0991 | 0.1348 | 0.1932 | 0.1939
2014-02-01 | 20時 |  | 8.0621 | 0 | 7.043 | 0 | [9 empty] | 0.72453 | 0 | 0 | 0 | 0 | 0.60725 | 0 | 0 | 0 | 0 | 0 | 0 | 0 | 0 | 0 | 0 | 0 | 0 | 0 | 0 | 0 | 0 | 0.047552 | 0.00033 | 0.00067 | 0.001 | 0.00133 | 0.14927 | 0.027125 | 0 |  | 0.0917 | 0.1275 | 0.2102 | 0.2109
2014-02-01 | 21時 |  | 8.278 | 0 | 8.3561 | 0 | [9 empty] | 0.7369 | 0 | 0 | 0 | 0 | 0.73479 | 0 | 0 | 0 | 0 | 0 | 0 | 0 | 0 | 0 | 0 | 0 | 0 | 0 | 0 | 0 | 0 | 0.047552 | 0.00033 | 0.00067 | 0.001 | 0.00133 | 0.14618 | 0.10814 | 0.031304 |  | 0.1216 | 0.1873 | 0.2837 | 0.2844
2014-02-01 | 22時 |  | 8.5281 | 0 | 3.1883 | 0 | [9 empty] | 0.7598 | 0 | 0 | 0 | 0 | 0.29579 | 0 | 0 | 0 | 0 | 0 | 0 | 0 | 0 | 0 | 0 | 0 | 0 | 0 | 0 | 0 | 0 | 0.047552 | 0.00628 | 0.01256 | 0.01884 | 0.02512 | 0.12467 | 0.16133 | 0.043827 |  | 0.1738 | 0.1917 | 0.262 | 0.2626
2014-02-01 | 23時 |  | 0 | 0 | 0 | 0 | [9 empty] | 0 | 0 | 0 | 0 | 0 | 0 | 0 | 0 | 0 | 0 | 0 | 0 | 0 | 0 | 0 | 0 | 0 | 0 | 0 | 0 | 0 | 0 | 0.047552 | 0.0067 | 0.01339 | 0.02009 | 0.02679 | 0.12467 | 0.18881 | 0.031848 |  | 0.1877 | 0.2176 | 0.2756 | 0.2763
2014-02-02 | 0時 |  | 0 | 0 | 0 | 0 | [9 empty] | 0 | 0 | 0 | 0 | 0 | 0 | 0 | 0 | 0 | 0 | 0 | 0 | 0 | 0 | 0 | 0 | 0 | 0 | 0 | 0 | 0 | 0 | 0.047552 | 0.00013 | 0.00025 | 0.00038 | 0.0005 | 0 | 0.078899 | 0.011656 |  | 0.1578 | 0.1578 | 0.1806 | 0.1812
2014-02-02 | 1時 |  | 0 | 0 | 0 | 0 | [9 empty] | 0 | 0 | 0 | 0 | 0 | 0 | 0 | 0 | 0 | 0 | 0 | 0 | 0 | 0 | 0 | 0 | 0 | 0 | 0 | 0 | 0 | 0 | 0.047552 | 0.00013 | 0.00025 | 0.00038 | 0.0005 | 0 | 0 | 0 |  | 0.0483 | 0.0483 | 0.0711 | 0.0717
2014-02-02 | 2時 |  | 0 | 0 | 0 | 0 | [9 empty] | 0 | 0 | 0 | 0 | 0 | 0 | 0 | 0 | 0 | 0 | 0 | 0 | 0 | 0 | 0 | 0 | 0 | 0 | 0 | 0 | 0 | 0 | 0.047552 | 0.00013 | 0.00025 | 0.00038 | 0.0005 | 0 | 0 | 0 |  | 0.056 | 0.0561 | 0.0788 | 0.0795
2014-02-02 | 3時 |  | 0 | 0 | 0 | 0 | [9 empty] | 0 | 0 | 0 | 0 | 0 | 0 | 0 | 0 | 0 | 0 | 0 | 0 | 0 | 0 | 0 | 0 | 0 | 0 | 0 | 0 | 0 | 0 | 0.047552 | 0.00013 | 0.00025 | 0.00038 | 0.0005 | 0 | 0 | 0 |  | 0.056 | 0.0561 | 0.0788 | 0.0795
2014-02-02 | 4時 |  | 0 | 0 | 0 | 0 | [9 empty] | 0 | 0 | 0 | 0 | 0 | 0 | 0 | 0 | 0 | 0 | 0 | 0 | 0 | 0 | 0 | 0 | 0 | 0 | 0 | 0 | 0 | 0 | 0.047552 | 0.00013 | 0.00025 | 0.00038 | 0.0005 | 0 | 0 | 0 |  | 0.0483 | 0.0483 | 0.0711 | 0.0717
2014-02-02 | 5時 |  | 20.0795 | 14.133 | 0 | 0 | [9 empty] | 3.6376 | 0 | 0 | 0 | 0 | 0 | 0 | 0 | 0 | 0 | 0 | 0 | 0 | 0 | 0 | 0 | 0 | 0 | 0 | 0 | 0 | 0 | 0.047552 | 0.00013 | 0.00025 | 0.00038 | 0.0005 | 0 | 0 | 0 |  | 0.056 | 0.0561 | 0.0788 | 0.0795
2014-02-02 | 6時 |  | 12.6626 | 0 | 0 | 0 | [9 empty] | 1.5732 | 0 | 0 | 0 | 0 | 0 | 0 | 0 | 0 | 0 | 0 | 0 | 0 | 0 | 0 | 0 | 0 | 0 | 0 | 0 | 0 | 0 | 0.047552 | 0.00338 | 0.00675 | 0.01013 | 0.01351 | 0 | 0.024649 | 0.011815 |  | 0.1925 | 0.2611 | 0.3525 | 0.3531
2014-02-02 | 7時 |  | 7.9242 | 0 | 0 | 0 | [9 empty] | 0.93429 | 0 | 0 | 0 | 0 | 0 | 0 | 0 | 0 | 0 | 0 | 0 | 0 | 0 | 0 | 0 | 0 | 0 | 0 | 0 | 0 | 0 | 0.047552 | 0.00054 | 0.00108 | 0.00163 | 0.00217 | 0.13859 | 0.053895 | 0.036861 |  | 0.1524 | 0.248 | 0.3662 | 0.3669
2014-02-02 | 8時 |  | 3.9238 | 0 | 0 | 0 | [9 empty] | 0.42807 | 0 | 0 | 0 | 0 | 0 | 0 | 0 | 0 | 0 | 0 | 0 | 0 | 0 | 0 | 0 | 0 | 0 | 0 | 0 | 0 | 0 | 0.047552 | 0.00054 | 0.00108 | 0.00163 | 0.00217 | 0.093503 | 0 | 0.035602 |  | 0.1091 | 0.1448 | 0.2032 | 0.2039
2014-02-02 | 9時 |  | 0 | 0 | 0 | 0 | [9 empty] | 0 | 0 | 0 | 0 | 0 | 0 | 0 | 0 | 0 | 0 | 0 | 0 | 0 | 0 | 0 | 0 | 0 | 0 | 0 | 0 | 0 | 0 | 0.047552 | 0.00013 | 0.00025 | 0.00038 | 0.0005 | 0.17838 | 0.10971 | 0.042749 |  | 0.3011 | 0.3368 | 0.3953 | 0.396
2014-02-02 | 10時 |  | 0 | 0 | 0 | 0 | [9 empty] | 0 | 0 | 0 | 0 | 0 | 0 | 0 | 0 | 0 | 0 | 0 | 0 | 0 | 0 | 0 | 0 | 0 | 0 | 0 | 0 | 0 | 0 | 0.047552 | 0.00033 | 0.00067 | 0.001 | 0.00133 | 0.093503 | 0 | 0.012523 |  | 0.0483 | 0.0483 | 0.0711 | 0.0717
2014-02-02 | 11時 |  | 2.1776 | 0 | 0 | 0 | [9 empty] | 0.26109 | 0 | 0 | 0 | 0 | 0 | 0 | 0 | 0 | 0 | 0 | 0 | 0 | 0 | 0 | 0 | 0 | 0 | 0 | 0 | 0 | 0 | 0.047552 | 0.00013 | 0.00025 | 0.00038 | 0.0005 | 0 | 0 | 0.0052775 |  | 0.056 | 0.0561 | 0.0788 | 0.0795
2014-02-02 | 12時 |  | 0.068873 | 0 | 0 | 0 | [9 empty] | 0.12428 | 0 | 0 | 0 | 0 | 0 | 0 | 0 | 0 | 0 | 0 | 0 | 0 | 0 | 0 | 0 | 0 | 0 | 0 | 0 | 0 | 0 | 0.047552 | 0.00338 | 0.00675 | 0.01013 | 0.01351 | 0.05371 | 0 | 0.0052775 |  | 0.1983 | 0.2727 | 0.3698 | 0.3705
2014-02-02 | 13時 |  | 0 | 0 | 0 | 0 | [9 empty] | 0 | 0 | 0 | 0 | 0 | 0 | 0 | 0 | 0 | 0 | 0 | 0 | 0 | 0 | 0 | 0 | 0 | 0 | 0 | 0 | 0 | 0 | 0.047552 | 0.00033 | 0.00067 | 0.001 | 0.00133 | 0.11604 | 0 | 0 |  | 0.0483 | 0.0483 | 0.0711 | 0.0717
2014-02-02 | 14時 |  | 0 | 0 | 0 | 0 | [9 empty] | 0 | 0 | 0 | 0 | 0 | 0 | 0 | 0 | 0 | 0 | 0 | 0 | 0 | 0 | 0 | 0 | 0 | 0 | 0 | 0 | 0 | 0 | 0.047552 | 0.00013 | 0.00025 | 0.00038 | 0.0005 | 0.031168 | 0 | 0.017801 |  | 0.056 | 0.0561 | 0.0788 | 0.0795
2014-02-02 | 15時 |  | 1.8459 | 0 | 0 | 0 | [9 empty] | 0.25425 | 0 | 0 | 0 | 0 | 0 | 0 | 0 | 0 | 0 | 0 | 0 | 0 | 0 | 0 | 0 | 0 | 0 | 0 | 0 | 0 | 0 | 0.047552 | 0.00013 | 0.00025 | 0.00038 | 0.0005 | 0 | 0 | 0 |  | 0.056 | 0.0561 | 0.0788 | 0.0795
2014-02-02 | 16時 |  | 3.7487 | 0 | 0 | 0 | [9 empty] | 0.39227 | 0 | 0 | 0 | 0 | 0 | 0 | 0 | 0 | 0 | 0 | 0 | 0 | 0 | 0 | 0 | 0 | 0 | 0 | 0 | 0 | 0 | 0.047552 | 0.00033 | 0.00067 | 0.001 | 0.00133 | 0.062335 | 0 | 0.0052775 |  | 0.0483 | 0.0483 | 0.0711 | 0.0717
2014-02-02 | 17時 |  | 7.9717 | 0 | 3.3266 | 0 | [9 empty] | 0.69433 | 0 | 0 | 0 | 0 | 0.29592 | 0 | 0 | 0 | 0 | 0 | 0 | 0 | 0 | 0 | 0 | 0 | 0 | 0 | 0 | 0 | 0 | 0.047552 | 0.00033 | 0.00067 | 0.001 | 0.00133 | 0.10536 | 0 | 0.0082775 |  | 0.1304 | 0.2048 | 0.3019 | 0.3026
2014-02-02 | 18時 |  | 8.9582 | 0 | 0 | 0 | [9 empty] | 0.76293 | 0 | 0 | 0 | 0 | 0 | 0 | 0 | 0 | 0 | 0 | 0 | 0 | 0 | 0 | 0 | 0 | 0 | 0 | 0 | 0 | 0 | 0.047552 | 0.00642 | 0.01284 | 0.01926 | 0.02568 | 0.12467 | 0 | 0.0082775 |  | 0.303 | 0.3387 | 0.3972 | 0.5469
2014-02-02 | 19時 |  | 5.5574 | 0 | 4.6657 | 0 | [9 empty] | 0.54325 | 0 | 0 | 0 | 0 | 0.39674 | 0 | 0 | 0 | 0 | 0 | 0 | 0 | 0 | 0 | 0 | 0 | 0 | 0 | 0 | 0 | 0 | 0.047552 | 0.00642 | 0.01284 | 0.01926 | 0.02568 | 0.21072 | 0.10708 | 0.0082775 |  | 0.0991 | 0.1348 | 0.1932 | 0.1939
2014-02-02 | 20時 |  | 6.4479 | 0 | 5.1199 | 0 | [9 empty] | 0.61859 | 0 | 0 | 0 | 0 | 0.44143 | 0 | 0 | 0 | 0 | 0 | 0 | 0 | 0 | 0 | 0 | 0 | 0 | 0 | 0 | 0 | 0 | 0.047552 | 0.00033 | 0.00067 | 0.001 | 0.00133 | 0.14927 | 0.027125 | 0 |  | 0.0917 | 0.1275 | 0.2102 | 0.2109
2014-02-02 | 21時 |  | 7.0475 | 0 | 6.479 | 0 | [9 empty] | 0.66053 | 0 | 0 | 0 | 0 | 0.60889 | 0 | 0 | 0 | 0 | 0 | 0 | 0 | 0 | 0 | 0 | 0 | 0 | 0 | 0 | 0 | 0 | 0.047552 | 0.00033 | 0.00067 | 0.001 | 0.00133 | 0.14618 | 0.10814 | 0.031304 |  | 0.1216 | 0.1873 | 0.2837 | 0.2844
2014-02-02 | 22時 |  | 7.5806 | 0 | 2.6422 | 0 | [9 empty] | 0.70285 | 0 | 0 | 0 | 0 | 0.26695 | 0 | 0 | 0 | 0 | 0 | 0 | 0 | 0 | 0 | 0 | 0 | 0 | 0 | 0 | 0 | 0 | 0.047552 | 0.00628 | 0.01256 | 0.01884 | 0.02512 | 0.12467 | 0.16133 | 0.043827 |  | 0.1738 | 0.1917 | 0.262 | 0.2626
2014-02-02 | 23時 |  | 0 | 0 | 0 | 0 | [9 empty] | 0 | 0 | 0 | 0 | 0 | 0 | 0 | 0 | 0 | 0 | 0 | 0 | 0 | 0 | 0 | 0 | 0 | 0 | 0 | 0 | 0 | 0 | 0.047552 | 0.0067 | 0.01339 | 0.02009 | 0.02679 | 0.12467 | 0.18881 | 0.031848 |  | 0.1877 | 0.2176 | 0.2756 | 0.2763
2014-02-03 | 0時 |  | 0 | 0 | 0 | 0 | [9 empty] | 0 | 0 | 0 | 0 | 0 | 0 | 0 | 0 | 0 | 0 | 0 | 0 | 0 | 0 | 0 | 0 | 0 | 0 | 0 | 0 | 0 | 0 | 0.047552 | 0.00013 | 0.00025 | 0.00038 | 0.0005 | 0 | 0.078899 | 0.011656 |  | 0.1578 | 0.1578 | 0.1806 | 0.1812
2014-02-03 | 1時 |  | 0 | 0 | 0 | 0 | [9 empty] | 0 | 0 | 0 | 0 | 0 | 0 | 0 | 0 | 0 | 0 | 0 | 0 | 0 | 0 | 0 | 0 | 0 | 0 | 0 | 0 | 0 | 0 | 0.047552 | 0.00013 | 0.00025 | 0.00038 | 0.0005 | 0 | 0 | 0 |  | 0.0483 | 0.0483 | 0.0711 | 0.0717
2014-02-03 | 2時 |  | 0 | 0 | 0 | 0 | [9 empty] | 0 | 0 | 0 | 0 | 0 | 0 | 0 | 0 | 0 | 0 | 0 | 0 | 0 | 0 | 0 | 0 | 0 | 0 | 0 | 0 | 0 | 0 | 0.047552 | 0.00013 | 0.00025 | 0.00038 | 0.0005 | 0 | 0 | 0 |  | 0.056 | 0.0561 | 0.0788 | 0.0795
2014-02-03 | 3時 |  | 0 | 0 | 0 | 0 | [9 empty] | 0 | 0 | 0 | 0 | 0 | 0 | 0 | 0 | 0 | 0 | 0 | 0 | 0 | 0 | 0 | 0 | 0 | 0 | 0 | 0 | 0 | 0 | 0.047552 | 0.00013 | 0.00025 | 0.00038 | 0.0005 | 0 | 0 | 0 |  | 0.056 | 0.0561 | 0.0788 | 0.0795
2014-02-03 | 4時 |  | 0 | 0 | 0 | 0 | [9 empty] | 0 | 0 | 0 | 0 | 0 | 0 | 0 | 0 | 0 | 0 | 0 | 0 | 0 | 0 | 0 | 0 | 0 | 0 | 0 | 0 | 0 | 0 | 0.047552 | 0.00013 | 0.00025 | 0.00038 | 0.0005 | 0 | 0 | 0 |  | 0.0483 | 0.0483 | 0.0711 | 0.0717
2014-02-03 | 5時 |  | 26.3352 | 4.6114 | 0 | 0 | [9 empty] | 3.5923 | 0 | 0 | 0 | 0 | 0 | 0 | 0 | 0 | 0 | 0 | 0 | 0 | 0 | 0 | 0 | 0 | 0 | 0 | 0 | 0 | 0 | 0.047552 | 0.00013 | 0.00025 | 0.00038 | 0.0005 | 0 | 0 | 0 |  | 0.056 | 0.0561 | 0.0788 | 0.0795
2014-02-03 | 6時 |  | 12.6505 | 0 | 0 | 0 | [9 empty] | 1.5583 | 0 | 0 | 0 | 0 | 0 | 0 | 0 | 0 | 0 | 0 | 0 | 0 | 0 | 0 | 0 | 0 | 0 | 0 | 0 | 0 | 0 | 0.047552 | 0.00338 | 0.00675 | 0.01013 | 0.01351 | 0 | 0.024649 | 0.011815 |  | 0.1925 | 0.2611 | 0.3525 | 0.3531
2014-02-03 | 7時 |  | 10.2615 | 0 | 0 | 0 | [9 empty] | 0.92251 | 0 | 0 | 0 | 0 | 0 | 0 | 0 | 0 | 0 | 0 | 0 | 0 | 0 | 0 | 0 | 0 | 0 | 0 | 0 | 0 | 0 | 0.047552 | 0.00054 | 0.00108 | 0.00163 | 0.00217 | 0.13859 | 0.053895 | 0.036861 |  | 0.1524 | 0.248 | 0.3662 | 0.3669
2014-02-03 | 8時 |  | 6.2971 | 0 | 0 | 0 | [9 empty] | 0.59435 | 0 | 0 | 0 | 0 | 0 | 0 | 0 | 0 | 0 | 0 | 0 | 0 | 0 | 0 | 0 | 0 | 0 | 0 | 0 | 0 | 0 | 0.047552 | 0.00054 | 0.00108 | 0.00163 | 0.00217 | 0.093503 | 0 | 0.035602 |  | 0.1091 | 0.1448 | 0.2032 | 0.2039
2014-02-03 | 9時 |  | 0 | 0 | 0 | 0 | [9 empty] | 0 | 0 | 0 | 0 | 0 | 0 | 0 | 0 | 0 | 0 | 0 | 0 | 0 | 0 | 0 | 0 | 0 | 0 | 0 | 0 | 0 | 0 | 0.047552 | 0.00013 | 0.00025 | 0.00038 | 0.0005 | 0.17838 | 0.10971 | 0.042749 |  | 0.3011 | 0.3368 | 0.3953 | 0.396
2014-02-03 | 10時 |  | 0 | 0 | 0 | 0 | [9 empty] | 0 | 0 | 0 | 0 | 0 | 0 | 0 | 0 | 0 | 0 | 0 | 0 | 0 | 0 | 0 | 0 | 0 | 0 | 0 | 0 | 0 | 0 | 0.047552 | 0.00033 | 0.00067 | 0.001 | 0.00133 | 0.093503 | 0 | 0.012523 |  | 0.0483 | 0.0483 | 0.0711 | 0.0717
2014-02-03 | 11時 |  | 7.8767 | 0 | 0 | 0 | [9 empty] | 0.64192 | 0 | 0 | 0 | 0 | 0 | 0 | 0 | 0 | 0 | 0 | 0 | 0 | 0 | 0 | 0 | 0 | 0 | 0 | 0 | 0 | 0 | 0.047552 | 0.00013 | 0.00025 | 0.00038 | 0.0005 | 0 | 0 | 0.0052775 |  | 0.056 | 0.0561 | 0.0788 | 0.0795
2014-02-03 | 12時 |  | 2.2327 | 0 | 0 | 0 | [9 empty] | 0.27177 | 0 | 0 | 0 | 0 | 0 | 0 | 0 | 0 | 0 | 0 | 0 | 0 | 0 | 0 | 0 | 0 | 0 | 0 | 0 | 0 | 0 | 0.047552 | 0.00338 | 0.00675 | 0.01013 | 0.01351 | 0.05371 | 0 | 0.0052775 |  | 0.1983 | 0.2727 | 0.3698 | 0.3705
2014-02-03 | 13時 |  | 0 | 0 | 0 | 0 | [9 empty] | 0 | 0 | 0 | 0 | 0 | 0 | 0 | 0 | 0 | 0 | 0 | 0 | 0 | 0 | 0 | 0 | 0 | 0 | 0 | 0 | 0 | 0 | 0.047552 | 0.00033 | 0.00067 | 0.001 | 0.00133 | 0.11604 | 0 | 0 |  | 0.0483 | 0.0483 | 0.0711 | 0.0717
2014-02-03 | 14時 |  | 0 | 0 | 0 | 0 | [9 empty] | 0 | 0 | 0 | 0 | 0 | 0 | 0 | 0 | 0 | 0 | 0 | 0 | 0 | 0 | 0 | 0 | 0 | 0 | 0 | 0 | 0 | 0 | 0.047552 | 0.00013 | 0.00025 | 0.00038 | 0.0005 | 0.031168 | 0 | 0.017801 |  | 0.056 | 0.0561 | 0.0788 | 0.0795
2014-02-03 | 15時 |  | 12.1131 | 0 | 0 | 0 | [9 empty] | 1.0103 | 0 | 0 | 0 | 0 | 0 | 0 | 0 | 0 | 0 | 0 | 0 | 0 | 0 | 0 | 0 | 0 | 0 | 0 | 0 | 0 | 0 | 0.047552 | 0.00013 | 0.00025 | 0.00038 | 0.0005 | 0 | 0 | 0 |  | 0.056 | 0.0561 | 0.0788 | 0.0795
2014-02-03 | 16時 |  | 7.5281 | 0 | 0 | 0 | [9 empty] | 0.65349 | 0 | 0 | 0 | 0 | 0 | 0 | 0 | 0 | 0 | 0 | 0 | 0 | 0 | 0 | 0 | 0 | 0 | 0 | 0 | 0 | 0 | 0.047552 | 0.00033 | 0.00067 | 0.001 | 0.00133 | 0.062335 | 0 | 0.0052775 |  | 0.0483 | 0.0483 | 0.0711 | 0.0717
2014-02-03 | 17時 |  | 10.7883 | 0 | 7.8236 | 0 | [9 empty] | 0.89945 | 0 | 0 | 0 | 0 | 0.64997 | 0 | 0 | 0 | 0 | 0 | 0 | 0 | 0 | 0 | 0 | 0 | 0 | 0 | 0 | 0 | 0 | 0.047552 | 0.00033 | 0.00067 | 0.001 | 0.00133 | 0.10536 | 0 | 0.0082775 |  | 0.1304 | 0.2048 | 0.3019 | 0.3026
2014-02-03 | 18時 |  | 10.7257 | 0 | 0 | 0 | [9 empty] | 0.89276 | 0 | 0 | 0 | 0 | 0 | 0 | 0 | 0 | 0 | 0 | 0 | 0 | 0 | 0 | 0 | 0 | 0 | 0 | 0 | 0 | 0 | 0.047552 | 0.00642 | 0.01284 | 0.01926 | 0.02568 | 0.12467 | 0 | 0.0082775 |  | 0.303 | 0.3387 | 0.3972 | 0.5469
2014-02-03 | 19時 |  | 6.7372 | 0 | 7.7572 | 0 | [9 empty] | 0.60013 | 0 | 0 | 0 | 0 | 0.64521 | 0 | 0 | 0 | 0 | 0 | 0 | 0 | 0 | 0 | 0 | 0 | 0 | 0 | 0 | 0 | 0 | 0.047552 | 0.00642 | 0.01284 | 0.01926 | 0.02568 | 0.21072 | 0.10708 | 0.0082775 |  | 0.0991 | 0.1348 | 0.1932 | 0.1939
2014-02-03 | 20時 |  | 7.0598 | 0 | 6.1771 | 0 | [9 empty] | 0.62084 | 0 | 0 | 0 | 0 | 0.50211 | 0 | 0 | 0 | 0 | 0 | 0 | 0 | 0 | 0 | 0 | 0 | 0 | 0 | 0 | 0 | 0 | 0.047552 | 0.00033 | 0.00067 | 0.001 | 0.00133 | 0.14927 | 0.027125 | 0 |  | 0.0917 | 0.1275 | 0.2102 | 0.2109
2014-02-03 | 21時 |  | 7.4169 | 0 | 7.3356 | 0 | [9 empty] | 0.65354 | 0 | 0 | 0 | 0 | 0.64353 | 0 | 0 | 0 | 0 | 0 | 0 | 0 | 0 | 0 | 0 | 0 | 0 | 0 | 0 | 0 | 0 | 0.047552 | 0.00033 | 0.00067 | 0.001 | 0.00133 | 0.14618 | 0.10814 | 0.031304 |  | 0.1216 | 0.1873 | 0.2837 | 0.2844
2014-02-03 | 22時 |  | 7.7444 | 0 | 2.837 | 0 | [9 empty] | 0.68448 | 0 | 0 | 0 | 0 | 0.26937 | 0 | 0 | 0 | 0 | 0 | 0 | 0 | 0 | 0 | 0 | 0 | 0 | 0 | 0 | 0 | 0 | 0.047552 | 0.00628 | 0.01256 | 0.01884 | 0.02512 | 0.12467 | 0.16133 | 0.043827 |  | 0.1738 | 0.1917 | 0.262 | 0.2626
2014-02-03 | 23時 |  | 0 | 0 | 0 | 0 | [9 empty] | 0 | 0 | 0 | 0 | 0 | 0 | 0 | 0 | 0 | 0 | 0 | 0 | 0 | 0 | 0 | 0 | 0 | 0 | 0 | 0 | 0 | 0 | 0.047552 | 0.0067 | 0.01339 | 0.02009 | 0.02679 | 0.12467 | 0.18881 | 0.031848 |  | 0.1877 | 0.2176 | 0.2756 | 0.2763
2014-02-04 | 0時 |  | 0 | 0 | 0 | 0 | [9 empty] | 0 | 0 | 0 | 0 | 0 | 0 | 0 | 0 | 0 | 0 | 0 | 0 | 0 | 0 | 0 | 0 | 0 | 0 | 0 | 0 | 0 | 0 | 0.047552 | 0.00013 | 0.00025 | 0.00038 | 0.0005 | 0 | 0 | 0 |  | 0.1578 | 0.1578 | 0.1806 | 0.1812
2014-02-04 | 1時 |  | 0 | 0 | 0 | 0 | [9 empty] | 0 | 0 | 0 | 0 | 0 | 0 | 0 | 0 | 0 | 0 | 0 | 0 | 0 | 0 | 0 | 0 | 0 | 0 | 0 | 0 | 0 | 0 | 0.047552 | 0.00013 | 0.00025 | 0.00038 | 0.0005 | 0 | 0 | 0 |  | 0.0483 | 0.0483 | 0.0711 | 0.0717
2014-02-04 | 2時 |  | 0 | 0 | 0 | 0 | [9 empty] | 0 | 0 | 0 | 0 | 0 | 0 | 0 | 0 | 0 | 0 | 0 | 0 | 0 | 0 | 0 | 0 | 0 | 0 | 0 | 0 | 0 | 0 | 0.047552 | 0.00013 | 0.00025 | 0.00038 | 0.0005 | 0 | 0 | 0 |  | 0.056 | 0.0561 | 0.0788 | 0.0795
2014-02-04 | 3時 |  | 0 | 0 | 0 | 0 | [9 empty] | 0 | 0 | 0 | 0 | 0 | 0 | 0 | 0 | 0 | 0 | 0 | 0 | 0 | 0 | 0 | 0 | 0 | 0 | 0 | 0 | 0 | 0 | 0.047552 | 0.00013 | 0.00025 | 0.00038 | 0.0005 | 0 | 0 | 0 |  | 0.056 | 0.0561 | 0.0788 | 0.0795
2014-02-04 | 4時 |  | 0 | 0 | 0 | 0 | [9 empty] | 0 | 0 | 0 | 0 | 0 | 0 | 0 | 0 | 0 | 0 | 0 | 0 | 0 | 0 | 0 | 0 | 0 | 0 | 0 | 0 | 0 | 0 | 0.047552 | 0.00013 | 0.00025 | 0.00038 | 0.0005 | 0 | 0 | 0 |  | 0.0483 | 0.0483 | 0.0711 | 0.0717
2014-02-04 | 5時 |  | 0 | 0 | 0 | 0 | [9 empty] | 0 | 0 | 0 | 0 | 0 | 0 | 0 | 0 | 0 | 0 | 0 | 0 | 0 | 0 | 0 | 0 | 0 | 0 | 0 | 0 | 0 | 0 | 0.047552 | 0.00013 | 0.00025 | 0.00038 | 0.0005 | 0 | 0 | 0 |  | 0.056 | 0.0561 | 0.0788 | 0.0795
2014-02-04 | 6時 |  | 0 | 0 | 0 | 0 | [9 empty] | 0 | 0 | 0 | 0 | 0 | 0 | 0 | 0 | 0 | 0 | 0 | 0 | 0 | 0 | 0 | 0 | 0 | 0 | 0 | 0 | 0 | 0 | 0.047552 | 0.00013 | 0.00025 | 0.00038 | 0.0005 | 0 | 0 | 0 |  | 0.056 | 0.0561 | 0.0788 | 0.0795
2014-02-04 | 7時 |  | 20.529 | 9.7933 | 9.198 | 1.5054 | [9 empty] | 3.5818 | 0 | 0 | 0 | 0 | 1.2189 | 0 | 0 | 0 | 0 | 0 | 0 | 0 | 0 | 0 | 0 | 0 | 0 | 0 | 0 | 0 | 0 | 0.047552 | 0.00054 | 0.00108 | 0.00163 | 0.00217 | 0 | 0.024649 | 0.022689 |  | 0.1168 | 0.1854 | 0.2767 | 0.2774
2014-02-04 | 8時 |  | 10.4557 | 0 | 12.9416 | 0.41456 | [9 empty] | 1.1778 | 0 | 0 | 0 | 0 | 1.6244 | 0 | 0 | 0 | 0 | 0 | 0 | 0 | 0 | 0 | 0 | 0 | 0 | 0 | 0 | 0 | 0 | 0.047552 | 0.00379 | 0.00759 | 0.01138 | 0.01518 | 0.084877 | 0.078545 | 0.064582 |  | 0.2156 | 0.2812 | 0.3696 | 0.3702
2014-02-04 | 9時 |  | 7.0041 | 0 | 5.1253 | 0 | [9 empty] | 0.78269 | 0 | 0 | 0 | 0 | 0.59728 | 0 | 0 | 0 | 0 | 0 | 0 | 0 | 0 | 0 | 0 | 0 | 0 | 0 | 0 | 0 | 0 | 0.047552 | 0.00033 | 0.00067 | 0.001 | 0.00133 | 0.23209 | 0.16325 | 0.052059 |  | 0.2163 | 0.252 | 0.3265 | 0.3272
2014-02-04 | 10時 |  | 2.9386 | 0 | 1.2303 | 0 | [9 empty] | 0.33595 | 0 | 0 | 0 | 0 | 0.38253 | 0 | 0 | 0 | 0 | 0 | 0 | 0 | 0 | 0 | 0 | 0 | 0 | 0 | 0 | 0 | 0 | 0.047552 | 0.00054 | 0.00108 | 0.00163 | 0.00217 | 0.12467 | 0.21558 | 0.037471 |  | 0.1917 | 0.2274 | 0.3128 | 0.3134
2014-02-04 | 11時 |  | 2.7506 | 0 | 0.024805 | 0 | [9 empty] | 0.30966 | 0 | 0 | 0 | 0 | 0.18775 | 0 | 0 | 0 | 0 | 0 | 0 | 0 | 0 | 0 | 0 | 0 | 0 | 0 | 0 | 0 | 0 | 0.047552 | 0.00033 | 0.00067 | 0.001 | 0.00133 | 0.12467 | 0.21558 | 0 |  | 0.1994 | 0.2352 | 0.315 | 0.3157
2014-02-04 | 12時 |  | 3.5934 | 0 | 0 | 0 | [9 empty] | 0.36013 | 0 | 0 | 0 | 0 | 0 | 0 | 0 | 0 | 0 | 0 | 0 | 0 | 0 | 0 | 0 | 0 | 0 | 0 | 0 | 0 | 0 | 0.047552 | 0.00338 | 0.00675 | 0.01013 | 0.01351 | 0.14721 | 0.13456 | 0.018352 |  | 0.1983 | 0.2727 | 0.3698 | 0.3705
2014-02-04 | 13時 |  | 0 | 0 | 0 | 0 | [9 empty] | 0 | 0 | 0 | 0 | 0 | 0 | 0 | 0 | 0 | 0 | 0 | 0 | 0 | 0 | 0 | 0 | 0 | 0 | 0 | 0 | 0 | 0 | 0.047552 | 0.00033 | 0.00067 | 0.001 | 0.00133 | 0.13756 | 0.026771 | 0.023629 |  | 0.0483 | 0.0483 | 0.0711 | 0.0717
2014-02-04 | 14時 |  | 0 | 0 | 0 | 0 | [9 empty] | 0 | 0 | 0 | 0 | 0 | 0 | 0 | 0 | 0 | 0 | 0 | 0 | 0 | 0 | 0 | 0 | 0 | 0 | 0 | 0 | 0 | 0 | 0.047552 | 0.00013 | 0.00025 | 0.00038 | 0.0005 | 0 | 0 | 0 |  | 0.056 | 0.0561 | 0.0788 | 0.0795
2014-02-04 | 15時 |  | 9.0341 | 0 | 3.2989 | 0 | [9 empty] | 0.73706 | 0 | 0 | 0 | 0 | 0.28241 | 0 | 0 | 0 | 0 | 0 | 0 | 0 | 0 | 0 | 0 | 0 | 0 | 0 | 0 | 0 | 0 | 0.047552 | 0.00013 | 0.00025 | 0.00038 | 0.0005 | 0 | 0 | 0 |  | 0.056 | 0.0561 | 0.0788 | 0.0795
2014-02-04 | 16時 |  | 9.4434 | 0 | 2.3046 | 0 | [9 empty] | 0.78524 | 0 | 0 | 0 | 0 | 0.23685 | 0 | 0 | 0 | 0 | 0 | 0 | 0 | 0 | 0 | 0 | 0 | 0 | 0 | 0 | 0 | 0 | 0.047552 | 0.00054 | 0.00108 | 0.00163 | 0.00217 | 0.062335 | 0.054249 | 0.024058 |  | 0.2095 | 0.275 | 0.3956 | 0.5453
2014-02-04 | 17時 |  | 9.9272 | 0 | 2.6115 | 0 | [9 empty] | 0.83042 | 0 | 0 | 0 | 0 | 0.25322 | 0 | 0 | 0 | 0 | 0 | 0 | 0 | 0 | 0 | 0 | 0 | 0 | 0 | 0 | 0 | 0 | 0.047552 | 0.00642 | 0.01284 | 0.01926 | 0.02568 | 0.12467 | 0.1085 | 0.026923 |  | 0.2423 | 0.2781 | 0.3689 | 0.5187
2014-02-04 | 18時 |  | 6.2672 | 0 | 0 | 0 | [9 empty] | 0.57404 | 0 | 0 | 0 | 0 | 0 | 0 | 0 | 0 | 0 | 0 | 0 | 0 | 0 | 0 | 0 | 0 | 0 | 0 | 0 | 0 | 0 | 0.047552 | 0.00642 | 0.01284 | 0.01926 | 0.02568 | 0.21072 | 0.1085 | 0 |  | 0.1819 | 0.2177 | 0.2978 | 0.4476
2014-02-04 | 19時 |  | 6.792 | 0 | 10.4852 | 0 | [9 empty] | 0.62557 | 0 | 0 | 0 | 0 | 0.89064 | 0 | 0 | 0 | 0 | 0 | 0 | 0 | 0 | 0 | 0 | 0 | 0 | 0 | 0 | 0 | 0 | 0.047552 | 0.00013 | 0.00025 | 0.00038 | 0.0005 | 0.12879 | 0 | 0.006537 |  | 0.0998 | 0.1355 | 0.2049 | 0.2056
2014-02-04 | 20時 |  | 7.218 | 0 | 5.6711 | 0 | [9 empty] | 0.68507 | 0 | 0 | 0 | 0 | 0.56052 | 0 | 0 | 0 | 0 | 0 | 0 | 0 | 0 | 0 | 0 | 0 | 0 | 0 | 0 | 0 | 0 | 0.047552 | 0.00033 | 0.00067 | 0.001 | 0.00133 | 0.16769 | 0.10779 | 0.006537 |  | 0.0917 | 0.1275 | 0.2183 | 0.219
2014-02-04 | 21時 |  | 7.8046 | 0 | 5.0146 | 0 | [9 empty] | 0.73622 | 0 | 0 | 0 | 0 | 0.52832 | 0 | 0 | 0 | 0 | 0 | 0 | 0 | 0 | 0 | 0 | 0 | 0 | 0 | 0 | 0 | 0 | 0.047552 | 0.00628 | 0.01256 | 0.01884 | 0.02512 | 0.12467 | 0.18846 | 0.012659 |  | 0.1755 | 0.2411 | 0.3458 | 0.3465
2014-02-04 | 22時 |  | 0 | 0 | 0 | 0 | [9 empty] | 0 | 0 | 0 | 0 | 0 | 0 | 0 | 0 | 0 | 0 | 0 | 0 | 0 | 0 | 0 | 0 | 0 | 0 | 0 | 0 | 0 | 0 | 0.047552 | 0.00649 | 0.01298 | 0.01947 | 0.02595 | 0.12467 | 0.16133 | 0.043827 |  | 0.1139 | 0.1795 | 0.3002 | 0.3009
2014-02-04 | 23時 |  | 0 | 0 | 0 | 0 | [9 empty] | 0 | 0 | 0 | 0 | 0 | 0 | 0 | 0 | 0 | 0 | 0 | 0 | 0 | 0 | 0 | 0 | 0 | 0 | 0 | 0 | 0 | 0 | 0.047552 | 0.00331 | 0.00661 | 0.00992 | 0.01323 | 0.062335 | 0.15709 | 0.04296 |  | 0.1578 | 0.1578 | 0.1806 | 0.1812
2014-02-05 | 0時 |  | 0 | 0 | 0 | 0 | [9 empty] | 0 | 0 | 0 | 0 | 0 | 0 | 0 | 0 | 0 | 0 | 0 | 0 | 0 | 0 | 0 | 0 | 0 | 0 | 0 | 0 | 0 | 0 | 0.047552 | 0.00013 | 0.00025 | 0.00038 | 0.0005 | 0 | 0 | 0 |  | 0.1578 | 0.1578 | 0.1806 | 0.1812
2014-02-05 | 1時 |  | 0 | 0 | 0 | 0 | [9 empty] | 0 | 0 | 0 | 0 | 0 | 0 | 0 | 0 | 0 | 0 | 0 | 0 | 0 | 0 | 0 | 0 | 0 | 0 | 0 | 0 | 0 | 0 | 0.047552 | 0.00013 | 0.00025 | 0.00038 | 0.0005 | 0 | 0 | 0 |  | 0.0483 | 0.0483 | 0.0711 | 0.0717
2014-02-05 | 2時 |  | 0 | 0 | 0 | 0 | [9 empty] | 0 | 0 | 0 | 0 | 0 | 0 | 0 | 0 | 0 | 0 | 0 | 0 | 0 | 0 | 0 | 0 | 0 | 0 | 0 | 0 | 0 | 0 | 0.047552 | 0.00013 | 0.00025 | 0.00038 | 0.0005 | 0 | 0 | 0 |  | 0.056 | 0.0561 | 0.0788 | 0.0795
2014-02-05 | 3時 |  | 0 | 0 | 0 | 0 | [9 empty] | 0 | 0 | 0 | 0 | 0 | 0 | 0 | 0 | 0 | 0 | 0 | 0 | 0 | 0 | 0 | 0 | 0 | 0 | 0 | 0 | 0 | 0 | 0.047552 | 0.00013 | 0.00025 | 0.00038 | 0.0005 | 0 | 0 | 0 |  | 0.056 | 0.0561 | 0.0788 | 0.0795
2014-02-05 | 4時 |  | 0 | 0 | 0 | 0 | [9 empty] | 0 | 0 | 0 | 0 | 0 | 0 | 0 | 0 | 0 | 0 | 0 | 0 | 0 | 0 | 0 | 0 | 0 | 0 | 0 | 0 | 0 | 0 | 0.047552 | 0.00013 | 0.00025 | 0.00038 | 0.0005 | 0 | 0 | 0 |  | 0.0483 | 0.0483 | 0.0711 | 0.0717
2014-02-05 | 5時 |  | 0 | 0 | 0 | 0 | [9 empty] | 0 | 0 | 0 | 0 | 0 | 0 | 0 | 0 | 0 | 0 | 0 | 0 | 0 | 0 | 0 | 0 | 0 | 0 | 0 | 0 | 0 | 0 | 0.047552 | 0.00013 | 0.00025 | 0.00038 | 0.0005 | 0 | 0 | 0 |  | 0.056 | 0.0561 | 0.0788 | 0.0795
2014-02-05 | 6時 |  | 0 | 0 | 0 | 0 | [9 empty] | 0 | 0 | 0 | 0 | 0 | 0 | 0 | 0 | 0 | 0 | 0 | 0 | 0 | 0 | 0 | 0 | 0 | 0 | 0 | 0 | 0 | 0 | 0.047552 | 0.00033 | 0.00067 | 0.001 | 0.00133 | 0 | 0.024649 | 0.011815 |  | 0.0859 | 0.1159 | 0.1685 | 0.1692
2014-02-05 | 7時 |  | 20.2997 | 12.9671 | 8.9595 | 2.9189 | [9 empty] | 3.5902 | 0 | 0 | 0 | 0 | 1.2194 | 0 | 0 | 0 | 0 | 0 | 0 | 0 | 0 | 0 | 0 | 0 | 0 | 0 | 0 | 0 | 0 | 0.047552 | 0.00033 | 0.00067 | 0.001 | 0.00133 | 0.093503 | 0 | 0.015347 |  | 0.2346 | 0.2703 | 0.3287 | 0.3294
2014-02-05 | 8時 |  | 10.4472 | 0 | 12.8284 | 1.1386 | [9 empty] | 1.1962 | 0 | 0 | 0 | 0 | 1.6425 | 0 | 0 | 0 | 0 | 0 | 0 | 0 | 0 | 0 | 0 | 0 | 0 | 0 | 0 | 0 | 0 | 0.047552 | 0.00705 | 0.01409 | 0.02114 | 0.02818 | 0.13653 | 0.078545 | 0.060527 |  | 0.2282 | 0.3325 | 0.4595 | 0.4602
2014-02-05 | 9時 |  | 4.9393 | 0 | 3.4779 | 0 | [9 empty] | 0.5979 | 0 | 0 | 0 | 0 | 0.4845 | 0 | 0 | 0 | 0 | 0 | 0 | 0 | 0 | 0 | 0 | 0 | 0 | 0 | 0 | 0 | 0 | 0.047552 | 0.00013 | 0.00025 | 0.00038 | 0.0005 | 0.084877 | 0.053895 | 0.0052775 |  | 0.056 | 0.0561 | 0.0788 | 0.0795
2014-02-05 | 10時 |  | 1.7677 | 0 | 0.29016 | 0 | [9 empty] | 0.25578 | 0 | 0 | 0 | 0 | 0.38338 | 0 | 0 | 0 | 0 | 0 | 0 | 0 | 0 | 0 | 0 | 0 | 0 | 0 | 0 | 0 | 0 | 0.047552 | 0.00013 | 0.00025 | 0.00038 | 0.0005 | 0 | 0 | 0 |  | 0.0483 | 0.0483 | 0.0711 | 0.0717
2014-02-05 | 11時 |  | 1.3546 | 0 | 0.015468 | 0 | [9 empty] | 0.21882 | 0 | 0 | 0 | 0 | 0.18914 | 0 | 0 | 0 | 0 | 0 | 0 | 0 | 0 | 0 | 0 | 0 | 0 | 0 | 0 | 0 | 0 | 0.047552 | 0.00013 | 0.00025 | 0.00038 | 0.0005 | 0 | 0 | 0 |  | 0.056 | 0.0561 | 0.0788 | 0.0795
2014-02-05 | 12時 |  | 2.9968 | 0 | 0 | 0 | [9 empty] | 0.33994 | 0 | 0 | 0 | 0 | 0 | 0 | 0 | 0 | 0 | 0 | 0 | 0 | 0 | 0 | 0 | 0 | 0 | 0 | 0 | 0 | 0 | 0.047552 | 0.00013 | 0.00025 | 0.00038 | 0.0005 | 0 | 0 | 0 |  | 0.056 | 0.0561 | 0.0788 | 0.0795
2014-02-05 | 13時 |  | 0 | 0 | 0 | 0 | [9 empty] | 0 | 0 | 0 | 0 | 0 | 0 | 0 | 0 | 0 | 0 | 0 | 0 | 0 | 0 | 0 | 0 | 0 | 0 | 0 | 0 | 0 | 0 | 0.047552 | 0.00013 | 0.00025 | 0.00038 | 0.0005 | 0 | 0 | 0 |  | 0.0483 | 0.0483 | 0.0711 | 0.0717
2014-02-05 | 14時 |  | 0 | 0 | 0 | 0 | [9 empty] | 0 | 0 | 0 | 0 | 0 | 0 | 0 | 0 | 0 | 0 | 0 | 0 | 0 | 0 | 0 | 0 | 0 | 0 | 0 | 0 | 0 | 0 | 0.047552 | 0.00013 | 0.00025 | 0.00038 | 0.0005 | 0 | 0 | 0 |  | 0.056 | 0.0561 | 0.0788 | 0.0795
2014-02-05 | 15時 |  | 11.5203 | 0 | 4.1736 | 0 | [9 empty] | 1.3048 | 0 | 0 | 0 | 0 | 0.44423 | 0 | 0 | 0 | 0 | 0 | 0 | 0 | 0 | 0 | 0 | 0 | 0 | 0 | 0 | 0 | 0 | 0.047552 | 0.00013 | 0.00025 | 0.00038 | 0.0005 | 0 | 0 | 0 |  | 0.056 | 0.0561 | 0.0788 | 0.0795
2014-02-05 | 16時 |  | 10.836 | 0 | 2.7234 | 0 | [9 empty] | 1.2208 | 0 | 0 | 0 | 0 | 0.31246 | 0 | 0 | 0 | 0 | 0 | 0 | 0 | 0 | 0 | 0 | 0 | 0 | 0 | 0 | 0 | 0 | 0.047552 | 0.00013 | 0.00025 | 0.00038 | 0.0005 | 0 | 0 | 0 |  | 0.0483 | 0.0483 | 0.0711 | 0.0717
2014-02-05 | 17時 |  | 11.2834 | 0 | 3.0114 | 0 | [9 empty] | 1.2948 | 0 | 0 | 0 | 0 | 0.34289 | 0 | 0 | 0 | 0 | 0 | 0 | 0 | 0 | 0 | 0 | 0 | 0 | 0 | 0 | 0 | 0 | 0.047552 | 0.00013 | 0.00025 | 0.00038 | 0.0005 | 0 | 0 | 0 |  | 0.056 | 0.0561 | 0.0788 | 0.0795
2014-02-05 | 18時 |  | 6.9474 | 0 | 0 | 0 | [9 empty] | 0.77878 | 0 | 0 | 0 | 0 | 0 | 0 | 0 | 0 | 0 | 0 | 0 | 0 | 0 | 0 | 0 | 0 | 0 | 0 | 0 | 0 | 0 | 0.047552 | 0.00013 | 0.00025 | 0.00038 | 0.0005 | 0 | 0 | 0 |  | 0.056 | 0.0561 | 0.0788 | 0.0795
2014-02-05 | 19時 |  | 7.1047 | 0 | 11.4011 | 0 | [9 empty] | 0.78617 | 0 | 0 | 0 | 0 | 1.2583 | 0 | 0 | 0 | 0 | 0 | 0 | 0 | 0 | 0 | 0 | 0 | 0 | 0 | 0 | 0 | 0 | 0.047552 | 0.00013 | 0.00025 | 0.00038 | 0.0005 | 0 | 0 | 0 |  | 0.0483 | 0.0483 | 0.0711 | 0.0717
2014-02-05 | 20時 |  | 7.0811 | 0 | 5.6403 | 0 | [9 empty] | 0.78544 | 0 | 0 | 0 | 0 | 0.63549 | 0 | 0 | 0 | 0 | 0 | 0 | 0 | 0 | 0 | 0 | 0 | 0 | 0 | 0 | 0 | 0 | 0.047552 | 0.00054 | 0.00108 | 0.00163 | 0.00217 | 0.062335 | 0 | 0.0082775 |  | 0.1304 | 0.2048 | 0.3129 | 0.4626
2014-02-05 | 21時 |  | 7.448 | 0 | 4.7687 | 0 | [9 empty] | 0.82638 | 0 | 0 | 0 | 0 | 0.56834 | 0 | 0 | 0 | 0 | 0 | 0 | 0 | 0 | 0 | 0 | 0 | 0 | 0 | 0 | 0 | 0 | 0.047552 | 0.00033 | 0.00067 | 0.001 | 0.00133 | 0.12467 | 0.026771 | 0.031304 |  | 0.1755 | 0.2411 | 0.3322 | 0.4447
2014-02-05 | 22時 |  | 0 | 0 | 0 | 0 | [9 empty] | 0 | 0 | 0 | 0 | 0 | 0 | 0 | 0 | 0 | 0 | 0 | 0 | 0 | 0 | 0 | 0 | 0 | 0 | 0 | 0 | 0 | 0 | 0.047552 | 0.00352 | 0.00703 | 0.01055 | 0.01406 | 0.12467 | 0.16133 | 0.043827 |  | 0.051 | 0.0511 | 0.0952 | 0.0959
2014-02-05 | 23時 |  | 0 | 0 | 0 | 0 | [9 empty] | 0 | 0 | 0 | 0 | 0 | 0 | 0 | 0 | 0 | 0 | 0 | 0 | 0 | 0 | 0 | 0 | 0 | 0 | 0 | 0 | 0 | 0 | 0.047552 | 0.00628 | 0.01256 | 0.01884 | 0.02512 | 0.062335 | 0.15709 | 0.044922 |  | 0.1877 | 0.2176 | 0.2703 | 0.2709
2014-02-06 | 0時 |  | 0 | 0 | 0 | 0 | [9 empty] | 0 | 0 | 0 | 0 | 0 | 0 | 0 | 0 | 0 | 0 | 0 | 0 | 0 | 0 | 0 | 0 | 0 | 0 | 0 | 0 | 0 | 0 | 0.047552 | 0.00013 | 0.00025 | 0.00038 | 0.0005 | 0 | 0.078899 | 0.011656 |  | 0.1578 | 0.1578 | 0.1806 | 0.1812
2014-02-06 | 1時 |  | 0 | 0 | 0 | 0 | [9 empty] | 0 | 0 | 0 | 0 | 0 | 0 | 0 | 0 | 0 | 0 | 0 | 0 | 0 | 0 | 0 | 0 | 0 | 0 | 0 | 0 | 0 | 0 | 0.047552 | 0.00013 | 0.00025 | 0.00038 | 0.0005 | 0 | 0 | 0 |  | 0.0483 | 0.0483 | 0.0711 | 0.0717
2014-02-06 | 2時 |  | 0 | 0 | 0 | 0 | [9 empty] | 0 | 0 | 0 | 0 | 0 | 0 | 0 | 0 | 0 | 0 | 0 | 0 | 0 | 0 | 0 | 0 | 0 | 0 | 0 | 0 | 0 | 0 | 0.047552 | 0.00013 | 0.00025 | 0.00038 | 0.0005 | 0 | 0 | 0 |  | 0.056 | 0.0561 | 0.0788 | 0.0795
2014-02-06 | 3時 |  | 0 | 0 | 0 | 0 | [9 empty] | 0 | 0 | 0 | 0 | 0 | 0 | 0 | 0 | 0 | 0 | 0 | 0 | 0 | 0 | 0 | 0 | 0 | 0 | 0 | 0 | 0 | 0 | 0.047552 | 0.00013 | 0.00025 | 0.00038 | 0.0005 | 0 | 0 | 0 |  | 0.056 | 0.0561 | 0.0788 | 0.0795
2014-02-06 | 4時 |  | 0 | 0 | 0 | 0 | [9 empty] | 0 | 0 | 0 | 0 | 0 | 0 | 0 | 0 | 0 | 0 | 0 | 0 | 0 | 0 | 0 | 0 | 0 | 0 | 0 | 0 | 0 | 0 | 0.047552 | 0.00013 | 0.00025 | 0.00038 | 0.0005 | 0 | 0 | 0 |  | 0.0483 | 0.0483 | 0.0711 | 0.0717
2014-02-06 | 5時 |  | 20.2781 | 12.0499 | 0 | 0 | [9 empty] | 3.5923 | 0 | 0 | 0 | 0 | 0 | 0 | 0 | 0 | 0 | 0 | 0 | 0 | 0 | 0 | 0 | 0 | 0 | 0 | 0 | 0 | 0 | 0.047552 | 0.00013 | 0.00025 | 0.00038 | 0.0005 | 0 | 0 | 0 |  | 0.056 | 0.0561 | 0.0788 | 0.0795
2014-02-06 | 6時 |  | 12.4592 | 0 | 0 | 0 | [9 empty] | 1.4965 | 0 | 0 | 0 | 0 | 0 | 0 | 0 | 0 | 0 | 0 | 0 | 0 | 0 | 0 | 0 | 0 | 0 | 0 | 0 | 0 | 0 | 0.047552 | 0.00338 | 0.00675 | 0.01013 | 0.01351 | 0 | 0.024649 | 0.011815 |  | 0.1925 | 0.2611 | 0.3525 | 0.3531
2014-02-06 | 7時 |  | 10.0642 | 0 | 0 | 0 | [9 empty] | 1.1384 | 0 | 0 | 0 | 0 | 0 | 0 | 0 | 0 | 0 | 0 | 0 | 0 | 0 | 0 | 0 | 0 | 0 | 0 | 0 | 0 | 0 | 0.047552 | 0.00054 | 0.00108 | 0.00163 | 0.00217 | 0.13859 | 0.053895 | 0.036861 |  | 0.1524 | 0.248 | 0.3662 | 0.3669
2014-02-06 | 8時 |  | 8.4583 | 0 | 0 | 0 | [9 empty] | 0.9342 | 0 | 0 | 0 | 0 | 0 | 0 | 0 | 0 | 0 | 0 | 0 | 0 | 0 | 0 | 0 | 0 | 0 | 0 | 0 | 0 | 0 | 0.047552 | 0.00054 | 0.00108 | 0.00163 | 0.00217 | 0.093503 | 0 | 0.035602 |  | 0.1091 | 0.1448 | 0.2032 | 0.2039
2014-02-06 | 9時 |  | 0 | 0 | 0 | 0 | [9 empty] | 0 | 0 | 0 | 0 | 0 | 0 | 0 | 0 | 0 | 0 | 0 | 0 | 0 | 0 | 0 | 0 | 0 | 0 | 0 | 0 | 0 | 0 | 0.047552 | 0.00013 | 0.00025 | 0.00038 | 0.0005 | 0.17838 | 0.10971 | 0.042749 |  | 0.3011 | 0.3368 | 0.3953 | 0.396
2014-02-06 | 10時 |  | 0 | 0 | 0 | 0 | [9 empty] | 0 | 0 | 0 | 0 | 0 | 0 | 0 | 0 | 0 | 0 | 0 | 0 | 0 | 0 | 0 | 0 | 0 | 0 | 0 | 0 | 0 | 0 | 0.047552 | 0.00033 | 0.00067 | 0.001 | 0.00133 | 0.093503 | 0 | 0.012523 |  | 0.0483 | 0.0483 | 0.0711 | 0.0717
2014-02-06 | 11時 |  | 15.6617 | 0 | 0 | 0 | [9 empty] | 1.3568 | 0 | 0 | 0 | 0 | 0 | 0 | 0 | 0 | 0 | 0 | 0 | 0 | 0 | 0 | 0 | 0 | 0 | 0 | 0 | 0 | 0 | 0.047552 | 0.00013 | 0.00025 | 0.00038 | 0.0005 | 0 | 0 | 0.0052775 |  | 0.056 | 0.0561 | 0.0788 | 0.0795
2014-02-06 | 12時 |  | 7.9189 | 0 | 0 | 0 | [9 empty] | 0.67007 | 0 | 0 | 0 | 0 | 0 | 0 | 0 | 0 | 0 | 0 | 0 | 0 | 0 | 0 | 0 | 0 | 0 | 0 | 0 | 0 | 0 | 0.047552 | 0.00338 | 0.00675 | 0.01013 | 0.01351 | 0.05371 | 0 | 0.0052775 |  | 0.1983 | 0.2727 | 0.3698 | 0.3705
2014-02-06 | 13時 |  | 0 | 0 | 0 | 0 | [9 empty] | 0 | 0 | 0 | 0 | 0 | 0 | 0 | 0 | 0 | 0 | 0 | 0 | 0 | 0 | 0 | 0 | 0 | 0 | 0 | 0 | 0 | 0 | 0.047552 | 0.00033 | 0.00067 | 0.001 | 0.00133 | 0.11604 | 0 | 0 |  | 0.0483 | 0.0483 | 0.0711 | 0.0717
2014-02-06 | 14時 |  | 0 | 0 | 0 | 0 | [9 empty] | 0 | 0 | 0 | 0 | 0 | 0 | 0 | 0 | 0 | 0 | 0 | 0 | 0 | 0 | 0 | 0 | 0 | 0 | 0 | 0 | 0 | 0 | 0.047552 | 0.00013 | 0.00025 | 0.00038 | 0.0005 | 0.031168 | 0 | 0.017801 |  | 0.056 | 0.0561 | 0.0788 | 0.0795
2014-02-06 | 15時 |  | 15.7364 | 0 | 0 | 0 | [9 empty] | 1.3776 | 0 | 0 | 0 | 0 | 0 | 0 | 0 | 0 | 0 | 0 | 0 | 0 | 0 | 0 | 0 | 0 | 0 | 0 | 0 | 0 | 0 | 0.047552 | 0.00013 | 0.00025 | 0.00038 | 0.0005 | 0 | 0 | 0 |  | 0.056 | 0.0561 | 0.0788 | 0.0795
2014-02-06 | 16時 |  | 9.073 | 0 | 0 | 0 | [9 empty] | 0.7699 | 0 | 0 | 0 | 0 | 0 | 0 | 0 | 0 | 0 | 0 | 0 | 0 | 0 | 0 | 0 | 0 | 0 | 0 | 0 | 0 | 0 | 0.047552 | 0.00033 | 0.00067 | 0.001 | 0.00133 | 0.062335 | 0 | 0.0052775 |  | 0.0483 | 0.0483 | 0.0711 | 0.0717
2014-02-06 | 17時 |  | 12.2393 | 0 | 9.3845 | 0.73612 | [9 empty] | 1.421 | 0 | 0 | 0 | 0 | 1.2203 | 0 | 0 | 0 | 0 | 0 | 0 | 0 | 0 | 0 | 0 | 0 | 0 | 0 | 0 | 0 | 0 | 0.047552 | 0.00033 | 0.00067 | 0.001 | 0.00133 | 0.10536 | 0 | 0.0082775 |  | 0.1304 | 0.2048 | 0.3019 | 0.3026
2014-02-06 | 18時 |  | 12.037 | 0 | 0 | 0 | [9 empty] | 1.3896 | 0 | 0 | 0 | 0 | 0 | 0 | 0 | 0 | 0 | 0 | 0 | 0 | 0 | 0 | 0 | 0 | 0 | 0 | 0 | 0 | 0 | 0.047552 | 0.00642 | 0.01284 | 0.01926 | 0.02568 | 0.12467 | 0 | 0.0082775 |  | 0.303 | 0.3387 | 0.3972 | 0.5469
2014-02-06 | 19時 |  | 7.6888 | 0 | 9.4476 | 0 | [9 empty] | 0.6774 | 0 | 0 | 0 | 0 | 0.83408 | 0 | 0 | 0 | 0 | 0 | 0 | 0 | 0 | 0 | 0 | 0 | 0 | 0 | 0 | 0 | 0 | 0.047552 | 0.00642 | 0.01284 | 0.01926 | 0.02568 | 0.21072 | 0.10708 | 0.0082775 |  | 0.0991 | 0.1348 | 0.1932 | 0.1939
2014-02-06 | 20時 |  | 8.0566 | 0 | 7.0882 | 0 | [9 empty] | 0.71622 | 0 | 0 | 0 | 0 | 0.60436 | 0 | 0 | 0 | 0 | 0 | 0 | 0 | 0 | 0 | 0 | 0 | 0 | 0 | 0 | 0 | 0 | 0.047552 | 0.00033 | 0.00067 | 0.001 | 0.00133 | 0.14927 | 0.027125 | 0 |  | 0.0917 | 0.1275 | 0.2102 | 0.2109
2014-02-06 | 21時 |  | 8.3646 | 0 | 8.4743 | 0 | [9 empty] | 0.74633 | 0 | 0 | 0 | 0 | 0.74689 | 0 | 0 | 0 | 0 | 0 | 0 | 0 | 0 | 0 | 0 | 0 | 0 | 0 | 0 | 0 | 0 | 0.047552 | 0.00033 | 0.00067 | 0.001 | 0.00133 | 0.14618 | 0.10814 | 0.031304 |  | 0.1216 | 0.1873 | 0.2837 | 0.2844
2014-02-06 | 22時 |  | 8.5158 | 0 | 3.1994 | 0 | [9 empty] | 0.75256 | 0 | 0 | 0 | 0 | 0.2944 | 0 | 0 | 0 | 0 | 0 | 0 | 0 | 0 | 0 | 0 | 0 | 0 | 0 | 0 | 0 | 0 | 0.047552 | 0.00628 | 0.01256 | 0.01884 | 0.02512 | 0.12467 | 0.16133 | 0.043827 |  | 0.1738 | 0.1917 | 0.262 | 0.2626
2014-02-06 | 23時 |  | 0 | 0 | 0 | 0 | [9 empty] | 0 | 0 | 0 | 0 | 0 | 0 | 0 | 0 | 0 | 0 | 0 | 0 | 0 | 0 | 0 | 0 | 0 | 0 | 0 | 0 | 0 | 0 | 0.047552 | 0.0067 | 0.01339 | 0.02009 | 0.02679 | 0.12467 | 0.18881 | 0.031848 |  | 0.1877 | 0.2176 | 0.2756 | 0.2763
2014-02-07 | 0時 |  | 0 | 0 | 0 | 0 | [9 empty] | 0 | 0 | 0 | 0 | 0 | 0 | 0 | 0 | 0 | 0 | 0 | 0 | 0 | 0 | 0 | 0 | 0 | 0 | 0 | 0 | 0 | 0 | 0.047552 | 0.00013 | 0.00025 | 0.00038 | 0.0005 | 0 | 0.078899 | 0.011656 |  | 0.1578 | 0.1578 | 0.1806 | 0.1812
2014-02-07 | 1時 |  | 0 | 0 | 0 | 0 | [9 empty] | 0 | 0 | 0 | 0 | 0 | 0 | 0 | 0 | 0 | 0 | 0 | 0 | 0 | 0 | 0 | 0 | 0 | 0 | 0 | 0 | 0 | 0 | 0.047552 | 0.00013 | 0.00025 | 0.00038 | 0.0005 | 0 | 0 | 0 |  | 0.0483 | 0.0483 | 0.0711 | 0.0717
2014-02-07 | 2時 |  | 0 | 0 | 0 | 0 | [9 empty] | 0 | 0 | 0 | 0 | 0 | 0 | 0 | 0 | 0 | 0 | 0 | 0 | 0 | 0 | 0 | 0 | 0 | 0 | 0 | 0 | 0 | 0 | 0.047552 | 0.00013 | 0.00025 | 0.00038 | 0.0005 | 0 | 0 | 0 |  | 0.056 | 0.0561 | 0.0788 | 0.0795
2014-02-07 | 3時 |  | 0 | 0 | 0 | 0 | [9 empty] | 0 | 0 | 0 | 0 | 0 | 0 | 0 | 0 | 0 | 0 | 0 | 0 | 0 | 0 | 0 | 0 | 0 | 0 | 0 | 0 | 0 | 0 | 0.047552 | 0.00013 | 0.00025 | 0.00038 | 0.0005 | 0 | 0 | 0 |  | 0.056 | 0.0561 | 0.0788 | 0.0795
2014-02-07 | 4時 |  | 0 | 0 | 0 | 0 | [9 empty] | 0 | 0 | 0 | 0 | 0 | 0 | 0 | 0 | 0 | 0 | 0 | 0 | 0 | 0 | 0 | 0 | 0 | 0 | 0 | 0 | 0 | 0 | 0.047552 | 0.00013 | 0.00025 | 0.00038 | 0.0005 | 0 | 0 | 0 |  | 0.0483 | 0.0483 | 0.0711 | 0.0717
2014-02-07 | 5時 |  | 20.068 | 14.3273 | 0 | 0 | [9 empty] | 3.6432 | 0 | 0 | 0 | 0 | 0 | 0 | 0 | 0 | 0 | 0 | 0 | 0 | 0 | 0 | 0 | 0 | 0 | 0 | 0 | 0 | 0 | 0.047552 | 0.00013 | 0.00025 | 0.00038 | 0.0005 | 0 | 0 | 0 |  | 0.056 | 0.0561 | 0.0788 | 0.0795
2014-02-07 | 6時 |  | 12.2816 | 0 | 0 | 0 | [9 empty] | 1.5069 | 0 | 0 | 0 | 0 | 0 | 0 | 0 | 0 | 0 | 0 | 0 | 0 | 0 | 0 | 0 | 0 | 0 | 0 | 0 | 0 | 0 | 0.047552 | 0.00338 | 0.00675 | 0.01013 | 0.01351 | 0 | 0.024649 | 0.011815 |  | 0.1925 | 0.2611 | 0.3525 | 0.3531
2014-02-07 | 7時 |  | 8.5192 | 0 | 0 | 0 | [9 empty] | 0.78459 | 0 | 0 | 0 | 0 | 0 | 0 | 0 | 0 | 0 | 0 | 0 | 0 | 0 | 0 | 0 | 0 | 0 | 0 | 0 | 0 | 0 | 0.047552 | 0.00054 | 0.00108 | 0.00163 | 0.00217 | 0.13859 | 0.053895 | 0.036861 |  | 0.1524 | 0.248 | 0.3662 | 0.3669
2014-02-07 | 8時 |  | 4.3037 | 0 | 0 | 0 | [9 empty] | 0.43763 | 0 | 0 | 0 | 0 | 0 | 0 | 0 | 0 | 0 | 0 | 0 | 0 | 0 | 0 | 0 | 0 | 0 | 0 | 0 | 0 | 0 | 0.047552 | 0.00054 | 0.00108 | 0.00163 | 0.00217 | 0.093503 | 0 | 0.035602 |  | 0.1091 | 0.1448 | 0.2032 | 0.2039
2014-02-07 | 9時 |  | 0 | 0 | 0 | 0 | [9 empty] | 0 | 0 | 0 | 0 | 0 | 0 | 0 | 0 | 0 | 0 | 0 | 0 | 0 | 0 | 0 | 0 | 0 | 0 | 0 | 0 | 0 | 0 | 0.047552 | 0.00013 | 0.00025 | 0.00038 | 0.0005 | 0.17838 | 0.10971 | 0.042749 |  | 0.3011 | 0.3368 | 0.3953 | 0.396
2014-02-07 | 10時 |  | 0 | 0 | 0 | 0 | [9 empty] | 0 | 0 | 0 | 0 | 0 | 0 | 0 | 0 | 0 | 0 | 0 | 0 | 0 | 0 | 0 | 0 | 0 | 0 | 0 | 0 | 0 | 0 | 0.047552 | 0.00033 | 0.00067 | 0.001 | 0.00133 | 0.093503 | 0 | 0.012523 |  | 0.0483 | 0.0483 | 0.0711 | 0.0717
2014-02-07 | 11時 |  | 1.4825 | 0 | 0 | 0 | [9 empty] | 0.21404 | 0 | 0 | 0 | 0 | 0 | 0 | 0 | 0 | 0 | 0 | 0 | 0 | 0 | 0 | 0 | 0 | 0 | 0 | 0 | 0 | 0 | 0.047552 | 0.00013 | 0.00025 | 0.00038 | 0.0005 | 0 | 0 | 0.0052775 |  | 0.056 | 0.0561 | 0.0788 | 0.0795
2014-02-07 | 12時 |  | 0.062346 | 0 | 0 | 0 | [9 empty] | 0.12369 | 0 | 0 | 0 | 0 | 0 | 0 | 0 | 0 | 0 | 0 | 0 | 0 | 0 | 0 | 0 | 0 | 0 | 0 | 0 | 0 | 0 | 0.047552 | 0.00338 | 0.00675 | 0.01013 | 0.01351 | 0.05371 | 0 | 0.0052775 |  | 0.1983 | 0.2727 | 0.3698 | 0.3705
2014-02-07 | 13時 |  | 0 | 0 | 0 | 0 | [9 empty] | 0 | 0 | 0 | 0 | 0 | 0 | 0 | 0 | 0 | 0 | 0 | 0 | 0 | 0 | 0 | 0 | 0 | 0 | 0 | 0 | 0 | 0 | 0.047552 | 0.00033 | 0.00067 | 0.001 | 0.00133 | 0.11604 | 0 | 0 |  | 0.0483 | 0.0483 | 0.0711 | 0.0717
2014-02-07 | 14時 |  | 0 | 0 | 0 | 0 | [9 empty] | 0 | 0 | 0 | 0 | 0 | 0 | 0 | 0 | 0 | 0 | 0 | 0 | 0 | 0 | 0 | 0 | 0 | 0 | 0 | 0 | 0 | 0 | 0.047552 | 0.00013 | 0.00025 | 0.00038 | 0.0005 | 0.031168 | 0 | 0.017801 |  | 0.056 | 0.0561 | 0.0788 | 0.0795
2014-02-07 | 15時 |  | 2.768 | 0 | 0 | 0 | [9 empty] | 0.31597 | 0 | 0 | 0 | 0 | 0 | 0 | 0 | 0 | 0 | 0 | 0 | 0 | 0 | 0 | 0 | 0 | 0 | 0 | 0 | 0 | 0 | 0.047552 | 0.00013 | 0.00025 | 0.00038 | 0.0005 | 0 | 0 | 0 |  | 0.056 | 0.0561 | 0.0788 | 0.0795
2014-02-07 | 16時 |  | 4.0339 | 0 | 0 | 0 | [9 empty] | 0.41155 | 0 | 0 | 0 | 0 | 0 | 0 | 0 | 0 | 0 | 0 | 0 | 0 | 0 | 0 | 0 | 0 | 0 | 0 | 0 | 0 | 0 | 0.047552 | 0.00033 | 0.00067 | 0.001 | 0.00133 | 0.062335 | 0 | 0.0052775 |  | 0.0483 | 0.0483 | 0.0711 | 0.0717
2014-02-07 | 17時 |  | 8.2273 | 0 | 3.6284 | 0 | [9 empty] | 0.71108 | 0 | 0 | 0 | 0 | 0.31429 | 0 | 0 | 0 | 0 | 0 | 0 | 0 | 0 | 0 | 0 | 0 | 0 | 0 | 0 | 0 | 0 | 0.047552 | 0.00033 | 0.00067 | 0.001 | 0.00133 | 0.10536 | 0 | 0.0082775 |  | 0.1304 | 0.2048 | 0.3019 | 0.3026
2014-02-07 | 18時 |  | 9.2987 | 0 | 0 | 0 | [9 empty] | 0.79631 | 0 | 0 | 0 | 0 | 0 | 0 | 0 | 0 | 0 | 0 | 0 | 0 | 0 | 0 | 0 | 0 | 0 | 0 | 0 | 0 | 0 | 0.047552 | 0.00642 | 0.01284 | 0.01926 | 0.02568 | 0.12467 | 0 | 0.0082775 |  | 0.303 | 0.3387 | 0.3972 | 0.5469
2014-02-07 | 19時 |  | 5.6391 | 0 | 4.9359 | 0 | [9 empty] | 0.54447 | 0 | 0 | 0 | 0 | 0.41527 | 0 | 0 | 0 | 0 | 0 | 0 | 0 | 0 | 0 | 0 | 0 | 0 | 0 | 0 | 0 | 0 | 0.047552 | 0.00642 | 0.01284 | 0.01926 | 0.02568 | 0.21072 | 0.10708 | 0.0082775 |  | 0.0991 | 0.1348 | 0.1932 | 0.1939
2014-02-07 | 20時 |  | 6.4209 | 0 | 5.1947 | 0 | [9 empty] | 0.60751 | 0 | 0 | 0 | 0 | 0.44184 | 0 | 0 | 0 | 0 | 0 | 0 | 0 | 0 | 0 | 0 | 0 | 0 | 0 | 0 | 0 | 0 | 0.047552 | 0.00033 | 0.00067 | 0.001 | 0.00133 | 0.14927 | 0.027125 | 0 |  | 0.0917 | 0.1275 | 0.2102 | 0.2109
2014-02-07 | 21時 |  | 7.2912 | 0 | 6.6969 | 0 | [9 empty] | 0.69654 | 0 | 0 | 0 | 0 | 0.6365 | 0 | 0 | 0 | 0 | 0 | 0 | 0 | 0 | 0 | 0 | 0 | 0 | 0 | 0 | 0 | 0 | 0.047552 | 0.00033 | 0.00067 | 0.001 | 0.00133 | 0.14618 | 0.10814 | 0.031304 |  | 0.1216 | 0.1873 | 0.2837 | 0.2844
2014-02-07 | 22時 |  | 7.9453 | 0 | 2.7863 | 0 | [9 empty] | 0.75424 | 0 | 0 | 0 | 0 | 0.28221 | 0 | 0 | 0 | 0 | 0 | 0 | 0 | 0 | 0 | 0 | 0 | 0 | 0 | 0 | 0 | 0 | 0.047552 | 0.00628 | 0.01256 | 0.01884 | 0.02512 | 0.12467 | 0.16133 | 0.043827 |  | 0.1738 | 0.1917 | 0.262 | 0.2626
2014-02-07 | 23時 |  | 0 | 0 | 0 | 0 | [9 empty] | 0 | 0 | 0 | 0 | 0 | 0 | 0 | 0 | 0 | 0 | 0 | 0 | 0 | 0 | 0 | 0 | 0 | 0 | 0 | 0 | 0 | 0 | 0.047552 | 0.0067 | 0.01339 | 0.02009 | 0.02679 | 0.12467 | 0.18881 | 0.031848 |  | 0.1877 | 0.2176 | 0.2756 | 0.2763
2014-02-08 | 0時 |  | 0 | 0 | 0 | 0 | [9 empty] | 0 | 0 | 0 | 0 | 0 | 0 | 0 | 0 | 0 | 0 | 0 | 0 | 0 | 0 | 0 | 0 | 0 | 0 | 0 | 0 | 0 | 0 | 0.047552 | 0.00013 | 0.00025 | 0.00038 | 0.0005 | 0 | 0.078899 | 0.011656 |  | 0.1578 | 0.1578 | 0.1806 | 0.1812
2014-02-08 | 1時 |  | 0 | 0 | 0 | 0 | [9 empty] | 0 | 0 | 0 | 0 | 0 | 0 | 0 | 0 | 0 | 0 | 0 | 0 | 0 | 0 | 0 | 0 | 0 | 0 | 0 | 0 | 0 | 0 | 0.047552 | 0.00013 | 0.00025 | 0.00038 | 0.0005 | 0 | 0 | 0 |  | 0.0483 | 0.0483 | 0.0711 | 0.0717
2014-02-08 | 2時 |  | 0 | 0 | 0 | 0 | [9 empty] | 0 | 0 | 0 | 0 | 0 | 0 | 0 | 0 | 0 | 0 | 0 | 0 | 0 | 0 | 0 | 0 | 0 | 0 | 0 | 0 | 0 | 0 | 0.047552 | 0.00013 | 0.00025 | 0.00038 | 0.0005 | 0 | 0 | 0 |  | 0.056 | 0.0561 | 0.0788 | 0.0795
2014-02-08 | 3時 |  | 0 | 0 | 0 | 0 | [9 empty] | 0 | 0 | 0 | 0 | 0 | 0 | 0 | 0 | 0 | 0 | 0 | 0 | 0 | 0 | 0 | 0 | 0 | 0 | 0 | 0 | 0 | 0 | 0.047552 | 0.00013 | 0.00025 | 0.00038 | 0.0005 | 0 | 0 | 0 |  | 0.056 | 0.0561 | 0.0788 | 0.0795
2014-02-08 | 4時 |  | 0 | 0 | 0 | 0 | [9 empty] | 0 | 0 | 0 | 0 | 0 | 0 | 0 | 0 | 0 | 0 | 0 | 0 | 0 | 0 | 0 | 0 | 0 | 0 | 0 | 0 | 0 | 0 | 0.047552 | 0.00013 | 0.00025 | 0.00038 | 0.0005 | 0 | 0 | 0 |  | 0.0483 | 0.0483 | 0.0711 | 0.0717
2014-02-08 | 5時 |  | 20.1818 | 11.6966 | 0 | 0 | [9 empty] | 3.6066 | 0 | 0 | 0 | 0 | 0 | 0 | 0 | 0 | 0 | 0 | 0 | 0 | 0 | 0 | 0 | 0 | 0 | 0 | 0 | 0 | 0 | 0.047552 | 0.00013 | 0.00025 | 0.00038 | 0.0005 | 0 | 0 | 0 |  | 0.056 | 0.0561 | 0.0788 | 0.0795
2014-02-08 | 6時 |  | 12.5777 | 0 | 0 | 0 | [9 empty] | 1.5556 | 0 | 0 | 0 | 0 | 0 | 0 | 0 | 0 | 0 | 0 | 0 | 0 | 0 | 0 | 0 | 0 | 0 | 0 | 0 | 0 | 0 | 0.047552 | 0.00338 | 0.00675 | 0.01013 | 0.01351 | 0 | 0.024649 | 0.011815 |  | 0.1925 | 0.2611 | 0.3525 | 0.3531
2014-02-08 | 7時 |  | 10.3792 | 0 | 0 | 0 | [9 empty] | 1.219 | 0 | 0 | 0 | 0 | 0 | 0 | 0 | 0 | 0 | 0 | 0 | 0 | 0 | 0 | 0 | 0 | 0 | 0 | 0 | 0 | 0 | 0.047552 | 0.00054 | 0.00108 | 0.00163 | 0.00217 | 0.13859 | 0.053895 | 0.036861 |  | 0.1524 | 0.248 | 0.3662 | 0.3669
2014-02-08 | 8時 |  | 8.0125 | 0 | 0 | 0 | [9 empty] | 0.74636 | 0 | 0 | 0 | 0 | 0 | 0 | 0 | 0 | 0 | 0 | 0 | 0 | 0 | 0 | 0 | 0 | 0 | 0 | 0 | 0 | 0 | 0.047552 | 0.00054 | 0.00108 | 0.00163 | 0.00217 | 0.093503 | 0 | 0.035602 |  | 0.1091 | 0.1448 | 0.2032 | 0.2039
2014-02-08 | 9時 |  | 0 | 0 | 0 | 0 | [9 empty] | 0 | 0 | 0 | 0 | 0 | 0 | 0 | 0 | 0 | 0 | 0 | 0 | 0 | 0 | 0 | 0 | 0 | 0 | 0 | 0 | 0 | 0 | 0.047552 | 0.00013 | 0.00025 | 0.00038 | 0.0005 | 0.17838 | 0.10971 | 0.042749 |  | 0.3011 | 0.3368 | 0.3953 | 0.396
2014-02-08 | 10時 |  | 0 | 0 | 0 | 0 | [9 empty] | 0 | 0 | 0 | 0 | 0 | 0 | 0 | 0 | 0 | 0 | 0 | 0 | 0 | 0 | 0 | 0 | 0 | 0 | 0 | 0 | 0 | 0 | 0.047552 | 0.00033 | 0.00067 | 0.001 | 0.00133 | 0.093503 | 0 | 0.012523 |  | 0.0483 | 0.0483 | 0.0711 | 0.0717
2014-02-08 | 11時 |  | 16.0323 | 0 | 0 | 0 | [9 empty] | 1.4315 | 0 | 0 | 0 | 0 | 0 | 0 | 0 | 0 | 0 | 0 | 0 | 0 | 0 | 0 | 0 | 0 | 0 | 0 | 0 | 0 | 0 | 0.047552 | 0.00013 | 0.00025 | 0.00038 | 0.0005 | 0 | 0 | 0.0052775 |  | 0.056 | 0.0561 | 0.0788 | 0.0795
2014-02-08 | 12時 |  | 7.0694 | 0 | 0 | 0 | [9 empty] | 0.62618 | 0 | 0 | 0 | 0 | 0 | 0 | 0 | 0 | 0 | 0 | 0 | 0 | 0 | 0 | 0 | 0 | 0 | 0 | 0 | 0 | 0 | 0.047552 | 0.00338 | 0.00675 | 0.01013 | 0.01351 | 0.05371 | 0 | 0.0052775 |  | 0.1983 | 0.2727 | 0.3698 | 0.3705
2014-02-08 | 13時 |  | 0 | 0 | 0 | 0 | [9 empty] | 0 | 0 | 0 | 0 | 0 | 0 | 0 | 0 | 0 | 0 | 0 | 0 | 0 | 0 | 0 | 0 | 0 | 0 | 0 | 0 | 0 | 0 | 0.047552 | 0.00033 | 0.00067 | 0.001 | 0.00133 | 0.11604 | 0 | 0 |  | 0.0483 | 0.0483 | 0.0711 | 0.0717
2014-02-08 | 14時 |  | 0 | 0 | 0 | 0 | [9 empty] | 0 | 0 | 0 | 0 | 0 | 0 | 0 | 0 | 0 | 0 | 0 | 0 | 0 | 0 | 0 | 0 | 0 | 0 | 0 | 0 | 0 | 0 | 0.047552 | 0.00013 | 0.00025 | 0.00038 | 0.0005 | 0.031168 | 0 | 0.017801 |  | 0.056 | 0.0561 | 0.0788 | 0.0795
2014-02-08 | 15時 |  | 12.3404 | 0 | 0 | 0 | [9 empty] | 1.0145 | 0 | 0 | 0 | 0 | 0 | 0 | 0 | 0 | 0 | 0 | 0 | 0 | 0 | 0 | 0 | 0 | 0 | 0 | 0 | 0 | 0 | 0.047552 | 0.00013 | 0.00025 | 0.00038 | 0.0005 | 0 | 0 | 0 |  | 0.056 | 0.0561 | 0.0788 | 0.0795
2014-02-08 | 16時 |  | 7.9372 | 0 | 0 | 0 | [9 empty] | 0.68556 | 0 | 0 | 0 | 0 | 0 | 0 | 0 | 0 | 0 | 0 | 0 | 0 | 0 | 0 | 0 | 0 | 0 | 0 | 0 | 0 | 0 | 0.047552 | 0.00033 | 0.00067 | 0.001 | 0.00133 | 0.062335 | 0 | 0.0052775 |  | 0.0483 | 0.0483 | 0.0711 | 0.0717
2014-02-08 | 17時 |  | 11.4333 | 0 | 8.8458 | 0 | [9 empty] | 0.96433 | 0 | 0 | 0 | 0 | 0.76543 | 0 | 0 | 0 | 0 | 0 | 0 | 0 | 0 | 0 | 0 | 0 | 0 | 0 | 0 | 0 | 0 | 0.047552 | 0.00033 | 0.00067 | 0.001 | 0.00133 | 0.10536 | 0 | 0.0082775 |  | 0.1304 | 0.2048 | 0.3019 | 0.3026
2014-02-08 | 18時 |  | 11.4618 | 0 | 0 | 0 | [9 empty] | 0.9683 | 0 | 0 | 0 | 0 | 0 | 0 | 0 | 0 | 0 | 0 | 0 | 0 | 0 | 0 | 0 | 0 | 0 | 0 | 0 | 0 | 0 | 0.047552 | 0.00642 | 0.01284 | 0.01926 | 0.02568 | 0.12467 | 0 | 0.0082775 |  | 0.303 | 0.3387 | 0.3972 | 0.5469
2014-02-08 | 19時 |  | 7.2815 | 0 | 8.5393 | 0 | [9 empty] | 0.65033 | 0 | 0 | 0 | 0 | 0.73669 | 0 | 0 | 0 | 0 | 0 | 0 | 0 | 0 | 0 | 0 | 0 | 0 | 0 | 0 | 0 | 0 | 0.047552 | 0.00642 | 0.01284 | 0.01926 | 0.02568 | 0.21072 | 0.10708 | 0.0082775 |  | 0.0991 | 0.1348 | 0.1932 | 0.1939
2014-02-08 | 20時 |  | 7.7745 | 0 | 6.7382 | 0 | [9 empty] | 0.87344 | 0 | 0 | 0 | 0 | 0.77748 | 0 | 0 | 0 | 0 | 0 | 0 | 0 | 0 | 0 | 0 | 0 | 0 | 0 | 0 | 0 | 0 | 0.047552 | 0.00033 | 0.00067 | 0.001 | 0.00133 | 0.14927 | 0.027125 | 0 |  | 0.0917 | 0.1275 | 0.2102 | 0.2109
2014-02-08 | 21時 |  | 8.153 | 0 | 8.1249 | 0 | [9 empty] | 0.73582 | 0 | 0 | 0 | 0 | 0.72435 | 0 | 0 | 0 | 0 | 0 | 0 | 0 | 0 | 0 | 0 | 0 | 0 | 0 | 0 | 0 | 0 | 0.047552 | 0.00033 | 0.00067 | 0.001 | 0.00133 | 0.14618 | 0.10814 | 0.031304 |  | 0.1216 | 0.1873 | 0.2837 | 0.2844
2014-02-08 | 22時 |  | 8.518 | 0 | 3.1556 | 0 | [9 empty] | 0.96846 | 0 | 0 | 0 | 0 | 0.3635 | 0 | 0 | 0 | 0 | 0 | 0 | 0 | 0 | 0 | 0 | 0 | 0 | 0 | 0 | 0 | 0 | 0.047552 | 0.00628 | 0.01256 | 0.01884 | 0.02512 | 0.12467 | 0.16133 | 0.043827 |  | 0.1738 | 0.1917 | 0.262 | 0.2626
2014-02-08 | 23時 |  | 0 | 0 | 0 | 0 | [9 empty] | 0 | 0 | 0 | 0 | 0 | 0 | 0 | 0 | 0 | 0 | 0 | 0 | 0 | 0 | 0 | 0 | 0 | 0 | 0 | 0 | 0 | 0 | 0.047552 | 0.0067 | 0.01339 | 0.02009 | 0.02679 | 0.12467 | 0.18881 | 0.031848 |  | 0.1877 | 0.2176 | 0.2756 | 0.2763
2014-02-09 | 0時 |  | 0 | 0 | 0 | 0 | [9 empty] | 0 | 0 | 0 | 0 | 0 | 0 | 0 | 0 | 0 | 0 | 0 | 0 | 0 | 0 | 0 | 0 | 0 | 0 | 0 | 0 | 0 | 0 | 0.047552 | 0.00013 | 0.00025 | 0.00038 | 0.0005 | 0 | 0.078899 | 0.011656 |  | 0.1578 | 0.1578 | 0.1806 | 0.1812
2014-02-09 | 1時 |  | 0 | 0 | 0 | 0 | [9 empty] | 0 | 0 | 0 | 0 | 0 | 0 | 0 | 0 | 0 | 0 | 0 | 0 | 0 | 0 | 0 | 0 | 0 | 0 | 0 | 0 | 0 | 0 | 0.047552 | 0.00013 | 0.00025 | 0.00038 | 0.0005 | 0 | 0 | 0 |  | 0.0483 | 0.0483 | 0.0711 | 0.0717
2014-02-09 | 2時 |  | 0 | 0 | 0 | 0 | [9 empty] | 0 | 0 | 0 | 0 | 0 | 0 | 0 | 0 | 0 | 0 | 0 | 0 | 0 | 0 | 0 | 0 | 0 | 0 | 0 | 0 | 0 | 0 | 0.047552 | 0.00013 | 0.00025 | 0.00038 | 0.0005 | 0 | 0 | 0 |  | 0.056 | 0.0561 | 0.0788 | 0.0795
2014-02-09 | 3時 |  | 0 | 0 | 0 | 0 | [9 empty] | 0 | 0 | 0 | 0 | 0 | 0 | 0 | 0 | 0 | 0 | 0 | 0 | 0 | 0 | 0 | 0 | 0 | 0 | 0 | 0 | 0 | 0 | 0.047552 | 0.00013 | 0.00025 | 0.00038 | 0.0005 | 0 | 0 | 0 |  | 0.056 | 0.0561 | 0.0788 | 0.0795
2014-02-09 | 4時 |  | 0 | 0 | 0 | 0 | [9 empty] | 0 | 0 | 0 | 0 | 0 | 0 | 0 | 0 | 0 | 0 | 0 | 0 | 0 | 0 | 0 | 0 | 0 | 0 | 0 | 0 | 0 | 0 | 0.047552 | 0.00013 | 0.00025 | 0.00038 | 0.0005 | 0 | 0 | 0 |  | 0.0483 | 0.0483 | 0.0711 | 0.0717
2014-02-09 | 5時 |  | 20.1732 | 13.4355 | 0 | 0 | [9 empty] | 3.6083 | 0 | 0 | 0 | 0 | 0 | 0 | 0 | 0 | 0 | 0 | 0 | 0 | 0 | 0 | 0 | 0 | 0 | 0 | 0 | 0 | 0 | 0.047552 | 0.00013 | 0.00025 | 0.00038 | 0.0005 | 0 | 0 | 0 |  | 0.056 | 0.0561 | 0.0788 | 0.0795
2014-02-09 | 6時 |  | 13.1745 | 0 | 0 | 0 | [9 empty] | 1.6379 | 0 | 0 | 0 | 0 | 0 | 0 | 0 | 0 | 0 | 0 | 0 | 0 | 0 | 0 | 0 | 0 | 0 | 0 | 0 | 0 | 0 | 0.047552 | 0.00338 | 0.00675 | 0.01013 | 0.01351 | 0 | 0.024649 | 0.011815 |  | 0.1925 | 0.2611 | 0.3525 | 0.3531
2014-02-09 | 7時 |  | 10.7413 | 0 | 0 | 0 | [9 empty] | 1.2319 | 0 | 0 | 0 | 0 | 0 | 0 | 0 | 0 | 0 | 0 | 0 | 0 | 0 | 0 | 0 | 0 | 0 | 0 | 0 | 0 | 0 | 0.047552 | 0.00054 | 0.00108 | 0.00163 | 0.00217 | 0.13859 | 0.053895 | 0.036861 |  | 0.1524 | 0.248 | 0.3662 | 0.3669
2014-02-09 | 8時 |  | 8.2906 | 0 | 0 | 0 | [9 empty] | 0.7188 | 0 | 0 | 0 | 0 | 0 | 0 | 0 | 0 | 0 | 0 | 0 | 0 | 0 | 0 | 0 | 0 | 0 | 0 | 0 | 0 | 0 | 0.047552 | 0.00054 | 0.00108 | 0.00163 | 0.00217 | 0.093503 | 0 | 0.035602 |  | 0.1091 | 0.1448 | 0.2032 | 0.2039
2014-02-09 | 9時 |  | 0 | 0 | 0 | 0 | [9 empty] | 0 | 0 | 0 | 0 | 0 | 0 | 0 | 0 | 0 | 0 | 0 | 0 | 0 | 0 | 0 | 0 | 0 | 0 | 0 | 0 | 0 | 0 | 0.047552 | 0.00013 | 0.00025 | 0.00038 | 0.0005 | 0.17838 | 0.10971 | 0.042749 |  | 0.3011 | 0.3368 | 0.3953 | 0.396
2014-02-09 | 10時 |  | 0 | 0 | 0 | 0 | [9 empty] | 0 | 0 | 0 | 0 | 0 | 0 | 0 | 0 | 0 | 0 | 0 | 0 | 0 | 0 | 0 | 0 | 0 | 0 | 0 | 0 | 0 | 0 | 0.047552 | 0.00033 | 0.00067 | 0.001 | 0.00133 | 0.093503 | 0 | 0.012523 |  | 0.0483 | 0.0483 | 0.0711 | 0.0717
2014-02-09 | 11時 |  | 3.7255 | 0 | 0 | 0 | [9 empty] | 0.34543 | 0 | 0 | 0 | 0 | 0 | 0 | 0 | 0 | 0 | 0 | 0 | 0 | 0 | 0 | 0 | 0 | 0 | 0 | 0 | 0 | 0 | 0.047552 | 0.00013 | 0.00025 | 0.00038 | 0.0005 | 0 | 0 | 0.0052775 |  | 0.056 | 0.0561 | 0.0788 | 0.0795
2014-02-09 | 12時 |  | 0.076282 | 0 | 0 | 0 | [9 empty] | 0.12443 | 0 | 0 | 0 | 0 | 0 | 0 | 0 | 0 | 0 | 0 | 0 | 0 | 0 | 0 | 0 | 0 | 0 | 0 | 0 | 0 | 0 | 0.047552 | 0.00338 | 0.00675 | 0.01013 | 0.01351 | 0.05371 | 0 | 0.0052775 |  | 0.1983 | 0.2727 | 0.3698 | 0.3705
2014-02-09 | 13時 |  | 0 | 0 | 0 | 0 | [9 empty] | 0 | 0 | 0 | 0 | 0 | 0 | 0 | 0 | 0 | 0 | 0 | 0 | 0 | 0 | 0 | 0 | 0 | 0 | 0 | 0 | 0 | 0 | 0.047552 | 0.00033 | 0.00067 | 0.001 | 0.00133 | 0.11604 | 0 | 0 |  | 0.0483 | 0.0483 | 0.0711 | 0.0717
2014-02-09 | 14時 |  | 0 | 0 | 0 | 0 | [9 empty] | 0 | 0 | 0 | 0 | 0 | 0 | 0 | 0 | 0 | 0 | 0 | 0 | 0 | 0 | 0 | 0 | 0 | 0 | 0 | 0 | 0 | 0 | 0.047552 | 0.00013 | 0.00025 | 0.00038 | 0.0005 | 0.031168 | 0 | 0.017801 |  | 0.056 | 0.0561 | 0.0788 | 0.0795
2014-02-09 | 15時 |  | 1.4037 | 0 | 0 | 0 | [9 empty] | 0.21172 | 0 | 0 | 0 | 0 | 0 | 0 | 0 | 0 | 0 | 0 | 0 | 0 | 0 | 0 | 0 | 0 | 0 | 0 | 0 | 0 | 0 | 0.047552 | 0.00013 | 0.00025 | 0.00038 | 0.0005 | 0 | 0 | 0 |  | 0.056 | 0.0561 | 0.0788 | 0.0795
2014-02-09 | 16時 |  | 3.4392 | 0 | 0 | 0 | [9 empty] | 0.35603 | 0 | 0 | 0 | 0 | 0 | 0 | 0 | 0 | 0 | 0 | 0 | 0 | 0 | 0 | 0 | 0 | 0 | 0 | 0 | 0 | 0 | 0.047552 | 0.00033 | 0.00067 | 0.001 | 0.00133 | 0.062335 | 0 | 0.0052775 |  | 0.0483 | 0.0483 | 0.0711 | 0.0717
2014-02-09 | 17時 |  | 7.1717 | 0 | 3.1467 | 0 | [9 empty] | 0.60678 | 0 | 0 | 0 | 0 | 0.27504 | 0 | 0 | 0 | 0 | 0 | 0 | 0 | 0 | 0 | 0 | 0 | 0 | 0 | 0 | 0 | 0 | 0.047552 | 0.00033 | 0.00067 | 0.001 | 0.00133 | 0.10536 | 0 | 0.0082775 |  | 0.1304 | 0.2048 | 0.3019 | 0.3026
2014-02-09 | 18時 |  | 8.3426 | 0 | 0 | 0 | [9 empty] | 0.69886 | 0 | 0 | 0 | 0 | 0 | 0 | 0 | 0 | 0 | 0 | 0 | 0 | 0 | 0 | 0 | 0 | 0 | 0 | 0 | 0 | 0 | 0.047552 | 0.00642 | 0.01284 | 0.01926 | 0.02568 | 0.12467 | 0 | 0.0082775 |  | 0.303 | 0.3387 | 0.3972 | 0.5469
2014-02-09 | 19時 |  | 5.0782 | 0 | 4.346 | 0 | [9 empty] | 0.48739 | 0 | 0 | 0 | 0 | 0.3602 | 0 | 0 | 0 | 0 | 0 | 0 | 0 | 0 | 0 | 0 | 0 | 0 | 0 | 0 | 0 | 0 | 0.047552 | 0.00642 | 0.01284 | 0.01926 | 0.02568 | 0.21072 | 0.10708 | 0.0082775 |  | 0.0991 | 0.1348 | 0.1932 | 0.1939
2014-02-09 | 20時 |  | 5.8298 | 0 | 4.7267 | 0 | [9 empty] | 0.54269 | 0 | 0 | 0 | 0 | 0.39044 | 0 | 0 | 0 | 0 | 0 | 0 | 0 | 0 | 0 | 0 | 0 | 0 | 0 | 0 | 0 | 0 | 0.047552 | 0.00033 | 0.00067 | 0.001 | 0.00133 | 0.14927 | 0.027125 | 0 |  | 0.0917 | 0.1275 | 0.2102 | 0.2109
2014-02-09 | 21時 |  | 6.4304 | 0 | 5.8595 | 0 | [9 empty] | 0.58827 | 0 | 0 | 0 | 0 | 0.55197 | 0 | 0 | 0 | 0 | 0 | 0 | 0 | 0 | 0 | 0 | 0 | 0 | 0 | 0 | 0 | 0 | 0.047552 | 0.00033 | 0.00067 | 0.001 | 0.00133 | 0.14618 | 0.10814 | 0.031304 |  | 0.1216 | 0.1873 | 0.2837 | 0.2844
2014-02-09 | 22時 |  | 6.9788 | 0 | 2.3984 | 0 | [9 empty] | 0.63545 | 0 | 0 | 0 | 0 | 0.24793 | 0 | 0 | 0 | 0 | 0 | 0 | 0 | 0 | 0 | 0 | 0 | 0 | 0 | 0 | 0 | 0 | 0.047552 | 0.00628 | 0.01256 | 0.01884 | 0.02512 | 0.12467 | 0.16133 | 0.043827 |  | 0.1738 | 0.1917 | 0.262 | 0.2626
2014-02-09 | 23時 |  | 0 | 0 | 0 | 0 | [9 empty] | 0 | 0 | 0 | 0 | 0 | 0 | 0 | 0 | 0 | 0 | 0 | 0 | 0 | 0 | 0 | 0 | 0 | 0 | 0 | 0 | 0 | 0 | 0.047552 | 0.0067 | 0.01339 | 0.02009 | 0.02679 | 0.12467 | 0.18881 | 0.031848 |  | 0.1877 | 0.2176 | 0.2756 | 0.2763
2014-02-10 | 0時 |  | 0 | 0 | 0 | 0 | [9 empty] | 0 | 0 | 0 | 0 | 0 | 0 | 0 | 0 | 0 | 0 | 0 | 0 | 0 | 0 | 0 | 0 | 0 | 0 | 0 | 0 | 0 | 0 | 0.047552 | 0.00013 | 0.00025 | 0.00038 | 0.0005 | 0 | 0.078899 | 0.011656 |  | 0.1578 | 0.1578 | 0.1806 | 0.1812
2014-02-10 | 1時 |  | 0 | 0 | 0 | 0 | [9 empty] | 0 | 0 | 0 | 0 | 0 | 0 | 0 | 0 | 0 | 0 | 0 | 0 | 0 | 0 | 0 | 0 | 0 | 0 | 0 | 0 | 0 | 0 | 0.047552 | 0.00013 | 0.00025 | 0.00038 | 0.0005 | 0 | 0 | 0 |  | 0.0483 | 0.0483 | 0.0711 | 0.0717
2014-02-10 | 2時 |  | 0 | 0 | 0 | 0 | [9 empty] | 0 | 0 | 0 | 0 | 0 | 0 | 0 | 0 | 0 | 0 | 0 | 0 | 0 | 0 | 0 | 0 | 0 | 0 | 0 | 0 | 0 | 0 | 0.047552 | 0.00013 | 0.00025 | 0.00038 | 0.0005 | 0 | 0 | 0 |  | 0.056 | 0.0561 | 0.0788 | 0.0795
2014-02-10 | 3時 |  | 0 | 0 | 0 | 0 | [9 empty] | 0 | 0 | 0 | 0 | 0 | 0 | 0 | 0 | 0 | 0 | 0 | 0 | 0 | 0 | 0 | 0 | 0 | 0 | 0 | 0 | 0 | 0 | 0.047552 | 0.00013 | 0.00025 | 0.00038 | 0.0005 | 0 | 0 | 0 |  | 0.056 | 0.0561 | 0.0788 | 0.0795
2014-02-10 | 4時 |  | 0 | 0 | 0 | 0 | [9 empty] | 0 | 0 | 0 | 0 | 0 | 0 | 0 | 0 | 0 | 0 | 0 | 0 | 0 | 0 | 0 | 0 | 0 | 0 | 0 | 0 | 0 | 0 | 0.047552 | 0.00013 | 0.00025 | 0.00038 | 0.0005 | 0 | 0 | 0 |  | 0.0483 | 0.0483 | 0.0711 | 0.0717
2014-02-10 | 5時 |  | 20.5584 | 7.705 | 0 | 0 | [9 empty] | 3.582 | 0 | 0 | 0 | 0 | 0 | 0 | 0 | 0 | 0 | 0 | 0 | 0 | 0 | 0 | 0 | 0 | 0 | 0 | 0 | 0 | 0 | 0.047552 | 0.00013 | 0.00025 | 0.00038 | 0.0005 | 0 | 0 | 0 |  | 0.056 | 0.0561 | 0.0788 | 0.0795
2014-02-10 | 6時 |  | 10.1319 | 0 | 0 | 0 | [9 empty] | 1.1439 | 0 | 0 | 0 | 0 | 0 | 0 | 0 | 0 | 0 | 0 | 0 | 0 | 0 | 0 | 0 | 0 | 0 | 0 | 0 | 0 | 0 | 0.047552 | 0.00338 | 0.00675 | 0.01013 | 0.01351 | 0 | 0.024649 | 0.011815 |  | 0.1925 | 0.2611 | 0.3525 | 0.3531
2014-02-10 | 7時 |  | 7.8518 | 0 | 0 | 0 | [9 empty] | 0.86572 | 0 | 0 | 0 | 0 | 0 | 0 | 0 | 0 | 0 | 0 | 0 | 0 | 0 | 0 | 0 | 0 | 0 | 0 | 0 | 0 | 0 | 0.047552 | 0.00054 | 0.00108 | 0.00163 | 0.00217 | 0.13859 | 0.053895 | 0.036861 |  | 0.1524 | 0.248 | 0.3662 | 0.3669
2014-02-10 | 8時 |  | 6.3531 | 0 | 0 | 0 | [9 empty] | 0.57077 | 0 | 0 | 0 | 0 | 0 | 0 | 0 | 0 | 0 | 0 | 0 | 0 | 0 | 0 | 0 | 0 | 0 | 0 | 0 | 0 | 0 | 0.047552 | 0.00054 | 0.00108 | 0.00163 | 0.00217 | 0.093503 | 0 | 0.035602 |  | 0.1091 | 0.1448 | 0.2032 | 0.2039
2014-02-10 | 9時 |  | 0 | 0 | 0 | 0 | [9 empty] | 0 | 0 | 0 | 0 | 0 | 0 | 0 | 0 | 0 | 0 | 0 | 0 | 0 | 0 | 0 | 0 | 0 | 0 | 0 | 0 | 0 | 0 | 0.047552 | 0.00013 | 0.00025 | 0.00038 | 0.0005 | 0.17838 | 0.10971 | 0.042749 |  | 0.3011 | 0.3368 | 0.3953 | 0.396
2014-02-10 | 10時 |  | 0 | 0 | 0 | 0 | [9 empty] | 0 | 0 | 0 | 0 | 0 | 0 | 0 | 0 | 0 | 0 | 0 | 0 | 0 | 0 | 0 | 0 | 0 | 0 | 0 | 0 | 0 | 0 | 0.047552 | 0.00033 | 0.00067 | 0.001 | 0.00133 | 0.093503 | 0 | 0.012523 |  | 0.0483 | 0.0483 | 0.0711 | 0.0717
2014-02-10 | 11時 |  | 15.2124 | 0 | 0 | 0 | [9 empty] | 1.2959 | 0 | 0 | 0 | 0 | 0 | 0 | 0 | 0 | 0 | 0 | 0 | 0 | 0 | 0 | 0 | 0 | 0 | 0 | 0 | 0 | 0 | 0.047552 | 0.00013 | 0.00025 | 0.00038 | 0.0005 | 0 | 0 | 0.0052775 |  | 0.056 | 0.0561 | 0.0788 | 0.0795
2014-02-10 | 12時 |  | 7.8784 | 0 | 0 | 0 | [9 empty] | 0.65146 | 0 | 0 | 0 | 0 | 0 | 0 | 0 | 0 | 0 | 0 | 0 | 0 | 0 | 0 | 0 | 0 | 0 | 0 | 0 | 0 | 0 | 0.047552 | 0.00338 | 0.00675 | 0.01013 | 0.01351 | 0.05371 | 0 | 0.0052775 |  | 0.1983 | 0.2727 | 0.3698 | 0.3705
2014-02-10 | 13時 |  | 0 | 0 | 0 | 0 | [9 empty] | 0 | 0 | 0 | 0 | 0 | 0 | 0 | 0 | 0 | 0 | 0 | 0 | 0 | 0 | 0 | 0 | 0 | 0 | 0 | 0 | 0 | 0 | 0.047552 | 0.00033 | 0.00067 | 0.001 | 0.00133 | 0.11604 | 0 | 0 |  | 0.0483 | 0.0483 | 0.0711 | 0.0717
2014-02-10 | 14時 |  | 0 | 0 | 0 | 0 | [9 empty] | 0 | 0 | 0 | 0 | 0 | 0 | 0 | 0 | 0 | 0 | 0 | 0 | 0 | 0 | 0 | 0 | 0 | 0 | 0 | 0 | 0 | 0 | 0.047552 | 0.00013 | 0.00025 | 0.00038 | 0.0005 | 0.031168 | 0 | 0.017801 |  | 0.056 | 0.0561 | 0.0788 | 0.0795
2014-02-10 | 15時 |  | 16.5459 | 0 | 0 | 0 | [9 empty] | 2.2507 | 0 | 0 | 0 | 0 | 0 | 0 | 0 | 0 | 0 | 0 | 0 | 0 | 0 | 0 | 0 | 0 | 0 | 0 | 0 | 0 | 0 | 0.047552 | 0.00013 | 0.00025 | 0.00038 | 0.0005 | 0 | 0 | 0 |  | 0.056 | 0.0561 | 0.0788 | 0.0795
2014-02-10 | 16時 |  | 9.0592 | 0 | 0 | 0 | [9 empty] | 0.97487 | 0 | 0 | 0 | 0 | 0 | 0 | 0 | 0 | 0 | 0 | 0 | 0 | 0 | 0 | 0 | 0 | 0 | 0 | 0 | 0 | 0 | 0.047552 | 0.00033 | 0.00067 | 0.001 | 0.00133 | 0.062335 | 0 | 0.0052775 |  | 0.0483 | 0.0483 | 0.0711 | 0.0717
2014-02-10 | 17時 |  | 11.6568 | 0 | 9.602 | 0.4552 | [9 empty] | 1.3099 | 0 | 0 | 0 | 0 | 1.2216 | 0 | 0 | 0 | 0 | 0 | 0 | 0 | 0 | 0 | 0 | 0 | 0 | 0 | 0 | 0 | 0 | 0.047552 | 0.00033 | 0.00067 | 0.001 | 0.00133 | 0.10536 | 0 | 0.0082775 |  | 0.1304 | 0.2048 | 0.3019 | 0.3026
2014-02-10 | 18時 |  | 11.3189 | 0 | 0 | 0 | [9 empty] | 1.261 | 0 | 0 | 0 | 0 | 0 | 0 | 0 | 0 | 0 | 0 | 0 | 0 | 0 | 0 | 0 | 0 | 0 | 0 | 0 | 0 | 0 | 0.047552 | 0.00642 | 0.01284 | 0.01926 | 0.02568 | 0.12467 | 0 | 0.0082775 |  | 0.303 | 0.3387 | 0.3972 | 0.5469
2014-02-10 | 19時 |  | 7.1642 | 0 | 9.1447 | 0 | [9 empty] | 0.77152 | 0 | 0 | 0 | 0 | 1.1211 | 0 | 0 | 0 | 0 | 0 | 0 | 0 | 0 | 0 | 0 | 0 | 0 | 0 | 0 | 0 | 0 | 0.047552 | 0.00642 | 0.01284 | 0.01926 | 0.02568 | 0.21072 | 0.10708 | 0.0082775 |  | 0.0991 | 0.1348 | 0.1932 | 0.1939
2014-02-10 | 20時 |  | 7.3373 | 0 | 6.624 | 0 | [9 empty] | 0.78864 | 0 | 0 | 0 | 0 | 0.71472 | 0 | 0 | 0 | 0 | 0 | 0 | 0 | 0 | 0 | 0 | 0 | 0 | 0 | 0 | 0 | 0 | 0.047552 | 0.00033 | 0.00067 | 0.001 | 0.00133 | 0.14927 | 0.027125 | 0 |  | 0.0917 | 0.1275 | 0.2102 | 0.2109
2014-02-10 | 21時 |  | 7.4608 | 0 | 7.6222 | 0 | [9 empty] | 0.79941 | 0 | 0 | 0 | 0 | 0.80754 | 0 | 0 | 0 | 0 | 0 | 0 | 0 | 0 | 0 | 0 | 0 | 0 | 0 | 0 | 0 | 0 | 0.047552 | 0.00033 | 0.00067 | 0.001 | 0.00133 | 0.14618 | 0.10814 | 0.031304 |  | 0.1216 | 0.1873 | 0.2837 | 0.2844
2014-02-10 | 22時 |  | 7.5604 | 0 | 2.8251 | 0 | [9 empty] | 0.80945 | 0 | 0 | 0 | 0 | 0.30892 | 0 | 0 | 0 | 0 | 0 | 0 | 0 | 0 | 0 | 0 | 0 | 0 | 0 | 0 | 0 | 0 | 0.047552 | 0.00628 | 0.01256 | 0.01884 | 0.02512 | 0.12467 | 0.16133 | 0.043827 |  | 0.1738 | 0.1917 | 0.262 | 0.2626
2014-02-10 | 23時 |  | 0 | 0 | 0 | 0 | [9 empty] | 0 | 0 | 0 | 0 | 0 | 0 | 0 | 0 | 0 | 0 | 0 | 0 | 0 | 0 | 0 | 0 | 0 | 0 | 0 | 0 | 0 | 0 | 0.047552 | 0.0067 | 0.01339 | 0.02009 | 0.02679 | 0.12467 | 0.18881 | 0.031848 |  | 0.1877 | 0.2176 | 0.2756 | 0.2763
2014-02-11 | 0時 |  | 0 | 0 | 0 | 0 | [9 empty] | 0 | 0 | 0 | 0 | 0 | 0 | 0 | 0 | 0 | 0 | 0 | 0 | 0 | 0 | 0 | 0 | 0 | 0 | 0 | 0 | 0 | 0 | 0.047552 | 0.00013 | 0.00025 | 0.00038 | 0.0005 | 0 | 0 | 0 |  | 0.1578 | 0.1578 | 0.1806 | 0.1812
2014-02-11 | 1時 |  | 0 | 0 | 0 | 0 | [9 empty] | 0 | 0 | 0 | 0 | 0 | 0 | 0 | 0 | 0 | 0 | 0 | 0 | 0 | 0 | 0 | 0 | 0 | 0 | 0 | 0 | 0 | 0 | 0.047552 | 0.00013 | 0.00025 | 0.00038 | 0.0005 | 0 | 0 | 0 |  | 0.0483 | 0.0483 | 0.0711 | 0.0717
2014-02-11 | 2時 |  | 0 | 0 | 0 | 0 | [9 empty] | 0 | 0 | 0 | 0 | 0 | 0 | 0 | 0 | 0 | 0 | 0 | 0 | 0 | 0 | 0 | 0 | 0 | 0 | 0 | 0 | 0 | 0 | 0.047552 | 0.00013 | 0.00025 | 0.00038 | 0.0005 | 0 | 0 | 0 |  | 0.056 | 0.0561 | 0.0788 | 0.0795
2014-02-11 | 3時 |  | 0 | 0 | 0 | 0 | [9 empty] | 0 | 0 | 0 | 0 | 0 | 0 | 0 | 0 | 0 | 0 | 0 | 0 | 0 | 0 | 0 | 0 | 0 | 0 | 0 | 0 | 0 | 0 | 0.047552 | 0.00013 | 0.00025 | 0.00038 | 0.0005 | 0 | 0 | 0 |  | 0.056 | 0.0561 | 0.0788 | 0.0795
2014-02-11 | 4時 |  | 0 | 0 | 0 | 0 | [9 empty] | 0 | 0 | 0 | 0 | 0 | 0 | 0 | 0 | 0 | 0 | 0 | 0 | 0 | 0 | 0 | 0 | 0 | 0 | 0 | 0 | 0 | 0 | 0.047552 | 0.00013 | 0.00025 | 0.00038 | 0.0005 | 0 | 0 | 0 |  | 0.0483 | 0.0483 | 0.0711 | 0.0717
2014-02-11 | 5時 |  | 0 | 0 | 0 | 0 | [9 empty] | 0 | 0 | 0 | 0 | 0 | 0 | 0 | 0 | 0 | 0 | 0 | 0 | 0 | 0 | 0 | 0 | 0 | 0 | 0 | 0 | 0 | 0 | 0.047552 | 0.00013 | 0.00025 | 0.00038 | 0.0005 | 0 | 0 | 0 |  | 0.056 | 0.0561 | 0.0788 | 0.0795
2014-02-11 | 6時 |  | 0 | 0 | 0 | 0 | [9 empty] | 0 | 0 | 0 | 0 | 0 | 0 | 0 | 0 | 0 | 0 | 0 | 0 | 0 | 0 | 0 | 0 | 0 | 0 | 0 | 0 | 0 | 0 | 0.047552 | 0.00013 | 0.00025 | 0.00038 | 0.0005 | 0 | 0 | 0 |  | 0.056 | 0.0561 | 0.0788 | 0.0795
2014-02-11 | 7時 |  | 20.8393 | 6.2622 | 9.4646 | 0.23891 | [9 empty] | 3.5916 | 0 | 0 | 0 | 0 | 1.2198 | 0 | 0 | 0 | 0 | 0 | 0 | 0 | 0 | 0 | 0 | 0 | 0 | 0 | 0 | 0 | 0 | 0.047552 | 0.00054 | 0.00108 | 0.00163 | 0.00217 | 0 | 0.024649 | 0.022689 |  | 0.1168 | 0.1854 | 0.2767 | 0.2774
2014-02-11 | 8時 |  | 8.5806 | 0 | 11.4375 | 0 | [9 empty] | 0.9076 | 0 | 0 | 0 | 0 | 1.2859 | 0 | 0 | 0 | 0 | 0 | 0 | 0 | 0 | 0 | 0 | 0 | 0 | 0 | 0 | 0 | 0 | 0.047552 | 0.00379 | 0.00759 | 0.01138 | 0.01518 | 0.084877 | 0.078545 | 0.064582 |  | 0.2156 | 0.2812 | 0.3696 | 0.3702
2014-02-11 | 9時 |  | 2.909 | 0 | 1.9496 | 0 | [9 empty] | 0.35356 | 0 | 0 | 0 | 0 | 0.38647 | 0 | 0 | 0 | 0 | 0 | 0 | 0 | 0 | 0 | 0 | 0 | 0 | 0 | 0 | 0 | 0 | 0.047552 | 0.00033 | 0.00067 | 0.001 | 0.00133 | 0.23209 | 0.16325 | 0.052059 |  | 0.2163 | 0.252 | 0.3265 | 0.3272
2014-02-11 | 10時 |  | 0.22274 | 0 | 0.027092 | 0 | [9 empty] | 0.13002 | 0 | 0 | 0 | 0 | 0.35612 | 0 | 0 | 0 | 0 | 0 | 0 | 0 | 0 | 0 | 0 | 0 | 0 | 0 | 0 | 0 | 0 | 0.047552 | 0.00054 | 0.00108 | 0.00163 | 0.00217 | 0.12467 | 0.21558 | 0.037471 |  | 0.1917 | 0.2274 | 0.3128 | 0.3134
2014-02-11 | 11時 |  | 0.26389 | 0 | 0.011018 | 0 | [9 empty] | 0.12995 | 0 | 0 | 0 | 0 | 0.17553 | 0 | 0 | 0 | 0 | 0 | 0 | 0 | 0 | 0 | 0 | 0 | 0 | 0 | 0 | 0 | 0 | 0.047552 | 0.00033 | 0.00067 | 0.001 | 0.00133 | 0.12467 | 0.21558 | 0 |  | 0.1994 | 0.2352 | 0.315 | 0.3157
2014-02-11 | 12時 |  | 0.039364 | 0 | 0 | 0 | [9 empty] | 0.11671 | 0 | 0 | 0 | 0 | 0 | 0 | 0 | 0 | 0 | 0 | 0 | 0 | 0 | 0 | 0 | 0 | 0 | 0 | 0 | 0 | 0 | 0.047552 | 0.00338 | 0.00675 | 0.01013 | 0.01351 | 0.14721 | 0.13456 | 0.018352 |  | 0.1983 | 0.2727 | 0.3698 | 0.3705
2014-02-11 | 13時 |  | 0 | 0 | 0 | 0 | [9 empty] | 0 | 0 | 0 | 0 | 0 | 0 | 0 | 0 | 0 | 0 | 0 | 0 | 0 | 0 | 0 | 0 | 0 | 0 | 0 | 0 | 0 | 0 | 0.047552 | 0.00033 | 0.00067 | 0.001 | 0.00133 | 0.13756 | 0.026771 | 0.023629 |  | 0.0483 | 0.0483 | 0.0711 | 0.0717
2014-02-11 | 14時 |  | 0 | 0 | 0 | 0 | [9 empty] | 0 | 0 | 0 | 0 | 0 | 0 | 0 | 0 | 0 | 0 | 0 | 0 | 0 | 0 | 0 | 0 | 0 | 0 | 0 | 0 | 0 | 0 | 0.047552 | 0.00013 | 0.00025 | 0.00038 | 0.0005 | 0 | 0 | 0 |  | 0.056 | 0.0561 | 0.0788 | 0.0795
2014-02-11 | 15時 |  | 0.13119 | 0 | 0.028026 | 0 | [9 empty] | 0.1217 | 0 | 0 | 0 | 0 | 0.17391 | 0 | 0 | 0 | 0 | 0 | 0 | 0 | 0 | 0 | 0 | 0 | 0 | 0 | 0 | 0 | 0 | 0.047552 | 0.00013 | 0.00025 | 0.00038 | 0.0005 | 0 | 0 | 0 |  | 0.056 | 0.0561 | 0.0788 | 0.0795
2014-02-11 | 16時 |  | 3.8762 | 0 | 0.024739 | 0 | [9 empty] | 0.34096 | 0 | 0 | 0 | 0 | 0.1777 | 0 | 0 | 0 | 0 | 0 | 0 | 0 | 0 | 0 | 0 | 0 | 0 | 0 | 0 | 0 | 0 | 0.047552 | 0.00054 | 0.00108 | 0.00163 | 0.00217 | 0.062335 | 0.054249 | 0.024058 |  | 0.2095 | 0.275 | 0.3956 | 0.5453
2014-02-11 | 17時 |  | 5.5609 | 0 | 0.55391 | 0 | [9 empty] | 0.46301 | 0 | 0 | 0 | 0 | 0.18166 | 0 | 0 | 0 | 0 | 0 | 0 | 0 | 0 | 0 | 0 | 0 | 0 | 0 | 0 | 0 | 0 | 0.047552 | 0.00642 | 0.01284 | 0.01926 | 0.02568 | 0.12467 | 0.1085 | 0.026923 |  | 0.2423 | 0.2781 | 0.3689 | 0.5187
2014-02-11 | 18時 |  | 3.4815 | 0 | 0 | 0 | [9 empty] | 0.34582 | 0 | 0 | 0 | 0 | 0 | 0 | 0 | 0 | 0 | 0 | 0 | 0 | 0 | 0 | 0 | 0 | 0 | 0 | 0 | 0 | 0 | 0.047552 | 0.00642 | 0.01284 | 0.01926 | 0.02568 | 0.21072 | 0.1085 | 0 |  | 0.1819 | 0.2177 | 0.2978 | 0.4476
2014-02-11 | 19時 |  | 4.6932 | 0 | 5.485 | 0 | [9 empty] | 0.45589 | 0 | 0 | 0 | 0 | 0.52053 | 0 | 0 | 0 | 0 | 0 | 0 | 0 | 0 | 0 | 0 | 0 | 0 | 0 | 0 | 0 | 0 | 0.047552 | 0.00013 | 0.00025 | 0.00038 | 0.0005 | 0.12879 | 0 | 0.006537 |  | 0.0998 | 0.1355 | 0.2049 | 0.2056
2014-02-11 | 20時 |  | 5.2318 | 0 | 3.8257 | 0 | [9 empty] | 0.50064 | 0 | 0 | 0 | 0 | 0.44713 | 0 | 0 | 0 | 0 | 0 | 0 | 0 | 0 | 0 | 0 | 0 | 0 | 0 | 0 | 0 | 0 | 0.047552 | 0.00033 | 0.00067 | 0.001 | 0.00133 | 0.16769 | 0.10779 | 0.006537 |  | 0.0917 | 0.1275 | 0.2183 | 0.219
2014-02-11 | 21時 |  | 6.0714 | 0 | 3.6397 | 0 | [9 empty] | 0.69763 | 0 | 0 | 0 | 0 | 0.49195 | 0 | 0 | 0 | 0 | 0 | 0 | 0 | 0 | 0 | 0 | 0 | 0 | 0 | 0 | 0 | 0 | 0.047552 | 0.00628 | 0.01256 | 0.01884 | 0.02512 | 0.12467 | 0.18846 | 0.012659 |  | 0.1755 | 0.2411 | 0.3458 | 0.3465
2014-02-11 | 22時 |  | 0 | 0 | 0 | 0 | [9 empty] | 0 | 0 | 0 | 0 | 0 | 0 | 0 | 0 | 0 | 0 | 0 | 0 | 0 | 0 | 0 | 0 | 0 | 0 | 0 | 0 | 0 | 0 | 0.047552 | 0.00649 | 0.01298 | 0.01947 | 0.02595 | 0.12467 | 0.16133 | 0.043827 |  | 0.1139 | 0.1795 | 0.3002 | 0.3009
2014-02-11 | 23時 |  | 0 | 0 | 0 | 0 | [9 empty] | 0 | 0 | 0 | 0 | 0 | 0 | 0 | 0 | 0 | 0 | 0 | 0 | 0 | 0 | 0 | 0 | 0 | 0 | 0 | 0 | 0 | 0 | 0.047552 | 0.00331 | 0.00661 | 0.00992 | 0.01323 | 0.062335 | 0.15709 | 0.04296 |  | 0.1578 | 0.1578 | 0.1806 | 0.1812
2014-02-12 | 0時 |  | 0 | 0 | 0 | 0 | [9 empty] | 0 | 0 | 0 | 0 | 0 | 0 | 0 | 0 | 0 | 0 | 0 | 0 | 0 | 0 | 0 | 0 | 0 | 0 | 0 | 0 | 0 | 0 | 0.047552 | 0.00013 | 0.00025 | 0.00038 | 0.0005 | 0 | 0 | 0 |  | 0.1578 | 0.1578 | 0.1806 | 0.1812
2014-02-12 | 1時 |  | 0 | 0 | 0 | 0 | [9 empty] | 0 | 0 | 0 | 0 | 0 | 0 | 0 | 0 | 0 | 0 | 0 | 0 | 0 | 0 | 0 | 0 | 0 | 0 | 0 | 0 | 0 | 0 | 0.047552 | 0.00013 | 0.00025 | 0.00038 | 0.0005 | 0 | 0 | 0 |  | 0.0483 | 0.0483 | 0.0711 | 0.0717
2014-02-12 | 2時 |  | 0 | 0 | 0 | 0 | [9 empty] | 0 | 0 | 0 | 0 | 0 | 0 | 0 | 0 | 0 | 0 | 0 | 0 | 0 | 0 | 0 | 0 | 0 | 0 | 0 | 0 | 0 | 0 | 0.047552 | 0.00013 | 0.00025 | 0.00038 | 0.0005 | 0 | 0 | 0 |  | 0.056 | 0.0561 | 0.0788 | 0.0795
2014-02-12 | 3時 |  | 0 | 0 | 0 | 0 | [9 empty] | 0 | 0 | 0 | 0 | 0 | 0 | 0 | 0 | 0 | 0 | 0 | 0 | 0 | 0 | 0 | 0 | 0 | 0 | 0 | 0 | 0 | 0 | 0.047552 | 0.00013 | 0.00025 | 0.00038 | 0.0005 | 0 | 0 | 0 |  | 0.056 | 0.0561 | 0.0788 | 0.0795
2014-02-12 | 4時 |  | 0 | 0 | 0 | 0 | [9 empty] | 0 | 0 | 0 | 0 | 0 | 0 | 0 | 0 | 0 | 0 | 0 | 0 | 0 | 0 | 0 | 0 | 0 | 0 | 0 | 0 | 0 | 0 | 0.047552 | 0.00013 | 0.00025 | 0.00038 | 0.0005 | 0 | 0 | 0 |  | 0.0483 | 0.0483 | 0.0711 | 0.0717
2014-02-12 | 5時 |  | 0 | 0 | 0 | 0 | [9 empty] | 0 | 0 | 0 | 0 | 0 | 0 | 0 | 0 | 0 | 0 | 0 | 0 | 0 | 0 | 0 | 0 | 0 | 0 | 0 | 0 | 0 | 0 | 0.047552 | 0.00013 | 0.00025 | 0.00038 | 0.0005 | 0 | 0 | 0 |  | 0.056 | 0.0561 | 0.0788 | 0.0795
2014-02-12 | 6時 |  | 0 | 0 | 0 | 0 | [9 empty] | 0 | 0 | 0 | 0 | 0 | 0 | 0 | 0 | 0 | 0 | 0 | 0 | 0 | 0 | 0 | 0 | 0 | 0 | 0 | 0 | 0 | 0 | 0.047552 | 0.00013 | 0.00025 | 0.00038 | 0.0005 | 0 | 0 | 0 |  | 0.056 | 0.0561 | 0.0788 | 0.0795
2014-02-12 | 7時 |  | 26.6611 | 2.2315 | 10.4283 | 0 | [9 empty] | 3.5818 | 0 | 0 | 0 | 0 | 0.98689 | 0 | 0 | 0 | 0 | 0 | 0 | 0 | 0 | 0 | 0 | 0 | 0 | 0 | 0 | 0 | 0 | 0.047552 | 0.00054 | 0.00108 | 0.00163 | 0.00217 | 0 | 0.024649 | 0.022689 |  | 0.1168 | 0.1854 | 0.2767 | 0.2774
2014-02-12 | 8時 |  | 8.7392 | 0 | 12.0602 | 0 | [9 empty] | 0.7341 | 0 | 0 | 0 | 0 | 1.0311 | 0 | 0 | 0 | 0 | 0 | 0 | 0 | 0 | 0 | 0 | 0 | 0 | 0 | 0 | 0 | 0 | 0.047552 | 0.00379 | 0.00759 | 0.01138 | 0.01518 | 0.084877 | 0.078545 | 0.064582 |  | 0.2156 | 0.2812 | 0.3696 | 0.3702
2014-02-12 | 9時 |  | 4.7736 | 0 | 3.5091 | 0 | [9 empty] | 0.44747 | 0 | 0 | 0 | 0 | 0.42631 | 0 | 0 | 0 | 0 | 0 | 0 | 0 | 0 | 0 | 0 | 0 | 0 | 0 | 0 | 0 | 0 | 0.047552 | 0.00033 | 0.00067 | 0.001 | 0.00133 | 0.23209 | 0.16325 | 0.052059 |  | 0.2163 | 0.252 | 0.3265 | 0.3272
2014-02-12 | 10時 |  | 4.2427 | 0 | 2.7647 | 0 | [9 empty] | 0.41514 | 0 | 0 | 0 | 0 | 0.40482 | 0 | 0 | 0 | 0 | 0 | 0 | 0 | 0 | 0 | 0 | 0 | 0 | 0 | 0 | 0 | 0 | 0.047552 | 0.00054 | 0.00108 | 0.00163 | 0.00217 | 0.12467 | 0.21558 | 0.037471 |  | 0.1917 | 0.2274 | 0.3128 | 0.3134
2014-02-12 | 11時 |  | 5.6794 | 0 | 1.3834 | 0 | [9 empty] | 0.61467 | 0 | 0 | 0 | 0 | 0.21281 | 0 | 0 | 0 | 0 | 0 | 0 | 0 | 0 | 0 | 0 | 0 | 0 | 0 | 0 | 0 | 0 | 0.047552 | 0.00033 | 0.00067 | 0.001 | 0.00133 | 0.12467 | 0.21558 | 0 |  | 0.1994 | 0.2352 | 0.315 | 0.3157
2014-02-12 | 12時 |  | 4.168 | 0 | 0 | 0 | [9 empty] | 0.40501 | 0 | 0 | 0 | 0 | 0 | 0 | 0 | 0 | 0 | 0 | 0 | 0 | 0 | 0 | 0 | 0 | 0 | 0 | 0 | 0 | 0 | 0.047552 | 0.00338 | 0.00675 | 0.01013 | 0.01351 | 0.14721 | 0.13456 | 0.018352 |  | 0.1983 | 0.2727 | 0.3698 | 0.3705
2014-02-12 | 13時 |  | 0 | 0 | 0 | 0 | [9 empty] | 0 | 0 | 0 | 0 | 0 | 0 | 0 | 0 | 0 | 0 | 0 | 0 | 0 | 0 | 0 | 0 | 0 | 0 | 0 | 0 | 0 | 0 | 0.047552 | 0.00033 | 0.00067 | 0.001 | 0.00133 | 0.13756 | 0.026771 | 0.023629 |  | 0.0483 | 0.0483 | 0.0711 | 0.0717
2014-02-12 | 14時 |  | 0 | 0 | 0 | 0 | [9 empty] | 0 | 0 | 0 | 0 | 0 | 0 | 0 | 0 | 0 | 0 | 0 | 0 | 0 | 0 | 0 | 0 | 0 | 0 | 0 | 0 | 0 | 0 | 0.047552 | 0.00013 | 0.00025 | 0.00038 | 0.0005 | 0 | 0 | 0 |  | 0.056 | 0.0561 | 0.0788 | 0.0795
2014-02-12 | 15時 |  | 9.4422 | 0 | 3.8629 | 0 | [9 empty] | 0.77417 | 0 | 0 | 0 | 0 | 0.3186 | 0 | 0 | 0 | 0 | 0 | 0 | 0 | 0 | 0 | 0 | 0 | 0 | 0 | 0 | 0 | 0 | 0.047552 | 0.00013 | 0.00025 | 0.00038 | 0.0005 | 0 | 0 | 0 |  | 0.056 | 0.0561 | 0.0788 | 0.0795
2014-02-12 | 16時 |  | 9.4739 | 0 | 2.3966 | 0 | [9 empty] | 0.786 | 0 | 0 | 0 | 0 | 0.2406 | 0 | 0 | 0 | 0 | 0 | 0 | 0 | 0 | 0 | 0 | 0 | 0 | 0 | 0 | 0 | 0 | 0.047552 | 0.00054 | 0.00108 | 0.00163 | 0.00217 | 0.062335 | 0.054249 | 0.024058 |  | 0.2095 | 0.275 | 0.3956 | 0.5453
2014-02-12 | 17時 |  | 9.8616 | 0 | 2.6598 | 0 | [9 empty] | 0.81904 | 0 | 0 | 0 | 0 | 0.25397 | 0 | 0 | 0 | 0 | 0 | 0 | 0 | 0 | 0 | 0 | 0 | 0 | 0 | 0 | 0 | 0 | 0.047552 | 0.00642 | 0.01284 | 0.01926 | 0.02568 | 0.12467 | 0.1085 | 0.026923 |  | 0.2423 | 0.2781 | 0.3689 | 0.5187
2014-02-12 | 18時 |  | 6.131 | 0 | 0 | 0 | [9 empty] | 0.54812 | 0 | 0 | 0 | 0 | 0 | 0 | 0 | 0 | 0 | 0 | 0 | 0 | 0 | 0 | 0 | 0 | 0 | 0 | 0 | 0 | 0 | 0.047552 | 0.00642 | 0.01284 | 0.01926 | 0.02568 | 0.21072 | 0.1085 | 0 |  | 0.1819 | 0.2177 | 0.2978 | 0.4476
2014-02-12 | 19時 |  | 6.5314 | 0 | 10.3502 | 0 | [9 empty] | 0.58294 | 0 | 0 | 0 | 0 | 0.84927 | 0 | 0 | 0 | 0 | 0 | 0 | 0 | 0 | 0 | 0 | 0 | 0 | 0 | 0 | 0 | 0 | 0.047552 | 0.00013 | 0.00025 | 0.00038 | 0.0005 | 0.12879 | 0 | 0.006537 |  | 0.0998 | 0.1355 | 0.2049 | 0.2056
2014-02-12 | 20時 |  | 6.707 | 0 | 5.3177 | 0 | [9 empty] | 0.60732 | 0 | 0 | 0 | 0 | 0.51729 | 0 | 0 | 0 | 0 | 0 | 0 | 0 | 0 | 0 | 0 | 0 | 0 | 0 | 0 | 0 | 0 | 0.047552 | 0.00033 | 0.00067 | 0.001 | 0.00133 | 0.16769 | 0.10779 | 0.006537 |  | 0.0917 | 0.1275 | 0.2183 | 0.219
2014-02-12 | 21時 |  | 7.1756 | 0 | 4.5694 | 0 | [9 empty] | 0.64605 | 0 | 0 | 0 | 0 | 0.48374 | 0 | 0 | 0 | 0 | 0 | 0 | 0 | 0 | 0 | 0 | 0 | 0 | 0 | 0 | 0 | 0 | 0.047552 | 0.00628 | 0.01256 | 0.01884 | 0.02512 | 0.12467 | 0.18846 | 0.012659 |  | 0.1755 | 0.2411 | 0.3458 | 0.3465
2014-02-12 | 22時 |  | 0 | 0 | 0 | 0 | [9 empty] | 0 | 0 | 0 | 0 | 0 | 0 | 0 | 0 | 0 | 0 | 0 | 0 | 0 | 0 | 0 | 0 | 0 | 0 | 0 | 0 | 0 | 0 | 0.047552 | 0.00649 | 0.01298 | 0.01947 | 0.02595 | 0.12467 | 0.16133 | 0.043827 |  | 0.1139 | 0.1795 | 0.3002 | 0.3009
2014-02-12 | 23時 |  | 0 | 0 | 0 | 0 | [9 empty] | 0 | 0 | 0 | 0 | 0 | 0 | 0 | 0 | 0 | 0 | 0 | 0 | 0 | 0 | 0 | 0 | 0 | 0 | 0 | 0 | 0 | 0 | 0.047552 | 0.00331 | 0.00661 | 0.00992 | 0.01323 | 0.062335 | 0.15709 | 0.04296 |  | 0.1578 | 0.1578 | 0.1806 | 0.1812
2014-02-13 | 0時 |  | 0 | 0 | 0 | 0 | [9 empty] | 0 | 0 | 0 | 0 | 0 | 0 | 0 | 0 | 0 | 0 | 0 | 0 | 0 | 0 | 0 | 0 | 0 | 0 | 0 | 0 | 0 | 0 | 0.047552 | 0.00013 | 0.00025 | 0.00038 | 0.0005 | 0 | 0.078899 | 0.011656 |  | 0.1578 | 0.1578 | 0.1806 | 0.1812
2014-02-13 | 1時 |  | 0 | 0 | 0 | 0 | [9 empty] | 0 | 0 | 0 | 0 | 0 | 0 | 0 | 0 | 0 | 0 | 0 | 0 | 0 | 0 | 0 | 0 | 0 | 0 | 0 | 0 | 0 | 0 | 0.047552 | 0.00013 | 0.00025 | 0.00038 | 0.0005 | 0 | 0 | 0 |  | 0.0483 | 0.0483 | 0.0711 | 0.0717
2014-02-13 | 2時 |  | 0 | 0 | 0 | 0 | [9 empty] | 0 | 0 | 0 | 0 | 0 | 0 | 0 | 0 | 0 | 0 | 0 | 0 | 0 | 0 | 0 | 0 | 0 | 0 | 0 | 0 | 0 | 0 | 0.047552 | 0.00013 | 0.00025 | 0.00038 | 0.0005 | 0 | 0 | 0 |  | 0.056 | 0.0561 | 0.0788 | 0.0795
2014-02-13 | 3時 |  | 0 | 0 | 0 | 0 | [9 empty] | 0 | 0 | 0 | 0 | 0 | 0 | 0 | 0 | 0 | 0 | 0 | 0 | 0 | 0 | 0 | 0 | 0 | 0 | 0 | 0 | 0 | 0 | 0.047552 | 0.00013 | 0.00025 | 0.00038 | 0.0005 | 0 | 0 | 0 |  | 0.056 | 0.0561 | 0.0788 | 0.0795
2014-02-13 | 4時 |  | 0 | 0 | 0 | 0 | [9 empty] | 0 | 0 | 0 | 0 | 0 | 0 | 0 | 0 | 0 | 0 | 0 | 0 | 0 | 0 | 0 | 0 | 0 | 0 | 0 | 0 | 0 | 0 | 0.047552 | 0.00013 | 0.00025 | 0.00038 | 0.0005 | 0 | 0 | 0 |  | 0.0483 | 0.0483 | 0.0711 | 0.0717
2014-02-13 | 5時 |  | 26.4694 | 5.4949 | 0 | 0 | [9 empty] | 3.5847 | 0 | 0 | 0 | 0 | 0 | 0 | 0 | 0 | 0 | 0 | 0 | 0 | 0 | 0 | 0 | 0 | 0 | 0 | 0 | 0 | 0 | 0.047552 | 0.00013 | 0.00025 | 0.00038 | 0.0005 | 0 | 0 | 0 |  | 0.056 | 0.0561 | 0.0788 | 0.0795
2014-02-13 | 6時 |  | 12.6401 | 0 | 0 | 0 | [9 empty] | 1.547 | 0 | 0 | 0 | 0 | 0 | 0 | 0 | 0 | 0 | 0 | 0 | 0 | 0 | 0 | 0 | 0 | 0 | 0 | 0 | 0 | 0 | 0.047552 | 0.00338 | 0.00675 | 0.01013 | 0.01351 | 0 | 0.024649 | 0.011815 |  | 0.1925 | 0.2611 | 0.3525 | 0.3531
2014-02-13 | 7時 |  | 9.1581 | 0 | 0 | 0 | [9 empty] | 1.0425 | 0 | 0 | 0 | 0 | 0 | 0 | 0 | 0 | 0 | 0 | 0 | 0 | 0 | 0 | 0 | 0 | 0 | 0 | 0 | 0 | 0 | 0.047552 | 0.00054 | 0.00108 | 0.00163 | 0.00217 | 0.13859 | 0.053895 | 0.036861 |  | 0.1524 | 0.248 | 0.3662 | 0.3669
2014-02-13 | 8時 |  | 6.5462 | 0 | 0 | 0 | [9 empty] | 0.58242 | 0 | 0 | 0 | 0 | 0 | 0 | 0 | 0 | 0 | 0 | 0 | 0 | 0 | 0 | 0 | 0 | 0 | 0 | 0 | 0 | 0 | 0.047552 | 0.00054 | 0.00108 | 0.00163 | 0.00217 | 0.093503 | 0 | 0.035602 |  | 0.1091 | 0.1448 | 0.2032 | 0.2039
2014-02-13 | 9時 |  | 0 | 0 | 0 | 0 | [9 empty] | 0 | 0 | 0 | 0 | 0 | 0 | 0 | 0 | 0 | 0 | 0 | 0 | 0 | 0 | 0 | 0 | 0 | 0 | 0 | 0 | 0 | 0 | 0.047552 | 0.00013 | 0.00025 | 0.00038 | 0.0005 | 0.17838 | 0.10971 | 0.042749 |  | 0.3011 | 0.3368 | 0.3953 | 0.396
2014-02-13 | 10時 |  | 0 | 0 | 0 | 0 | [9 empty] | 0 | 0 | 0 | 0 | 0 | 0 | 0 | 0 | 0 | 0 | 0 | 0 | 0 | 0 | 0 | 0 | 0 | 0 | 0 | 0 | 0 | 0 | 0.047552 | 0.00033 | 0.00067 | 0.001 | 0.00133 | 0.093503 | 0 | 0.012523 |  | 0.0483 | 0.0483 | 0.0711 | 0.0717
2014-02-13 | 11時 |  | 6.3805 | 0 | 0 | 0 | [9 empty] | 0.52092 | 0 | 0 | 0 | 0 | 0 | 0 | 0 | 0 | 0 | 0 | 0 | 0 | 0 | 0 | 0 | 0 | 0 | 0 | 0 | 0 | 0 | 0.047552 | 0.00013 | 0.00025 | 0.00038 | 0.0005 | 0 | 0 | 0.0052775 |  | 0.056 | 0.0561 | 0.0788 | 0.0795
2014-02-13 | 12時 |  | 0.16959 | 0 | 0 | 0 | [9 empty] | 0.13006 | 0 | 0 | 0 | 0 | 0 | 0 | 0 | 0 | 0 | 0 | 0 | 0 | 0 | 0 | 0 | 0 | 0 | 0 | 0 | 0 | 0 | 0.047552 | 0.00338 | 0.00675 | 0.01013 | 0.01351 | 0.05371 | 0 | 0.0052775 |  | 0.1983 | 0.2727 | 0.3698 | 0.3705
2014-02-13 | 13時 |  | 0 | 0 | 0 | 0 | [9 empty] | 0 | 0 | 0 | 0 | 0 | 0 | 0 | 0 | 0 | 0 | 0 | 0 | 0 | 0 | 0 | 0 | 0 | 0 | 0 | 0 | 0 | 0 | 0.047552 | 0.00033 | 0.00067 | 0.001 | 0.00133 | 0.11604 | 0 | 0 |  | 0.0483 | 0.0483 | 0.0711 | 0.0717
2014-02-13 | 14時 |  | 0 | 0 | 0 | 0 | [9 empty] | 0 | 0 | 0 | 0 | 0 | 0 | 0 | 0 | 0 | 0 | 0 | 0 | 0 | 0 | 0 | 0 | 0 | 0 | 0 | 0 | 0 | 0 | 0.047552 | 0.00013 | 0.00025 | 0.00038 | 0.0005 | 0.031168 | 0 | 0.017801 |  | 0.056 | 0.0561 | 0.0788 | 0.0795
2014-02-13 | 15時 |  | 4.1863 | 0 | 0 | 0 | [9 empty] | 0.39712 | 0 | 0 | 0 | 0 | 0 | 0 | 0 | 0 | 0 | 0 | 0 | 0 | 0 | 0 | 0 | 0 | 0 | 0 | 0 | 0 | 0 | 0.047552 | 0.00013 | 0.00025 | 0.00038 | 0.0005 | 0 | 0 | 0 |  | 0.056 | 0.0561 | 0.0788 | 0.0795
2014-02-13 | 16時 |  | 4.2239 | 0 | 0 | 0 | [9 empty] | 0.40607 | 0 | 0 | 0 | 0 | 0 | 0 | 0 | 0 | 0 | 0 | 0 | 0 | 0 | 0 | 0 | 0 | 0 | 0 | 0 | 0 | 0 | 0.047552 | 0.00033 | 0.00067 | 0.001 | 0.00133 | 0.062335 | 0 | 0.0052775 |  | 0.0483 | 0.0483 | 0.0711 | 0.0717
2014-02-13 | 17時 |  | 8.1541 | 0 | 4.3199 | 0 | [9 empty] | 0.67583 | 0 | 0 | 0 | 0 | 0.34717 | 0 | 0 | 0 | 0 | 0 | 0 | 0 | 0 | 0 | 0 | 0 | 0 | 0 | 0 | 0 | 0 | 0.047552 | 0.00033 | 0.00067 | 0.001 | 0.00133 | 0.10536 | 0 | 0.0082775 |  | 0.1304 | 0.2048 | 0.3019 | 0.3026
2014-02-13 | 18時 |  | 8.8872 | 0 | 0 | 0 | [9 empty] | 0.73872 | 0 | 0 | 0 | 0 | 0 | 0 | 0 | 0 | 0 | 0 | 0 | 0 | 0 | 0 | 0 | 0 | 0 | 0 | 0 | 0 | 0 | 0.047552 | 0.00642 | 0.01284 | 0.01926 | 0.02568 | 0.12467 | 0 | 0.0082775 |  | 0.303 | 0.3387 | 0.3972 | 0.5469
2014-02-13 | 19時 |  | 5.2818 | 0 | 5.1718 | 0 | [9 empty] | 0.48389 | 0 | 0 | 0 | 0 | 0.4103 | 0 | 0 | 0 | 0 | 0 | 0 | 0 | 0 | 0 | 0 | 0 | 0 | 0 | 0 | 0 | 0 | 0.047552 | 0.00642 | 0.01284 | 0.01926 | 0.02568 | 0.21072 | 0.10708 | 0.0082775 |  | 0.0991 | 0.1348 | 0.1932 | 0.1939
2014-02-13 | 20時 |  | 5.8451 | 0 | 4.9596 | 0 | [9 empty] | 0.52142 | 0 | 0 | 0 | 0 | 0.39463 | 0 | 0 | 0 | 0 | 0 | 0 | 0 | 0 | 0 | 0 | 0 | 0 | 0 | 0 | 0 | 0 | 0.047552 | 0.00033 | 0.00067 | 0.001 | 0.00133 | 0.14927 | 0.027125 | 0 |  | 0.0917 | 0.1275 | 0.2102 | 0.2109
2014-02-13 | 21時 |  | 6.3194 | 0 | 5.9324 | 0 | [9 empty] | 0.55632 | 0 | 0 | 0 | 0 | 0.54157 | 0 | 0 | 0 | 0 | 0 | 0 | 0 | 0 | 0 | 0 | 0 | 0 | 0 | 0 | 0 | 0 | 0.047552 | 0.00033 | 0.00067 | 0.001 | 0.00133 | 0.14618 | 0.10814 | 0.031304 |  | 0.1216 | 0.1873 | 0.2837 | 0.2844
2014-02-13 | 22時 |  | 6.7648 | 0 | 2.3651 | 0 | [9 empty] | 0.59431 | 0 | 0 | 0 | 0 | 0.23992 | 0 | 0 | 0 | 0 | 0 | 0 | 0 | 0 | 0 | 0 | 0 | 0 | 0 | 0 | 0 | 0 | 0.047552 | 0.00628 | 0.01256 | 0.01884 | 0.02512 | 0.12467 | 0.16133 | 0.043827 |  | 0.1738 | 0.1917 | 0.262 | 0.2626
2014-02-13 | 23時 |  | 0 | 0 | 0 | 0 | [9 empty] | 0 | 0 | 0 | 0 | 0 | 0 | 0 | 0 | 0 | 0 | 0 | 0 | 0 | 0 | 0 | 0 | 0 | 0 | 0 | 0 | 0 | 0 | 0.047552 | 0.0067 | 0.01339 | 0.02009 | 0.02679 | 0.12467 | 0.18881 | 0.031848 |  | 0.1877 | 0.2176 | 0.2756 | 0.2763
2014-02-14 | 0時 |  | 0 | 0 | 0 | 0 | [9 empty] | 0 | 0 | 0 | 0 | 0 | 0 | 0 | 0 | 0 | 0 | 0 | 0 | 0 | 0 | 0 | 0 | 0 | 0 | 0 | 0 | 0 | 0 | 0.047552 | 0.00013 | 0.00025 | 0.00038 | 0.0005 | 0 | 0.078899 | 0.011656 |  | 0.1578 | 0.1578 | 0.1806 | 0.1812
2014-02-14 | 1時 |  | 0 | 0 | 0 | 0 | [9 empty] | 0 | 0 | 0 | 0 | 0 | 0 | 0 | 0 | 0 | 0 | 0 | 0 | 0 | 0 | 0 | 0 | 0 | 0 | 0 | 0 | 0 | 0 | 0.047552 | 0.00013 | 0.00025 | 0.00038 | 0.0005 | 0 | 0 | 0 |  | 0.0483 | 0.0483 | 0.0711 | 0.0717
2014-02-14 | 2時 |  | 0 | 0 | 0 | 0 | [9 empty] | 0 | 0 | 0 | 0 | 0 | 0 | 0 | 0 | 0 | 0 | 0 | 0 | 0 | 0 | 0 | 0 | 0 | 0 | 0 | 0 | 0 | 0 | 0.047552 | 0.00013 | 0.00025 | 0.00038 | 0.0005 | 0 | 0 | 0 |  | 0.056 | 0.0561 | 0.0788 | 0.0795
2014-02-14 | 3時 |  | 0 | 0 | 0 | 0 | [9 empty] | 0 | 0 | 0 | 0 | 0 | 0 | 0 | 0 | 0 | 0 | 0 | 0 | 0 | 0 | 0 | 0 | 0 | 0 | 0 | 0 | 0 | 0 | 0.047552 | 0.00013 | 0.00025 | 0.00038 | 0.0005 | 0 | 0 | 0 |  | 0.056 | 0.0561 | 0.0788 | 0.0795
2014-02-14 | 4時 |  | 0 | 0 | 0 | 0 | [9 empty] | 0 | 0 | 0 | 0 | 0 | 0 | 0 | 0 | 0 | 0 | 0 | 0 | 0 | 0 | 0 | 0 | 0 | 0 | 0 | 0 | 0 | 0 | 0.047552 | 0.00013 | 0.00025 | 0.00038 | 0.0005 | 0 | 0 | 0 |  | 0.0483 | 0.0483 | 0.0711 | 0.0717
2014-02-14 | 5時 |  | 26.3777 | 2.811 | 0 | 0 | [9 empty] | 3.5892 | 0 | 0 | 0 | 0 | 0 | 0 | 0 | 0 | 0 | 0 | 0 | 0 | 0 | 0 | 0 | 0 | 0 | 0 | 0 | 0 | 0 | 0.047552 | 0.00013 | 0.00025 | 0.00038 | 0.0005 | 0 | 0 | 0 |  | 0.056 | 0.0561 | 0.0788 | 0.0795
2014-02-14 | 6時 |  | 11.1253 | 0 | 0 | 0 | [9 empty] | 0.98764 | 0 | 0 | 0 | 0 | 0 | 0 | 0 | 0 | 0 | 0 | 0 | 0 | 0 | 0 | 0 | 0 | 0 | 0 | 0 | 0 | 0 | 0.047552 | 0.00338 | 0.00675 | 0.01013 | 0.01351 | 0 | 0.024649 | 0.011815 |  | 0.1925 | 0.2611 | 0.3525 | 0.3531
2014-02-14 | 7時 |  | 7.3592 | 0 | 0 | 0 | [9 empty] | 0.6746 | 0 | 0 | 0 | 0 | 0 | 0 | 0 | 0 | 0 | 0 | 0 | 0 | 0 | 0 | 0 | 0 | 0 | 0 | 0 | 0 | 0 | 0.047552 | 0.00054 | 0.00108 | 0.00163 | 0.00217 | 0.13859 | 0.053895 | 0.036861 |  | 0.1524 | 0.248 | 0.3662 | 0.3669
2014-02-14 | 8時 |  | 3.313 | 0 | 0 | 0 | [9 empty] | 0.36267 | 0 | 0 | 0 | 0 | 0 | 0 | 0 | 0 | 0 | 0 | 0 | 0 | 0 | 0 | 0 | 0 | 0 | 0 | 0 | 0 | 0 | 0.047552 | 0.00054 | 0.00108 | 0.00163 | 0.00217 | 0.093503 | 0 | 0.035602 |  | 0.1091 | 0.1448 | 0.2032 | 0.2039
2014-02-14 | 9時 |  | 0 | 0 | 0 | 0 | [9 empty] | 0 | 0 | 0 | 0 | 0 | 0 | 0 | 0 | 0 | 0 | 0 | 0 | 0 | 0 | 0 | 0 | 0 | 0 | 0 | 0 | 0 | 0 | 0.047552 | 0.00013 | 0.00025 | 0.00038 | 0.0005 | 0.17838 | 0.10971 | 0.042749 |  | 0.3011 | 0.3368 | 0.3953 | 0.396
2014-02-14 | 10時 |  | 0 | 0 | 0 | 0 | [9 empty] | 0 | 0 | 0 | 0 | 0 | 0 | 0 | 0 | 0 | 0 | 0 | 0 | 0 | 0 | 0 | 0 | 0 | 0 | 0 | 0 | 0 | 0 | 0.047552 | 0.00033 | 0.00067 | 0.001 | 0.00133 | 0.093503 | 0 | 0.012523 |  | 0.0483 | 0.0483 | 0.0711 | 0.0717
2014-02-14 | 11時 |  | 6.9843 | 0 | 0 | 0 | [9 empty] | 0.54594 | 0 | 0 | 0 | 0 | 0 | 0 | 0 | 0 | 0 | 0 | 0 | 0 | 0 | 0 | 0 | 0 | 0 | 0 | 0 | 0 | 0 | 0.047552 | 0.00013 | 0.00025 | 0.00038 | 0.0005 | 0 | 0 | 0.0052775 |  | 0.056 | 0.0561 | 0.0788 | 0.0795
2014-02-14 | 12時 |  | 4.382 | 0 | 0 | 0 | [9 empty] | 0.3766 | 0 | 0 | 0 | 0 | 0 | 0 | 0 | 0 | 0 | 0 | 0 | 0 | 0 | 0 | 0 | 0 | 0 | 0 | 0 | 0 | 0 | 0.047552 | 0.00338 | 0.00675 | 0.01013 | 0.01351 | 0.05371 | 0 | 0.0052775 |  | 0.1983 | 0.2727 | 0.3698 | 0.3705
2014-02-14 | 13時 |  | 0 | 0 | 0 | 0 | [9 empty] | 0 | 0 | 0 | 0 | 0 | 0 | 0 | 0 | 0 | 0 | 0 | 0 | 0 | 0 | 0 | 0 | 0 | 0 | 0 | 0 | 0 | 0 | 0.047552 | 0.00033 | 0.00067 | 0.001 | 0.00133 | 0.11604 | 0 | 0 |  | 0.0483 | 0.0483 | 0.0711 | 0.0717
2014-02-14 | 14時 |  | 0 | 0 | 0 | 0 | [9 empty] | 0 | 0 | 0 | 0 | 0 | 0 | 0 | 0 | 0 | 0 | 0 | 0 | 0 | 0 | 0 | 0 | 0 | 0 | 0 | 0 | 0 | 0 | 0.047552 | 0.00013 | 0.00025 | 0.00038 | 0.0005 | 0.031168 | 0 | 0.017801 |  | 0.056 | 0.0561 | 0.0788 | 0.0795
2014-02-14 | 15時 |  | 11.8925 | 0 | 0 | 0 | [9 empty] | 0.9365 | 0 | 0 | 0 | 0 | 0 | 0 | 0 | 0 | 0 | 0 | 0 | 0 | 0 | 0 | 0 | 0 | 0 | 0 | 0 | 0 | 0 | 0.047552 | 0.00013 | 0.00025 | 0.00038 | 0.0005 | 0 | 0 | 0 |  | 0.056 | 0.0561 | 0.0788 | 0.0795
2014-02-14 | 16時 |  | 6.7261 | 0 | 0 | 0 | [9 empty] | 0.54243 | 0 | 0 | 0 | 0 | 0 | 0 | 0 | 0 | 0 | 0 | 0 | 0 | 0 | 0 | 0 | 0 | 0 | 0 | 0 | 0 | 0 | 0.047552 | 0.00033 | 0.00067 | 0.001 | 0.00133 | 0.062335 | 0 | 0.0052775 |  | 0.0483 | 0.0483 | 0.0711 | 0.0717
2014-02-14 | 17時 |  | 9.6813 | 0 | 7.4571 | 0 | [9 empty] | 0.77691 | 0 | 0 | 0 | 0 | 0.58278 | 0 | 0 | 0 | 0 | 0 | 0 | 0 | 0 | 0 | 0 | 0 | 0 | 0 | 0 | 0 | 0 | 0.047552 | 0.00033 | 0.00067 | 0.001 | 0.00133 | 0.10536 | 0 | 0.0082775 |  | 0.1304 | 0.2048 | 0.3019 | 0.3026
2014-02-14 | 18時 |  | 9.9461 | 0 | 0 | 0 | [9 empty] | 1.0699 | 0 | 0 | 0 | 0 | 0 | 0 | 0 | 0 | 0 | 0 | 0 | 0 | 0 | 0 | 0 | 0 | 0 | 0 | 0 | 0 | 0 | 0.047552 | 0.00642 | 0.01284 | 0.01926 | 0.02568 | 0.12467 | 0 | 0.0082775 |  | 0.303 | 0.3387 | 0.3972 | 0.5469
2014-02-14 | 19時 |  | 6.3225 | 0 | 7.3932 | 0 | [9 empty] | 0.69884 | 0 | 0 | 0 | 0 | 0.83126 | 0 | 0 | 0 | 0 | 0 | 0 | 0 | 0 | 0 | 0 | 0 | 0 | 0 | 0 | 0 | 0 | 0.047552 | 0.00642 | 0.01284 | 0.01926 | 0.02568 | 0.21072 | 0.10708 | 0.0082775 |  | 0.0991 | 0.1348 | 0.1932 | 0.1939
2014-02-14 | 20時 |  | 6.8628 | 0 | 5.9469 | 0 | [9 empty] | 0.76271 | 0 | 0 | 0 | 0 | 0.64982 | 0 | 0 | 0 | 0 | 0 | 0 | 0 | 0 | 0 | 0 | 0 | 0 | 0 | 0 | 0 | 0 | 0.047552 | 0.00033 | 0.00067 | 0.001 | 0.00133 | 0.14927 | 0.027125 | 0 |  | 0.0917 | 0.1275 | 0.2102 | 0.2109
2014-02-14 | 21時 |  | 7.3131 | 0 | 7.194 | 0 | [9 empty] | 0.81611 | 0 | 0 | 0 | 0 | 0.79772 | 0 | 0 | 0 | 0 | 0 | 0 | 0 | 0 | 0 | 0 | 0 | 0 | 0 | 0 | 0 | 0 | 0.047552 | 0.00033 | 0.00067 | 0.001 | 0.00133 | 0.14618 | 0.10814 | 0.031304 |  | 0.1216 | 0.1873 | 0.2837 | 0.2844
2014-02-14 | 22時 |  | 7.4783 | 0 | 2.7291 | 0 | [9 empty] | 0.82155 | 0 | 0 | 0 | 0 | 0.30883 | 0 | 0 | 0 | 0 | 0 | 0 | 0 | 0 | 0 | 0 | 0 | 0 | 0 | 0 | 0 | 0 | 0.047552 | 0.00628 | 0.01256 | 0.01884 | 0.02512 | 0.12467 | 0.16133 | 0.043827 |  | 0.1738 | 0.1917 | 0.262 | 0.2626
2014-02-14 | 23時 |  | 0 | 0 | 0 | 0 | [9 empty] | 0 | 0 | 0 | 0 | 0 | 0 | 0 | 0 | 0 | 0 | 0 | 0 | 0 | 0 | 0 | 0 | 0 | 0 | 0 | 0 | 0 | 0 | 0.047552 | 0.0067 | 0.01339 | 0.02009 | 0.02679 | 0.12467 | 0.18881 | 0.031848 |  | 0.1877 | 0.2176 | 0.2756 | 0.2763
2014-02-15 | 0時 |  | 0 | 0 | 0 | 0 | [9 empty] | 0 | 0 | 0 | 0 | 0 | 0 | 0 | 0 | 0 | 0 | 0 | 0 | 0 | 0 | 0 | 0 | 0 | 0 | 0 | 0 | 0 | 0 | 0.047552 | 0.00013 | 0.00025 | 0.00038 | 0.0005 | 0 | 0.078899 | 0.011656 |  | 0.1578 | 0.1578 | 0.1806 | 0.1812
2014-02-15 | 1時 |  | 0 | 0 | 0 | 0 | [9 empty] | 0 | 0 | 0 | 0 | 0 | 0 | 0 | 0 | 0 | 0 | 0 | 0 | 0 | 0 | 0 | 0 | 0 | 0 | 0 | 0 | 0 | 0 | 0.047552 | 0.00013 | 0.00025 | 0.00038 | 0.0005 | 0 | 0 | 0 |  | 0.0483 | 0.0483 | 0.0711 | 0.0717
2014-02-15 | 2時 |  | 0 | 0 | 0 | 0 | [9 empty] | 0 | 0 | 0 | 0 | 0 | 0 | 0 | 0 | 0 | 0 | 0 | 0 | 0 | 0 | 0 | 0 | 0 | 0 | 0 | 0 | 0 | 0 | 0.047552 | 0.00013 | 0.00025 | 0.00038 | 0.0005 | 0 | 0 | 0 |  | 0.056 | 0.0561 | 0.0788 | 0.0795
2014-02-15 | 3時 |  | 0 | 0 | 0 | 0 | [9 empty] | 0 | 0 | 0 | 0 | 0 | 0 | 0 | 0 | 0 | 0 | 0 | 0 | 0 | 0 | 0 | 0 | 0 | 0 | 0 | 0 | 0 | 0 | 0.047552 | 0.00013 | 0.00025 | 0.00038 | 0.0005 | 0 | 0 | 0 |  | 0.056 | 0.0561 | 0.0788 | 0.0795
2014-02-15 | 4時 |  | 0 | 0 | 0 | 0 | [9 empty] | 0 | 0 | 0 | 0 | 0 | 0 | 0 | 0 | 0 | 0 | 0 | 0 | 0 | 0 | 0 | 0 | 0 | 0 | 0 | 0 | 0 | 0 | 0.047552 | 0.00013 | 0.00025 | 0.00038 | 0.0005 | 0 | 0 | 0 |  | 0.0483 | 0.0483 | 0.0711 | 0.0717
2014-02-15 | 5時 |  | 20.8212 | 7.1436 | 0 | 0 | [9 empty] | 3.5907 | 0 | 0 | 0 | 0 | 0 | 0 | 0 | 0 | 0 | 0 | 0 | 0 | 0 | 0 | 0 | 0 | 0 | 0 | 0 | 0 | 0 | 0.047552 | 0.00013 | 0.00025 | 0.00038 | 0.0005 | 0 | 0 | 0 |  | 0.056 | 0.0561 | 0.0788 | 0.0795
2014-02-15 | 6時 |  | 10.6074 | 0 | 0 | 0 | [9 empty] | 1.1724 | 0 | 0 | 0 | 0 | 0 | 0 | 0 | 0 | 0 | 0 | 0 | 0 | 0 | 0 | 0 | 0 | 0 | 0 | 0 | 0 | 0 | 0.047552 | 0.00338 | 0.00675 | 0.01013 | 0.01351 | 0 | 0.024649 | 0.011815 |  | 0.1925 | 0.2611 | 0.3525 | 0.3531
2014-02-15 | 7時 |  | 8.9655 | 0 | 0 | 0 | [9 empty] | 0.9536 | 0 | 0 | 0 | 0 | 0 | 0 | 0 | 0 | 0 | 0 | 0 | 0 | 0 | 0 | 0 | 0 | 0 | 0 | 0 | 0 | 0 | 0.047552 | 0.00054 | 0.00108 | 0.00163 | 0.00217 | 0.13859 | 0.053895 | 0.036861 |  | 0.1524 | 0.248 | 0.3662 | 0.3669
2014-02-15 | 8時 |  | 8.061 | 0 | 0 | 0 | [9 empty] | 0.65816 | 0 | 0 | 0 | 0 | 0 | 0 | 0 | 0 | 0 | 0 | 0 | 0 | 0 | 0 | 0 | 0 | 0 | 0 | 0 | 0 | 0 | 0.047552 | 0.00054 | 0.00108 | 0.00163 | 0.00217 | 0.093503 | 0 | 0.035602 |  | 0.1091 | 0.1448 | 0.2032 | 0.2039
2014-02-15 | 9時 |  | 0 | 0 | 0 | 0 | [9 empty] | 0 | 0 | 0 | 0 | 0 | 0 | 0 | 0 | 0 | 0 | 0 | 0 | 0 | 0 | 0 | 0 | 0 | 0 | 0 | 0 | 0 | 0 | 0.047552 | 0.00013 | 0.00025 | 0.00038 | 0.0005 | 0.17838 | 0.10971 | 0.042749 |  | 0.3011 | 0.3368 | 0.3953 | 0.396
2014-02-15 | 10時 |  | 0 | 0 | 0 | 0 | [9 empty] | 0 | 0 | 0 | 0 | 0 | 0 | 0 | 0 | 0 | 0 | 0 | 0 | 0 | 0 | 0 | 0 | 0 | 0 | 0 | 0 | 0 | 0 | 0.047552 | 0.00033 | 0.00067 | 0.001 | 0.00133 | 0.093503 | 0 | 0.012523 |  | 0.0483 | 0.0483 | 0.0711 | 0.0717
2014-02-15 | 11時 |  | 15.5907 | 0 | 0 | 0 | [9 empty] | 1.3037 | 0 | 0 | 0 | 0 | 0 | 0 | 0 | 0 | 0 | 0 | 0 | 0 | 0 | 0 | 0 | 0 | 0 | 0 | 0 | 0 | 0 | 0.047552 | 0.00013 | 0.00025 | 0.00038 | 0.0005 | 0 | 0 | 0.0052775 |  | 0.056 | 0.0561 | 0.0788 | 0.0795
2014-02-15 | 12時 |  | 8.0505 | 0 | 0 | 0 | [9 empty] | 0.83521 | 0 | 0 | 0 | 0 | 0 | 0 | 0 | 0 | 0 | 0 | 0 | 0 | 0 | 0 | 0 | 0 | 0 | 0 | 0 | 0 | 0 | 0.047552 | 0.00338 | 0.00675 | 0.01013 | 0.01351 | 0.05371 | 0 | 0.0052775 |  | 0.1983 | 0.2727 | 0.3698 | 0.3705
2014-02-15 | 13時 |  | 0 | 0 | 0 | 0 | [9 empty] | 0 | 0 | 0 | 0 | 0 | 0 | 0 | 0 | 0 | 0 | 0 | 0 | 0 | 0 | 0 | 0 | 0 | 0 | 0 | 0 | 0 | 0 | 0.047552 | 0.00033 | 0.00067 | 0.001 | 0.00133 | 0.11604 | 0 | 0 |  | 0.0483 | 0.0483 | 0.0711 | 0.0717
2014-02-15 | 14時 |  | 0 | 0 | 0 | 0 | [9 empty] | 0 | 0 | 0 | 0 | 0 | 0 | 0 | 0 | 0 | 0 | 0 | 0 | 0 | 0 | 0 | 0 | 0 | 0 | 0 | 0 | 0 | 0 | 0.047552 | 0.00013 | 0.00025 | 0.00038 | 0.0005 | 0.031168 | 0 | 0.017801 |  | 0.056 | 0.0561 | 0.0788 | 0.0795
2014-02-15 | 15時 |  | 16.7426 | 0 | 0 | 0 | [9 empty] | 2.2835 | 0 | 0 | 0 | 0 | 0 | 0 | 0 | 0 | 0 | 0 | 0 | 0 | 0 | 0 | 0 | 0 | 0 | 0 | 0 | 0 | 0 | 0.047552 | 0.00013 | 0.00025 | 0.00038 | 0.0005 | 0 | 0 | 0 |  | 0.056 | 0.0561 | 0.0788 | 0.0795
2014-02-15 | 16時 |  | 9.0362 | 0 | 0 | 0 | [9 empty] | 0.96467 | 0 | 0 | 0 | 0 | 0 | 0 | 0 | 0 | 0 | 0 | 0 | 0 | 0 | 0 | 0 | 0 | 0 | 0 | 0 | 0 | 0 | 0.047552 | 0.00033 | 0.00067 | 0.001 | 0.00133 | 0.062335 | 0 | 0.0052775 |  | 0.0483 | 0.0483 | 0.0711 | 0.0717
2014-02-15 | 17時 |  | 11.5007 | 0 | 9.6766 | 0.46808 | [9 empty] | 1.2797 | 0 | 0 | 0 | 0 | 1.2222 | 0 | 0 | 0 | 0 | 0 | 0 | 0 | 0 | 0 | 0 | 0 | 0 | 0 | 0 | 0 | 0 | 0.047552 | 0.00033 | 0.00067 | 0.001 | 0.00133 | 0.10536 | 0 | 0.0082775 |  | 0.1304 | 0.2048 | 0.3019 | 0.3026
2014-02-15 | 18時 |  | 11.0868 | 0 | 0 | 0 | [9 empty] | 1.2196 | 0 | 0 | 0 | 0 | 0 | 0 | 0 | 0 | 0 | 0 | 0 | 0 | 0 | 0 | 0 | 0 | 0 | 0 | 0 | 0 | 0 | 0.047552 | 0.00642 | 0.01284 | 0.01926 | 0.02568 | 0.12467 | 0 | 0.0082775 |  | 0.303 | 0.3387 | 0.3972 | 0.5469
2014-02-15 | 19時 |  | 6.9821 | 0 | 9.1128 | 0 | [9 empty] | 0.74115 | 0 | 0 | 0 | 0 | 1.0917 | 0 | 0 | 0 | 0 | 0 | 0 | 0 | 0 | 0 | 0 | 0 | 0 | 0 | 0 | 0 | 0 | 0.047552 | 0.00642 | 0.01284 | 0.01926 | 0.02568 | 0.21072 | 0.10708 | 0.0082775 |  | 0.0991 | 0.1348 | 0.1932 | 0.1939
2014-02-15 | 20時 |  | 7.1118 | 0 | 6.5016 | 0 | [9 empty] | 0.75224 | 0 | 0 | 0 | 0 | 0.6833 | 0 | 0 | 0 | 0 | 0 | 0 | 0 | 0 | 0 | 0 | 0 | 0 | 0 | 0 | 0 | 0 | 0.047552 | 0.00033 | 0.00067 | 0.001 | 0.00133 | 0.14927 | 0.027125 | 0 |  | 0.0917 | 0.1275 | 0.2102 | 0.2109
2014-02-15 | 21時 |  | 7.2093 | 0 | 7.4068 | 0 | [9 empty] | 0.76027 | 0 | 0 | 0 | 0 | 0.77145 | 0 | 0 | 0 | 0 | 0 | 0 | 0 | 0 | 0 | 0 | 0 | 0 | 0 | 0 | 0 | 0 | 0.047552 | 0.00033 | 0.00067 | 0.001 | 0.00133 | 0.14618 | 0.10814 | 0.031304 |  | 0.1216 | 0.1873 | 0.2837 | 0.2844
2014-02-15 | 22時 |  | 7.2434 | 0 | 2.7113 | 0 | [9 empty] | 0.76051 | 0 | 0 | 0 | 0 | 0.29351 | 0 | 0 | 0 | 0 | 0 | 0 | 0 | 0 | 0 | 0 | 0 | 0 | 0 | 0 | 0 | 0 | 0.047552 | 0.00628 | 0.01256 | 0.01884 | 0.02512 | 0.12467 | 0.16133 | 0.043827 |  | 0.1738 | 0.1917 | 0.262 | 0.2626
2014-02-15 | 23時 |  | 0 | 0 | 0 | 0 | [9 empty] | 0 | 0 | 0 | 0 | 0 | 0 | 0 | 0 | 0 | 0 | 0 | 0 | 0 | 0 | 0 | 0 | 0 | 0 | 0 | 0 | 0 | 0 | 0.047552 | 0.0067 | 0.01339 | 0.02009 | 0.02679 | 0.12467 | 0.18881 | 0.031848 |  | 0.1877 | 0.2176 | 0.2756 | 0.2763
2014-02-16 | 0時 |  | 0 | 0 | 0 | 0 | [9 empty] | 0 | 0 | 0 | 0 | 0 | 0 | 0 | 0 | 0 | 0 | 0 | 0 | 0 | 0 | 0 | 0 | 0 | 0 | 0 | 0 | 0 | 0 | 0.047552 | 0.00013 | 0.00025 | 0.00038 | 0.0005 | 0 | 0.078899 | 0.011656 |  | 0.1578 | 0.1578 | 0.1806 | 0.1812
2014-02-16 | 1時 |  | 0 | 0 | 0 | 0 | [9 empty] | 0 | 0 | 0 | 0 | 0 | 0 | 0 | 0 | 0 | 0 | 0 | 0 | 0 | 0 | 0 | 0 | 0 | 0 | 0 | 0 | 0 | 0 | 0.047552 | 0.00013 | 0.00025 | 0.00038 | 0.0005 | 0 | 0 | 0 |  | 0.0483 | 0.0483 | 0.0711 | 0.0717
2014-02-16 | 2時 |  | 0 | 0 | 0 | 0 | [9 empty] | 0 | 0 | 0 | 0 | 0 | 0 | 0 | 0 | 0 | 0 | 0 | 0 | 0 | 0 | 0 | 0 | 0 | 0 | 0 | 0 | 0 | 0 | 0.047552 | 0.00013 | 0.00025 | 0.00038 | 0.0005 | 0 | 0 | 0 |  | 0.056 | 0.0561 | 0.0788 | 0.0795
2014-02-16 | 3時 |  | 0 | 0 | 0 | 0 | [9 empty] | 0 | 0 | 0 | 0 | 0 | 0 | 0 | 0 | 0 | 0 | 0 | 0 | 0 | 0 | 0 | 0 | 0 | 0 | 0 | 0 | 0 | 0 | 0.047552 | 0.00013 | 0.00025 | 0.00038 | 0.0005 | 0 | 0 | 0 |  | 0.056 | 0.0561 | 0.0788 | 0.0795
2014-02-16 | 4時 |  | 0 | 0 | 0 | 0 | [9 empty] | 0 | 0 | 0 | 0 | 0 | 0 | 0 | 0 | 0 | 0 | 0 | 0 | 0 | 0 | 0 | 0 | 0 | 0 | 0 | 0 | 0 | 0 | 0.047552 | 0.00013 | 0.00025 | 0.00038 | 0.0005 | 0 | 0 | 0 |  | 0.0483 | 0.0483 | 0.0711 | 0.0717
2014-02-16 | 5時 |  | 21.7214 | 2.0584 | 0 | 0 | [9 empty] | 3.6609 | 0 | 0 | 0 | 0 | 0 | 0 | 0 | 0 | 0 | 0 | 0 | 0 | 0 | 0 | 0 | 0 | 0 | 0 | 0 | 0 | 0 | 0.047552 | 0.00013 | 0.00025 | 0.00038 | 0.0005 | 0 | 0 | 0 |  | 0.056 | 0.0561 | 0.0788 | 0.0795
2014-02-16 | 6時 |  | 8.9521 | 0 | 0 | 0 | [9 empty] | 0.90835 | 0 | 0 | 0 | 0 | 0 | 0 | 0 | 0 | 0 | 0 | 0 | 0 | 0 | 0 | 0 | 0 | 0 | 0 | 0 | 0 | 0 | 0.047552 | 0.00338 | 0.00675 | 0.01013 | 0.01351 | 0 | 0.024649 | 0.011815 |  | 0.1925 | 0.2611 | 0.3525 | 0.3531
2014-02-16 | 7時 |  | 7.5147 | 0 | 0 | 0 | [9 empty] | 0.74412 | 0 | 0 | 0 | 0 | 0 | 0 | 0 | 0 | 0 | 0 | 0 | 0 | 0 | 0 | 0 | 0 | 0 | 0 | 0 | 0 | 0 | 0.047552 | 0.00054 | 0.00108 | 0.00163 | 0.00217 | 0.13859 | 0.053895 | 0.036861 |  | 0.1524 | 0.248 | 0.3662 | 0.3669
2014-02-16 | 8時 |  | 6.103 | 0 | 0 | 0 | [9 empty] | 0.48614 | 0 | 0 | 0 | 0 | 0 | 0 | 0 | 0 | 0 | 0 | 0 | 0 | 0 | 0 | 0 | 0 | 0 | 0 | 0 | 0 | 0 | 0.047552 | 0.00054 | 0.00108 | 0.00163 | 0.00217 | 0.093503 | 0 | 0.035602 |  | 0.1091 | 0.1448 | 0.2032 | 0.2039
2014-02-16 | 9時 |  | 0 | 0 | 0 | 0 | [9 empty] | 0 | 0 | 0 | 0 | 0 | 0 | 0 | 0 | 0 | 0 | 0 | 0 | 0 | 0 | 0 | 0 | 0 | 0 | 0 | 0 | 0 | 0 | 0.047552 | 0.00013 | 0.00025 | 0.00038 | 0.0005 | 0.17838 | 0.10971 | 0.042749 |  | 0.3011 | 0.3368 | 0.3953 | 0.396
2014-02-16 | 10時 |  | 0 | 0 | 0 | 0 | [9 empty] | 0 | 0 | 0 | 0 | 0 | 0 | 0 | 0 | 0 | 0 | 0 | 0 | 0 | 0 | 0 | 0 | 0 | 0 | 0 | 0 | 0 | 0 | 0.047552 | 0.00033 | 0.00067 | 0.001 | 0.00133 | 0.093503 | 0 | 0.012523 |  | 0.0483 | 0.0483 | 0.0711 | 0.0717
2014-02-16 | 11時 |  | 13.2488 | 0 | 0 | 0 | [9 empty] | 1.5289 | 0 | 0 | 0 | 0 | 0 | 0 | 0 | 0 | 0 | 0 | 0 | 0 | 0 | 0 | 0 | 0 | 0 | 0 | 0 | 0 | 0 | 0.047552 | 0.00013 | 0.00025 | 0.00038 | 0.0005 | 0 | 0 | 0.0052775 |  | 0.056 | 0.0561 | 0.0788 | 0.0795
2014-02-16 | 12時 |  | 6.8425 | 0 | 0 | 0 | [9 empty] | 0.71663 | 0 | 0 | 0 | 0 | 0 | 0 | 0 | 0 | 0 | 0 | 0 | 0 | 0 | 0 | 0 | 0 | 0 | 0 | 0 | 0 | 0 | 0.047552 | 0.00338 | 0.00675 | 0.01013 | 0.01351 | 0.05371 | 0 | 0.0052775 |  | 0.1983 | 0.2727 | 0.3698 | 0.3705
2014-02-16 | 13時 |  | 0 | 0 | 0 | 0 | [9 empty] | 0 | 0 | 0 | 0 | 0 | 0 | 0 | 0 | 0 | 0 | 0 | 0 | 0 | 0 | 0 | 0 | 0 | 0 | 0 | 0 | 0 | 0 | 0.047552 | 0.00033 | 0.00067 | 0.001 | 0.00133 | 0.11604 | 0 | 0 |  | 0.0483 | 0.0483 | 0.0711 | 0.0717
2014-02-16 | 14時 |  | 0 | 0 | 0 | 0 | [9 empty] | 0 | 0 | 0 | 0 | 0 | 0 | 0 | 0 | 0 | 0 | 0 | 0 | 0 | 0 | 0 | 0 | 0 | 0 | 0 | 0 | 0 | 0 | 0.047552 | 0.00013 | 0.00025 | 0.00038 | 0.0005 | 0.031168 | 0 | 0.017801 |  | 0.056 | 0.0561 | 0.0788 | 0.0795
2014-02-16 | 15時 |  | 15.0511 | 0 | 0 | 0 | [9 empty] | 1.9021 | 0 | 0 | 0 | 0 | 0 | 0 | 0 | 0 | 0 | 0 | 0 | 0 | 0 | 0 | 0 | 0 | 0 | 0 | 0 | 0 | 0 | 0.047552 | 0.00013 | 0.00025 | 0.00038 | 0.0005 | 0 | 0 | 0 |  | 0.056 | 0.0561 | 0.0788 | 0.0795
2014-02-16 | 16時 |  | 8.4475 | 0 | 0 | 0 | [9 empty] | 0.91148 | 0 | 0 | 0 | 0 | 0 | 0 | 0 | 0 | 0 | 0 | 0 | 0 | 0 | 0 | 0 | 0 | 0 | 0 | 0 | 0 | 0 | 0.047552 | 0.00033 | 0.00067 | 0.001 | 0.00133 | 0.062335 | 0 | 0.0052775 |  | 0.0483 | 0.0483 | 0.0711 | 0.0717
2014-02-16 | 17時 |  | 11.4568 | 0 | 9.3339 | 0 | [9 empty] | 1.2927 | 0 | 0 | 0 | 0 | 1.1874 | 0 | 0 | 0 | 0 | 0 | 0 | 0 | 0 | 0 | 0 | 0 | 0 | 0 | 0 | 0 | 0 | 0.047552 | 0.00033 | 0.00067 | 0.001 | 0.00133 | 0.10536 | 0 | 0.0082775 |  | 0.1304 | 0.2048 | 0.3019 | 0.3026
2014-02-16 | 18時 |  | 11.4358 | 0 | 0 | 0 | [9 empty] | 1.2971 | 0 | 0 | 0 | 0 | 0 | 0 | 0 | 0 | 0 | 0 | 0 | 0 | 0 | 0 | 0 | 0 | 0 | 0 | 0 | 0 | 0 | 0.047552 | 0.00642 | 0.01284 | 0.01926 | 0.02568 | 0.12467 | 0 | 0.0082775 |  | 0.303 | 0.3387 | 0.3972 | 0.5469
2014-02-16 | 19時 |  | 7.1884 | 0 | 8.7655 | 0 | [9 empty] | 0.79752 | 0 | 0 | 0 | 0 | 1.0876 | 0 | 0 | 0 | 0 | 0 | 0 | 0 | 0 | 0 | 0 | 0 | 0 | 0 | 0 | 0 | 0 | 0.047552 | 0.00642 | 0.01284 | 0.01926 | 0.02568 | 0.21072 | 0.10708 | 0.0082775 |  | 0.0991 | 0.1348 | 0.1932 | 0.1939
2014-02-16 | 20時 |  | 7.4138 | 0 | 6.6206 | 0 | [9 empty] | 0.81668 | 0 | 0 | 0 | 0 | 0.73744 | 0 | 0 | 0 | 0 | 0 | 0 | 0 | 0 | 0 | 0 | 0 | 0 | 0 | 0 | 0 | 0 | 0.047552 | 0.00033 | 0.00067 | 0.001 | 0.00133 | 0.14927 | 0.027125 | 0 |  | 0.0917 | 0.1275 | 0.2102 | 0.2109
2014-02-16 | 21時 |  | 7.6429 | 0 | 7.7382 | 0 | [9 empty] | 0.84127 | 0 | 0 | 0 | 0 | 0.84548 | 0 | 0 | 0 | 0 | 0 | 0 | 0 | 0 | 0 | 0 | 0 | 0 | 0 | 0 | 0 | 0 | 0.047552 | 0.00033 | 0.00067 | 0.001 | 0.00133 | 0.14618 | 0.10814 | 0.031304 |  | 0.1216 | 0.1873 | 0.2837 | 0.2844
2014-02-16 | 22時 |  | 7.8149 | 0 | 2.9119 | 0 | [9 empty] | 0.8588 | 0 | 0 | 0 | 0 | 0.32551 | 0 | 0 | 0 | 0 | 0 | 0 | 0 | 0 | 0 | 0 | 0 | 0 | 0 | 0 | 0 | 0 | 0.047552 | 0.00628 | 0.01256 | 0.01884 | 0.02512 | 0.12467 | 0.16133 | 0.043827 |  | 0.1738 | 0.1917 | 0.262 | 0.2626
2014-02-16 | 23時 |  | 0 | 0 | 0 | 0 | [9 empty] | 0 | 0 | 0 | 0 | 0 | 0 | 0 | 0 | 0 | 0 | 0 | 0 | 0 | 0 | 0 | 0 | 0 | 0 | 0 | 0 | 0 | 0 | 0.047552 | 0.0067 | 0.01339 | 0.02009 | 0.02679 | 0.12467 | 0.18881 | 0.031848 |  | 0.1877 | 0.2176 | 0.2756 | 0.2763
2014-02-17 | 0時 |  | 0 | 0 | 0 | 0 | [9 empty] | 0 | 0 | 0 | 0 | 0 | 0 | 0 | 0 | 0 | 0 | 0 | 0 | 0 | 0 | 0 | 0 | 0 | 0 | 0 | 0 | 0 | 0 | 0.047552 | 0.00013 | 0.00025 | 0.00038 | 0.0005 | 0 | 0.078899 | 0.011656 |  | 0.1578 | 0.1578 | 0.1806 | 0.1812
2014-02-17 | 1時 |  | 0 | 0 | 0 | 0 | [9 empty] | 0 | 0 | 0 | 0 | 0 | 0 | 0 | 0 | 0 | 0 | 0 | 0 | 0 | 0 | 0 | 0 | 0 | 0 | 0 | 0 | 0 | 0 | 0.047552 | 0.00013 | 0.00025 | 0.00038 | 0.0005 | 0 | 0 | 0 |  | 0.0483 | 0.0483 | 0.0711 | 0.0717
2014-02-17 | 2時 |  | 0 | 0 | 0 | 0 | [9 empty] | 0 | 0 | 0 | 0 | 0 | 0 | 0 | 0 | 0 | 0 | 0 | 0 | 0 | 0 | 0 | 0 | 0 | 0 | 0 | 0 | 0 | 0 | 0.047552 | 0.00013 | 0.00025 | 0.00038 | 0.0005 | 0 | 0 | 0 |  | 0.056 | 0.0561 | 0.0788 | 0.0795
2014-02-17 | 3時 |  | 0 | 0 | 0 | 0 | [9 empty] | 0 | 0 | 0 | 0 | 0 | 0 | 0 | 0 | 0 | 0 | 0 | 0 | 0 | 0 | 0 | 0 | 0 | 0 | 0 | 0 | 0 | 0 | 0.047552 | 0.00013 | 0.00025 | 0.00038 | 0.0005 | 0 | 0 | 0 |  | 0.056 | 0.0561 | 0.0788 | 0.0795
2014-02-17 | 4時 |  | 0 | 0 | 0 | 0 | [9 empty] | 0 | 0 | 0 | 0 | 0 | 0 | 0 | 0 | 0 | 0 | 0 | 0 | 0 | 0 | 0 | 0 | 0 | 0 | 0 | 0 | 0 | 0 | 0.047552 | 0.00013 | 0.00025 | 0.00038 | 0.0005 | 0 | 0 | 0 |  | 0.0483 | 0.0483 | 0.0711 | 0.0717
2014-02-17 | 5時 |  | 20.6352 | 8.4947 | 0 | 0 | [9 empty] | 3.5833 | 0 | 0 | 0 | 0 | 0 | 0 | 0 | 0 | 0 | 0 | 0 | 0 | 0 | 0 | 0 | 0 | 0 | 0 | 0 | 0 | 0 | 0.047552 | 0.00013 | 0.00025 | 0.00038 | 0.0005 | 0 | 0 | 0 |  | 0.056 | 0.0561 | 0.0788 | 0.0795
2014-02-17 | 6時 |  | 10.7645 | 0 | 0 | 0 | [9 empty] | 1.2171 | 0 | 0 | 0 | 0 | 0 | 0 | 0 | 0 | 0 | 0 | 0 | 0 | 0 | 0 | 0 | 0 | 0 | 0 | 0 | 0 | 0 | 0.047552 | 0.00338 | 0.00675 | 0.01013 | 0.01351 | 0 | 0.024649 | 0.011815 |  | 0.1925 | 0.2611 | 0.3525 | 0.3531
2014-02-17 | 7時 |  | 8.3258 | 0 | 0 | 0 | [9 empty] | 0.91846 | 0 | 0 | 0 | 0 | 0 | 0 | 0 | 0 | 0 | 0 | 0 | 0 | 0 | 0 | 0 | 0 | 0 | 0 | 0 | 0 | 0 | 0.047552 | 0.00054 | 0.00108 | 0.00163 | 0.00217 | 0.13859 | 0.053895 | 0.036861 |  | 0.1524 | 0.248 | 0.3662 | 0.3669
2014-02-17 | 8時 |  | 6.3447 | 0 | 0 | 0 | [9 empty] | 0.71356 | 0 | 0 | 0 | 0 | 0 | 0 | 0 | 0 | 0 | 0 | 0 | 0 | 0 | 0 | 0 | 0 | 0 | 0 | 0 | 0 | 0 | 0.047552 | 0.00054 | 0.00108 | 0.00163 | 0.00217 | 0.093503 | 0 | 0.035602 |  | 0.1091 | 0.1448 | 0.2032 | 0.2039
2014-02-17 | 9時 |  | 0 | 0 | 0 | 0 | [9 empty] | 0 | 0 | 0 | 0 | 0 | 0 | 0 | 0 | 0 | 0 | 0 | 0 | 0 | 0 | 0 | 0 | 0 | 0 | 0 | 0 | 0 | 0 | 0.047552 | 0.00013 | 0.00025 | 0.00038 | 0.0005 | 0.17838 | 0.10971 | 0.042749 |  | 0.3011 | 0.3368 | 0.3953 | 0.396
2014-02-17 | 10時 |  | 0 | 0 | 0 | 0 | [9 empty] | 0 | 0 | 0 | 0 | 0 | 0 | 0 | 0 | 0 | 0 | 0 | 0 | 0 | 0 | 0 | 0 | 0 | 0 | 0 | 0 | 0 | 0 | 0.047552 | 0.00033 | 0.00067 | 0.001 | 0.00133 | 0.093503 | 0 | 0.012523 |  | 0.0483 | 0.0483 | 0.0711 | 0.0717
2014-02-17 | 11時 |  | 8.7241 | 0 | 0 | 0 | [9 empty] | 0.70935 | 0 | 0 | 0 | 0 | 0 | 0 | 0 | 0 | 0 | 0 | 0 | 0 | 0 | 0 | 0 | 0 | 0 | 0 | 0 | 0 | 0 | 0.047552 | 0.00013 | 0.00025 | 0.00038 | 0.0005 | 0 | 0 | 0.0052775 |  | 0.056 | 0.0561 | 0.0788 | 0.0795
2014-02-17 | 12時 |  | 4.3761 | 0 | 0 | 0 | [9 empty] | 0.5224 | 0 | 0 | 0 | 0 | 0 | 0 | 0 | 0 | 0 | 0 | 0 | 0 | 0 | 0 | 0 | 0 | 0 | 0 | 0 | 0 | 0 | 0.047552 | 0.00338 | 0.00675 | 0.01013 | 0.01351 | 0.05371 | 0 | 0.0052775 |  | 0.1983 | 0.2727 | 0.3698 | 0.3705
2014-02-17 | 13時 |  | 0 | 0 | 0 | 0 | [9 empty] | 0 | 0 | 0 | 0 | 0 | 0 | 0 | 0 | 0 | 0 | 0 | 0 | 0 | 0 | 0 | 0 | 0 | 0 | 0 | 0 | 0 | 0 | 0.047552 | 0.00033 | 0.00067 | 0.001 | 0.00133 | 0.11604 | 0 | 0 |  | 0.0483 | 0.0483 | 0.0711 | 0.0717
2014-02-17 | 14時 |  | 0 | 0 | 0 | 0 | [9 empty] | 0 | 0 | 0 | 0 | 0 | 0 | 0 | 0 | 0 | 0 | 0 | 0 | 0 | 0 | 0 | 0 | 0 | 0 | 0 | 0 | 0 | 0 | 0.047552 | 0.00013 | 0.00025 | 0.00038 | 0.0005 | 0.031168 | 0 | 0.017801 |  | 0.056 | 0.0561 | 0.0788 | 0.0795
2014-02-17 | 15時 |  | 12.5035 | 0 | 0 | 0 | [9 empty] | 1.4771 | 0 | 0 | 0 | 0 | 0 | 0 | 0 | 0 | 0 | 0 | 0 | 0 | 0 | 0 | 0 | 0 | 0 | 0 | 0 | 0 | 0 | 0.047552 | 0.00013 | 0.00025 | 0.00038 | 0.0005 | 0 | 0 | 0 |  | 0.056 | 0.0561 | 0.0788 | 0.0795
2014-02-17 | 16時 |  | 7.759 | 0 | 0 | 0 | [9 empty] | 0.86716 | 0 | 0 | 0 | 0 | 0 | 0 | 0 | 0 | 0 | 0 | 0 | 0 | 0 | 0 | 0 | 0 | 0 | 0 | 0 | 0 | 0 | 0.047552 | 0.00033 | 0.00067 | 0.001 | 0.00133 | 0.062335 | 0 | 0.0052775 |  | 0.0483 | 0.0483 | 0.0711 | 0.0717
2014-02-17 | 17時 |  | 11.4571 | 0 | 8.2712 | 0 | [9 empty] | 0.98167 | 0 | 0 | 0 | 0 | 0.7228 | 0 | 0 | 0 | 0 | 0 | 0 | 0 | 0 | 0 | 0 | 0 | 0 | 0 | 0 | 0 | 0 | 0.047552 | 0.00033 | 0.00067 | 0.001 | 0.00133 | 0.10536 | 0 | 0.0082775 |  | 0.1304 | 0.2048 | 0.3019 | 0.3026
2014-02-17 | 18時 |  | 11.6469 | 0 | 0 | 0 | [9 empty] | 1.0041 | 0 | 0 | 0 | 0 | 0 | 0 | 0 | 0 | 0 | 0 | 0 | 0 | 0 | 0 | 0 | 0 | 0 | 0 | 0 | 0 | 0 | 0.047552 | 0.00642 | 0.01284 | 0.01926 | 0.02568 | 0.12467 | 0 | 0.0082775 |  | 0.303 | 0.3387 | 0.3972 | 0.5469
2014-02-17 | 19時 |  | 7.3461 | 0 | 8.2827 | 0 | [9 empty] | 0.67997 | 0 | 0 | 0 | 0 | 0.73794 | 0 | 0 | 0 | 0 | 0 | 0 | 0 | 0 | 0 | 0 | 0 | 0 | 0 | 0 | 0 | 0 | 0.047552 | 0.00642 | 0.01284 | 0.01926 | 0.02568 | 0.21072 | 0.10708 | 0.0082775 |  | 0.0991 | 0.1348 | 0.1932 | 0.1939
2014-02-17 | 20時 |  | 7.8223 | 0 | 6.7312 | 0 | [9 empty] | 0.72164 | 0 | 0 | 0 | 0 | 0.59015 | 0 | 0 | 0 | 0 | 0 | 0 | 0 | 0 | 0 | 0 | 0 | 0 | 0 | 0 | 0 | 0 | 0.047552 | 0.00033 | 0.00067 | 0.001 | 0.00133 | 0.14927 | 0.027125 | 0 |  | 0.0917 | 0.1275 | 0.2102 | 0.2109
2014-02-17 | 21時 |  | 8.2326 | 0 | 8.1824 | 0 | [9 empty] | 0.75744 | 0 | 0 | 0 | 0 | 0.74275 | 0 | 0 | 0 | 0 | 0 | 0 | 0 | 0 | 0 | 0 | 0 | 0 | 0 | 0 | 0 | 0 | 0.047552 | 0.00033 | 0.00067 | 0.001 | 0.00133 | 0.14618 | 0.10814 | 0.031304 |  | 0.1216 | 0.1873 | 0.2837 | 0.2844
2014-02-17 | 22時 |  | 8.6483 | 0 | 3.2073 | 0 | [9 empty] | 0.7972 | 0 | 0 | 0 | 0 | 0.30642 | 0 | 0 | 0 | 0 | 0 | 0 | 0 | 0 | 0 | 0 | 0 | 0 | 0 | 0 | 0 | 0 | 0.047552 | 0.00628 | 0.01256 | 0.01884 | 0.02512 | 0.12467 | 0.16133 | 0.043827 |  | 0.1738 | 0.1917 | 0.262 | 0.2626
2014-02-17 | 23時 |  | 0 | 0 | 0 | 0 | [9 empty] | 0 | 0 | 0 | 0 | 0 | 0 | 0 | 0 | 0 | 0 | 0 | 0 | 0 | 0 | 0 | 0 | 0 | 0 | 0 | 0 | 0 | 0 | 0.047552 | 0.0067 | 0.01339 | 0.02009 | 0.02679 | 0.12467 | 0.18881 | 0.031848 |  | 0.1877 | 0.2176 | 0.2756 | 0.2763
2014-02-18 | 0時 |  | 0 | 0 | 0 | 0 | [9 empty] | 0 | 0 | 0 | 0 | 0 | 0 | 0 | 0 | 0 | 0 | 0 | 0 | 0 | 0 | 0 | 0 | 0 | 0 | 0 | 0 | 0 | 0 | 0.047552 | 0.00013 | 0.00025 | 0.00038 | 0.0005 | 0 | 0 | 0 |  | 0.1578 | 0.1578 | 0.1806 | 0.1812
2014-02-18 | 1時 |  | 0 | 0 | 0 | 0 | [9 empty] | 0 | 0 | 0 | 0 | 0 | 0 | 0 | 0 | 0 | 0 | 0 | 0 | 0 | 0 | 0 | 0 | 0 | 0 | 0 | 0 | 0 | 0 | 0.047552 | 0.00013 | 0.00025 | 0.00038 | 0.0005 | 0 | 0 | 0 |  | 0.0483 | 0.0483 | 0.0711 | 0.0717
2014-02-18 | 2時 |  | 0 | 0 | 0 | 0 | [9 empty] | 0 | 0 | 0 | 0 | 0 | 0 | 0 | 0 | 0 | 0 | 0 | 0 | 0 | 0 | 0 | 0 | 0 | 0 | 0 | 0 | 0 | 0 | 0.047552 | 0.00013 | 0.00025 | 0.00038 | 0.0005 | 0 | 0 | 0 |  | 0.056 | 0.0561 | 0.0788 | 0.0795
2014-02-18 | 3時 |  | 0 | 0 | 0 | 0 | [9 empty] | 0 | 0 | 0 | 0 | 0 | 0 | 0 | 0 | 0 | 0 | 0 | 0 | 0 | 0 | 0 | 0 | 0 | 0 | 0 | 0 | 0 | 0 | 0.047552 | 0.00013 | 0.00025 | 0.00038 | 0.0005 | 0 | 0 | 0 |  | 0.056 | 0.0561 | 0.0788 | 0.0795
2014-02-18 | 4時 |  | 0 | 0 | 0 | 0 | [9 empty] | 0 | 0 | 0 | 0 | 0 | 0 | 0 | 0 | 0 | 0 | 0 | 0 | 0 | 0 | 0 | 0 | 0 | 0 | 0 | 0 | 0 | 0 | 0.047552 | 0.00013 | 0.00025 | 0.00038 | 0.0005 | 0 | 0 | 0 |  | 0.0483 | 0.0483 | 0.0711 | 0.0717
2014-02-18 | 5時 |  | 0 | 0 | 0 | 0 | [9 empty] | 0 | 0 | 0 | 0 | 0 | 0 | 0 | 0 | 0 | 0 | 0 | 0 | 0 | 0 | 0 | 0 | 0 | 0 | 0 | 0 | 0 | 0 | 0.047552 | 0.00013 | 0.00025 | 0.00038 | 0.0005 | 0 | 0 | 0 |  | 0.056 | 0.0561 | 0.0788 | 0.0795
2014-02-18 | 6時 |  | 0 | 0 | 0 | 0 | [9 empty] | 0 | 0 | 0 | 0 | 0 | 0 | 0 | 0 | 0 | 0 | 0 | 0 | 0 | 0 | 0 | 0 | 0 | 0 | 0 | 0 | 0 | 0 | 0.047552 | 0.00013 | 0.00025 | 0.00038 | 0.0005 | 0 | 0 | 0 |  | 0.056 | 0.0561 | 0.0788 | 0.0795
2014-02-18 | 7時 |  | 26.295 | 3.6162 | 11.3405 | 0 | [9 empty] | 3.5959 | 0 | 0 | 0 | 0 | 1.1837 | 0 | 0 | 0 | 0 | 0 | 0 | 0 | 0 | 0 | 0 | 0 | 0 | 0 | 0 | 0 | 0 | 0.047552 | 0.00054 | 0.00108 | 0.00163 | 0.00217 | 0 | 0.024649 | 0.022689 |  | 0.1168 | 0.1854 | 0.2767 | 0.2774
2014-02-18 | 8時 |  | 5.6899 | 0 | 10.6227 | 0 | [9 empty] | 0.56721 | 0 | 0 | 0 | 0 | 0.98834 | 0 | 0 | 0 | 0 | 0 | 0 | 0 | 0 | 0 | 0 | 0 | 0 | 0 | 0 | 0 | 0 | 0.047552 | 0.00379 | 0.00759 | 0.01138 | 0.01518 | 0.084877 | 0.078545 | 0.064582 |  | 0.2156 | 0.2812 | 0.3696 | 0.3702
2014-02-18 | 9時 |  | 1.3549 | 0 | 1.0564 | 0 | [9 empty] | 0.23426 | 0 | 0 | 0 | 0 | 0.39049 | 0 | 0 | 0 | 0 | 0 | 0 | 0 | 0 | 0 | 0 | 0 | 0 | 0 | 0 | 0 | 0 | 0.047552 | 0.00033 | 0.00067 | 0.001 | 0.00133 | 0.23209 | 0.16325 | 0.052059 |  | 0.2163 | 0.252 | 0.3265 | 0.3272
2014-02-18 | 10時 |  | 0.088052 | 0 | 0.034661 | 0 | [9 empty] | 0.13176 | 0 | 0 | 0 | 0 | 0.39057 | 0 | 0 | 0 | 0 | 0 | 0 | 0 | 0 | 0 | 0 | 0 | 0 | 0 | 0 | 0 | 0 | 0.047552 | 0.00054 | 0.00108 | 0.00163 | 0.00217 | 0.12467 | 0.21558 | 0.037471 |  | 0.1917 | 0.2274 | 0.3128 | 0.3134
2014-02-18 | 11時 |  | 0.5453 | 0 | 0.015069 | 0 | [9 empty] | 0.16496 | 0 | 0 | 0 | 0 | 0.19218 | 0 | 0 | 0 | 0 | 0 | 0 | 0 | 0 | 0 | 0 | 0 | 0 | 0 | 0 | 0 | 0 | 0.047552 | 0.00033 | 0.00067 | 0.001 | 0.00133 | 0.12467 | 0.21558 | 0 |  | 0.1994 | 0.2352 | 0.315 | 0.3157
2014-02-18 | 12時 |  | 0.068015 | 0 | 0 | 0 | [9 empty] | 0.12768 | 0 | 0 | 0 | 0 | 0 | 0 | 0 | 0 | 0 | 0 | 0 | 0 | 0 | 0 | 0 | 0 | 0 | 0 | 0 | 0 | 0 | 0.047552 | 0.00338 | 0.00675 | 0.01013 | 0.01351 | 0.14721 | 0.13456 | 0.018352 |  | 0.1983 | 0.2727 | 0.3698 | 0.3705
2014-02-18 | 13時 |  | 0 | 0 | 0 | 0 | [9 empty] | 0 | 0 | 0 | 0 | 0 | 0 | 0 | 0 | 0 | 0 | 0 | 0 | 0 | 0 | 0 | 0 | 0 | 0 | 0 | 0 | 0 | 0 | 0.047552 | 0.00033 | 0.00067 | 0.001 | 0.00133 | 0.13756 | 0.026771 | 0.023629 |  | 0.0483 | 0.0483 | 0.0711 | 0.0717
2014-02-18 | 14時 |  | 0 | 0 | 0 | 0 | [9 empty] | 0 | 0 | 0 | 0 | 0 | 0 | 0 | 0 | 0 | 0 | 0 | 0 | 0 | 0 | 0 | 0 | 0 | 0 | 0 | 0 | 0 | 0 | 0.047552 | 0.00013 | 0.00025 | 0.00038 | 0.0005 | 0 | 0 | 0 |  | 0.056 | 0.0561 | 0.0788 | 0.0795
2014-02-18 | 15時 |  | 4.3156 | 0 | 0.25805 | 0 | [9 empty] | 0.43184 | 0 | 0 | 0 | 0 | 0.19105 | 0 | 0 | 0 | 0 | 0 | 0 | 0 | 0 | 0 | 0 | 0 | 0 | 0 | 0 | 0 | 0 | 0.047552 | 0.00013 | 0.00025 | 0.00038 | 0.0005 | 0 | 0 | 0 |  | 0.056 | 0.0561 | 0.0788 | 0.0795
2014-02-18 | 16時 |  | 7.45 | 0 | 1.3205 | 0 | [9 empty] | 0.65272 | 0 | 0 | 0 | 0 | 0.20467 | 0 | 0 | 0 | 0 | 0 | 0 | 0 | 0 | 0 | 0 | 0 | 0 | 0 | 0 | 0 | 0 | 0.047552 | 0.00054 | 0.00108 | 0.00163 | 0.00217 | 0.062335 | 0.054249 | 0.024058 |  | 0.2095 | 0.275 | 0.3956 | 0.5453
2014-02-18 | 17時 |  | 8.9311 | 0 | 1.8944 | 0 | [9 empty] | 0.76565 | 0 | 0 | 0 | 0 | 0.22406 | 0 | 0 | 0 | 0 | 0 | 0 | 0 | 0 | 0 | 0 | 0 | 0 | 0 | 0 | 0 | 0 | 0.047552 | 0.00642 | 0.01284 | 0.01926 | 0.02568 | 0.12467 | 0.1085 | 0.026923 |  | 0.2423 | 0.2781 | 0.3689 | 0.5187
2014-02-18 | 18時 |  | 5.5496 | 0 | 0 | 0 | [9 empty] | 0.53831 | 0 | 0 | 0 | 0 | 0 | 0 | 0 | 0 | 0 | 0 | 0 | 0 | 0 | 0 | 0 | 0 | 0 | 0 | 0 | 0 | 0 | 0.047552 | 0.00642 | 0.01284 | 0.01926 | 0.02568 | 0.21072 | 0.1085 | 0 |  | 0.1819 | 0.2177 | 0.2978 | 0.4476
2014-02-18 | 19時 |  | 6.2474 | 0 | 8.6883 | 0 | [9 empty] | 0.59547 | 0 | 0 | 0 | 0 | 0.75511 | 0 | 0 | 0 | 0 | 0 | 0 | 0 | 0 | 0 | 0 | 0 | 0 | 0 | 0 | 0 | 0 | 0.047552 | 0.00013 | 0.00025 | 0.00038 | 0.0005 | 0.12879 | 0 | 0.006537 |  | 0.0998 | 0.1355 | 0.2049 | 0.2056
2014-02-18 | 20時 |  | 6.5835 | 0 | 5.0476 | 0 | [9 empty] | 0.62651 | 0 | 0 | 0 | 0 | 0.51808 | 0 | 0 | 0 | 0 | 0 | 0 | 0 | 0 | 0 | 0 | 0 | 0 | 0 | 0 | 0 | 0 | 0.047552 | 0.00033 | 0.00067 | 0.001 | 0.00133 | 0.16769 | 0.10779 | 0.006537 |  | 0.0917 | 0.1275 | 0.2183 | 0.219
2014-02-18 | 21時 |  | 7.2975 | 0 | 4.6041 | 0 | [9 empty] | 0.85093 | 0 | 0 | 0 | 0 | 0.58004 | 0 | 0 | 0 | 0 | 0 | 0 | 0 | 0 | 0 | 0 | 0 | 0 | 0 | 0 | 0 | 0 | 0.047552 | 0.00628 | 0.01256 | 0.01884 | 0.02512 | 0.12467 | 0.18846 | 0.012659 |  | 0.1755 | 0.2411 | 0.3458 | 0.3465
2014-02-18 | 22時 |  | 0 | 0 | 0 | 0 | [9 empty] | 0 | 0 | 0 | 0 | 0 | 0 | 0 | 0 | 0 | 0 | 0 | 0 | 0 | 0 | 0 | 0 | 0 | 0 | 0 | 0 | 0 | 0 | 0.047552 | 0.00649 | 0.01298 | 0.01947 | 0.02595 | 0.12467 | 0.16133 | 0.043827 |  | 0.1139 | 0.1795 | 0.3002 | 0.3009
2014-02-18 | 23時 |  | 0 | 0 | 0 | 0 | [9 empty] | 0 | 0 | 0 | 0 | 0 | 0 | 0 | 0 | 0 | 0 | 0 | 0 | 0 | 0 | 0 | 0 | 0 | 0 | 0 | 0 | 0 | 0 | 0.047552 | 0.00331 | 0.00661 | 0.00992 | 0.01323 | 0.062335 | 0.15709 | 0.04296 |  | 0.1578 | 0.1578 | 0.1806 | 0.1812
2014-02-19 | 0時 |  | 0 | 0 | 0 | 0 | [9 empty] | 0 | 0 | 0 | 0 | 0 | 0 | 0 | 0 | 0 | 0 | 0 | 0 | 0 | 0 | 0 | 0 | 0 | 0 | 0 | 0 | 0 | 0 | 0.047552 | 0.00013 | 0.00025 | 0.00038 | 0.0005 | 0 | 0 | 0 |  | 0.1578 | 0.1578 | 0.1806 | 0.1812
2014-02-19 | 1時 |  | 0 | 0 | 0 | 0 | [9 empty] | 0 | 0 | 0 | 0 | 0 | 0 | 0 | 0 | 0 | 0 | 0 | 0 | 0 | 0 | 0 | 0 | 0 | 0 | 0 | 0 | 0 | 0 | 0.047552 | 0.00013 | 0.00025 | 0.00038 | 0.0005 | 0 | 0 | 0 |  | 0.0483 | 0.0483 | 0.0711 | 0.0717
2014-02-19 | 2時 |  | 0 | 0 | 0 | 0 | [9 empty] | 0 | 0 | 0 | 0 | 0 | 0 | 0 | 0 | 0 | 0 | 0 | 0 | 0 | 0 | 0 | 0 | 0 | 0 | 0 | 0 | 0 | 0 | 0.047552 | 0.00013 | 0.00025 | 0.00038 | 0.0005 | 0 | 0 | 0 |  | 0.056 | 0.0561 | 0.0788 | 0.0795
2014-02-19 | 3時 |  | 0 | 0 | 0 | 0 | [9 empty] | 0 | 0 | 0 | 0 | 0 | 0 | 0 | 0 | 0 | 0 | 0 | 0 | 0 | 0 | 0 | 0 | 0 | 0 | 0 | 0 | 0 | 0 | 0.047552 | 0.00013 | 0.00025 | 0.00038 | 0.0005 | 0 | 0 | 0 |  | 0.056 | 0.0561 | 0.0788 | 0.0795
2014-02-19 | 4時 |  | 0 | 0 | 0 | 0 | [9 empty] | 0 | 0 | 0 | 0 | 0 | 0 | 0 | 0 | 0 | 0 | 0 | 0 | 0 | 0 | 0 | 0 | 0 | 0 | 0 | 0 | 0 | 0 | 0.047552 | 0.00013 | 0.00025 | 0.00038 | 0.0005 | 0 | 0 | 0 |  | 0.0483 | 0.0483 | 0.0711 | 0.0717
2014-02-19 | 5時 |  | 0 | 0 | 0 | 0 | [9 empty] | 0 | 0 | 0 | 0 | 0 | 0 | 0 | 0 | 0 | 0 | 0 | 0 | 0 | 0 | 0 | 0 | 0 | 0 | 0 | 0 | 0 | 0 | 0.047552 | 0.00013 | 0.00025 | 0.00038 | 0.0005 | 0 | 0 | 0 |  | 0.056 | 0.0561 | 0.0788 | 0.0795
2014-02-19 | 6時 |  | 0 | 0 | 0 | 0 | [9 empty] | 0 | 0 | 0 | 0 | 0 | 0 | 0 | 0 | 0 | 0 | 0 | 0 | 0 | 0 | 0 | 0 | 0 | 0 | 0 | 0 | 0 | 0 | 0.047552 | 0.00033 | 0.00067 | 0.001 | 0.00133 | 0 | 0.024649 | 0.011815 |  | 0.0859 | 0.1159 | 0.1685 | 0.1692
2014-02-19 | 7時 |  | 20.2781 | 13.9864 | 8.9339 | 3.1415 | [9 empty] | 3.5923 | 0 | 0 | 0 | 0 | 1.2196 | 0 | 0 | 0 | 0 | 0 | 0 | 0 | 0 | 0 | 0 | 0 | 0 | 0 | 0 | 0 | 0 | 0.047552 | 0.00033 | 0.00067 | 0.001 | 0.00133 | 0.093503 | 0 | 0.015347 |  | 0.2346 | 0.2703 | 0.3287 | 0.3294
2014-02-19 | 8時 |  | 12.8656 | 0 | 13.5047 | 2.3596 | [9 empty] | 1.5708 | 0 | 0 | 0 | 0 | 1.742 | 0 | 0 | 0 | 0 | 0 | 0 | 0 | 0 | 0 | 0 | 0 | 0 | 0 | 0 | 0 | 0 | 0.047552 | 0.00705 | 0.01409 | 0.02114 | 0.02818 | 0.13653 | 0.078545 | 0.060527 |  | 0.2282 | 0.3325 | 0.4595 | 0.4602
2014-02-19 | 9時 |  | 9.6072 | 0 | 7.1089 | 0 | [9 empty] | 1.1008 | 0 | 0 | 0 | 0 | 0.81861 | 0 | 0 | 0 | 0 | 0 | 0 | 0 | 0 | 0 | 0 | 0 | 0 | 0 | 0 | 0 | 0 | 0.047552 | 0.00013 | 0.00025 | 0.00038 | 0.0005 | 0.084877 | 0.053895 | 0.0052775 |  | 0.056 | 0.0561 | 0.0788 | 0.0795
2014-02-19 | 10時 |  | 7.6012 | 0 | 5.2019 | 0 | [9 empty] | 0.87005 | 0 | 0 | 0 | 0 | 0.62252 | 0 | 0 | 0 | 0 | 0 | 0 | 0 | 0 | 0 | 0 | 0 | 0 | 0 | 0 | 0 | 0 | 0.047552 | 0.00013 | 0.00025 | 0.00038 | 0.0005 | 0 | 0 | 0 |  | 0.0483 | 0.0483 | 0.0711 | 0.0717
2014-02-19 | 11時 |  | 8.616 | 0 | 2.3017 | 0 | [9 empty] | 0.96517 | 0 | 0 | 0 | 0 | 0.28327 | 0 | 0 | 0 | 0 | 0 | 0 | 0 | 0 | 0 | 0 | 0 | 0 | 0 | 0 | 0 | 0 | 0.047552 | 0.00013 | 0.00025 | 0.00038 | 0.0005 | 0 | 0 | 0 |  | 0.056 | 0.0561 | 0.0788 | 0.0795
2014-02-19 | 12時 |  | 7.1411 | 0 | 0 | 0 | [9 empty] | 0.80552 | 0 | 0 | 0 | 0 | 0 | 0 | 0 | 0 | 0 | 0 | 0 | 0 | 0 | 0 | 0 | 0 | 0 | 0 | 0 | 0 | 0 | 0.047552 | 0.00013 | 0.00025 | 0.00038 | 0.0005 | 0 | 0 | 0 |  | 0.056 | 0.0561 | 0.0788 | 0.0795
2014-02-19 | 13時 |  | 0 | 0 | 0 | 0 | [9 empty] | 0 | 0 | 0 | 0 | 0 | 0 | 0 | 0 | 0 | 0 | 0 | 0 | 0 | 0 | 0 | 0 | 0 | 0 | 0 | 0 | 0 | 0 | 0.047552 | 0.00013 | 0.00025 | 0.00038 | 0.0005 | 0 | 0 | 0 |  | 0.0483 | 0.0483 | 0.0711 | 0.0717
2014-02-19 | 14時 |  | 0 | 0 | 0 | 0 | [9 empty] | 0 | 0 | 0 | 0 | 0 | 0 | 0 | 0 | 0 | 0 | 0 | 0 | 0 | 0 | 0 | 0 | 0 | 0 | 0 | 0 | 0 | 0 | 0.047552 | 0.00013 | 0.00025 | 0.00038 | 0.0005 | 0 | 0 | 0 |  | 0.056 | 0.0561 | 0.0788 | 0.0795
2014-02-19 | 15時 |  | 16.0954 | 0 | 7.2574 | 0 | [9 empty] | 2.2188 | 0 | 0 | 0 | 0 | 0.87243 | 0 | 0 | 0 | 0 | 0 | 0 | 0 | 0 | 0 | 0 | 0 | 0 | 0 | 0 | 0 | 0 | 0.047552 | 0.00013 | 0.00025 | 0.00038 | 0.0005 | 0 | 0 | 0 |  | 0.056 | 0.0561 | 0.0788 | 0.0795
2014-02-19 | 16時 |  | 13.1719 | 0 | 3.7704 | 0 | [9 empty] | 1.6127 | 0 | 0 | 0 | 0 | 0.42843 | 0 | 0 | 0 | 0 | 0 | 0 | 0 | 0 | 0 | 0 | 0 | 0 | 0 | 0 | 0 | 0 | 0.047552 | 0.00013 | 0.00025 | 0.00038 | 0.0005 | 0 | 0 | 0 |  | 0.0483 | 0.0483 | 0.0711 | 0.0717
2014-02-19 | 17時 |  | 13.0043 | 0 | 3.7768 | 0 | [9 empty] | 1.585 | 0 | 0 | 0 | 0 | 0.43003 | 0 | 0 | 0 | 0 | 0 | 0 | 0 | 0 | 0 | 0 | 0 | 0 | 0 | 0 | 0 | 0 | 0.047552 | 0.00013 | 0.00025 | 0.00038 | 0.0005 | 0 | 0 | 0 |  | 0.056 | 0.0561 | 0.0788 | 0.0795
2014-02-19 | 18時 |  | 8.3864 | 0 | 0 | 0 | [9 empty] | 0.77016 | 0 | 0 | 0 | 0 | 0 | 0 | 0 | 0 | 0 | 0 | 0 | 0 | 0 | 0 | 0 | 0 | 0 | 0 | 0 | 0 | 0 | 0.047552 | 0.00013 | 0.00025 | 0.00038 | 0.0005 | 0 | 0 | 0 |  | 0.056 | 0.0561 | 0.0788 | 0.0795
2014-02-19 | 19時 |  | 8.5362 | 0 | 14.091 | 0 | [9 empty] | 0.78424 | 0 | 0 | 0 | 0 | 1.2786 | 0 | 0 | 0 | 0 | 0 | 0 | 0 | 0 | 0 | 0 | 0 | 0 | 0 | 0 | 0 | 0 | 0.047552 | 0.00013 | 0.00025 | 0.00038 | 0.0005 | 0 | 0 | 0 |  | 0.0483 | 0.0483 | 0.0711 | 0.0717
2014-02-19 | 20時 |  | 8.456 | 0 | 6.846 | 0 | [9 empty] | 0.77999 | 0 | 0 | 0 | 0 | 0.63992 | 0 | 0 | 0 | 0 | 0 | 0 | 0 | 0 | 0 | 0 | 0 | 0 | 0 | 0 | 0 | 0 | 0.047552 | 0.00054 | 0.00108 | 0.00163 | 0.00217 | 0.062335 | 0 | 0.0082775 |  | 0.1304 | 0.2048 | 0.3129 | 0.4626
2014-02-19 | 21時 |  | 8.7729 | 0 | 5.8061 | 0 | [9 empty] | 1.0117 | 0 | 0 | 0 | 0 | 0.69182 | 0 | 0 | 0 | 0 | 0 | 0 | 0 | 0 | 0 | 0 | 0 | 0 | 0 | 0 | 0 | 0 | 0.047552 | 0.00033 | 0.00067 | 0.001 | 0.00133 | 0.12467 | 0.026771 | 0.031304 |  | 0.1755 | 0.2411 | 0.3322 | 0.4447
2014-02-19 | 22時 |  | 0 | 0 | 0 | 0 | [9 empty] | 0 | 0 | 0 | 0 | 0 | 0 | 0 | 0 | 0 | 0 | 0 | 0 | 0 | 0 | 0 | 0 | 0 | 0 | 0 | 0 | 0 | 0 | 0.047552 | 0.00352 | 0.00703 | 0.01055 | 0.01406 | 0.12467 | 0.16133 | 0.043827 |  | 0.051 | 0.0511 | 0.0952 | 0.0959
2014-02-19 | 23時 |  | 0 | 0 | 0 | 0 | [9 empty] | 0 | 0 | 0 | 0 | 0 | 0 | 0 | 0 | 0 | 0 | 0 | 0 | 0 | 0 | 0 | 0 | 0 | 0 | 0 | 0 | 0 | 0 | 0.047552 | 0.00628 | 0.01256 | 0.01884 | 0.02512 | 0.062335 | 0.15709 | 0.044922 |  | 0.1877 | 0.2176 | 0.2703 | 0.2709
2014-02-20 | 0時 |  | 0 | 0 | 0 | 0 | [9 empty] | 0 | 0 | 0 | 0 | 0 | 0 | 0 | 0 | 0 | 0 | 0 | 0 | 0 | 0 | 0 | 0 | 0 | 0 | 0 | 0 | 0 | 0 | 0.047552 | 0.00013 | 0.00025 | 0.00038 | 0.0005 | 0 | 0.078899 | 0.011656 |  | 0.1578 | 0.1578 | 0.1806 | 0.1812
2014-02-20 | 1時 |  | 0 | 0 | 0 | 0 | [9 empty] | 0 | 0 | 0 | 0 | 0 | 0 | 0 | 0 | 0 | 0 | 0 | 0 | 0 | 0 | 0 | 0 | 0 | 0 | 0 | 0 | 0 | 0 | 0.047552 | 0.00013 | 0.00025 | 0.00038 | 0.0005 | 0 | 0 | 0 |  | 0.0483 | 0.0483 | 0.0711 | 0.0717
2014-02-20 | 2時 |  | 0 | 0 | 0 | 0 | [9 empty] | 0 | 0 | 0 | 0 | 0 | 0 | 0 | 0 | 0 | 0 | 0 | 0 | 0 | 0 | 0 | 0 | 0 | 0 | 0 | 0 | 0 | 0 | 0.047552 | 0.00013 | 0.00025 | 0.00038 | 0.0005 | 0 | 0 | 0 |  | 0.056 | 0.0561 | 0.0788 | 0.0795
2014-02-20 | 3時 |  | 0 | 0 | 0 | 0 | [9 empty] | 0 | 0 | 0 | 0 | 0 | 0 | 0 | 0 | 0 | 0 | 0 | 0 | 0 | 0 | 0 | 0 | 0 | 0 | 0 | 0 | 0 | 0 | 0.047552 | 0.00013 | 0.00025 | 0.00038 | 0.0005 | 0 | 0 | 0 |  | 0.056 | 0.0561 | 0.0788 | 0.0795
2014-02-20 | 4時 |  | 0 | 0 | 0 | 0 | [9 empty] | 0 | 0 | 0 | 0 | 0 | 0 | 0 | 0 | 0 | 0 | 0 | 0 | 0 | 0 | 0 | 0 | 0 | 0 | 0 | 0 | 0 | 0 | 0.047552 | 0.00013 | 0.00025 | 0.00038 | 0.0005 | 0 | 0 | 0 |  | 0.0483 | 0.0483 | 0.0711 | 0.0717
2014-02-20 | 5時 |  | 19.9885 | 18.4944 | 0 | 0 | [9 empty] | 3.7634 | 0 | 0 | 0 | 0 | 0 | 0 | 0 | 0 | 0 | 0 | 0 | 0 | 0 | 0 | 0 | 0 | 0 | 0 | 0 | 0 | 0 | 0.047552 | 0.00013 | 0.00025 | 0.00038 | 0.0005 | 0 | 0 | 0 |  | 0.056 | 0.0561 | 0.0788 | 0.0795
2014-02-20 | 6時 |  | 14.1268 | 0 | 0 | 0 | [9 empty] | 1.9232 | 0 | 0 | 0 | 0 | 0 | 0 | 0 | 0 | 0 | 0 | 0 | 0 | 0 | 0 | 0 | 0 | 0 | 0 | 0 | 0 | 0 | 0.047552 | 0.00338 | 0.00675 | 0.01013 | 0.01351 | 0 | 0.024649 | 0.011815 |  | 0.1925 | 0.2611 | 0.3525 | 0.3531
2014-02-20 | 7時 |  | 8.8814 | 0 | 0 | 0 | [9 empty] | 1.0888 | 0 | 0 | 0 | 0 | 0 | 0 | 0 | 0 | 0 | 0 | 0 | 0 | 0 | 0 | 0 | 0 | 0 | 0 | 0 | 0 | 0 | 0.047552 | 0.00054 | 0.00108 | 0.00163 | 0.00217 | 0.13859 | 0.053895 | 0.036861 |  | 0.1524 | 0.248 | 0.3662 | 0.3669
2014-02-20 | 8時 |  | 4.6977 | 0 | 0 | 0 | [9 empty] | 0.53604 | 0 | 0 | 0 | 0 | 0 | 0 | 0 | 0 | 0 | 0 | 0 | 0 | 0 | 0 | 0 | 0 | 0 | 0 | 0 | 0 | 0 | 0.047552 | 0.00054 | 0.00108 | 0.00163 | 0.00217 | 0.093503 | 0 | 0.035602 |  | 0.1091 | 0.1448 | 0.2032 | 0.2039
2014-02-20 | 9時 |  | 0 | 0 | 0 | 0 | [9 empty] | 0 | 0 | 0 | 0 | 0 | 0 | 0 | 0 | 0 | 0 | 0 | 0 | 0 | 0 | 0 | 0 | 0 | 0 | 0 | 0 | 0 | 0 | 0.047552 | 0.00013 | 0.00025 | 0.00038 | 0.0005 | 0.17838 | 0.10971 | 0.042749 |  | 0.3011 | 0.3368 | 0.3953 | 0.396
2014-02-20 | 10時 |  | 0 | 0 | 0 | 0 | [9 empty] | 0 | 0 | 0 | 0 | 0 | 0 | 0 | 0 | 0 | 0 | 0 | 0 | 0 | 0 | 0 | 0 | 0 | 0 | 0 | 0 | 0 | 0 | 0.047552 | 0.00033 | 0.00067 | 0.001 | 0.00133 | 0.093503 | 0 | 0.012523 |  | 0.0483 | 0.0483 | 0.0711 | 0.0717
2014-02-20 | 11時 |  | 7.007 | 0 | 0 | 0 | [9 empty] | 0.63431 | 0 | 0 | 0 | 0 | 0 | 0 | 0 | 0 | 0 | 0 | 0 | 0 | 0 | 0 | 0 | 0 | 0 | 0 | 0 | 0 | 0 | 0.047552 | 0.00013 | 0.00025 | 0.00038 | 0.0005 | 0 | 0 | 0.0052775 |  | 0.056 | 0.0561 | 0.0788 | 0.0795
2014-02-20 | 12時 |  | 1.9301 | 0 | 0 | 0 | [9 empty] | 0.26985 | 0 | 0 | 0 | 0 | 0 | 0 | 0 | 0 | 0 | 0 | 0 | 0 | 0 | 0 | 0 | 0 | 0 | 0 | 0 | 0 | 0 | 0.047552 | 0.00338 | 0.00675 | 0.01013 | 0.01351 | 0.05371 | 0 | 0.0052775 |  | 0.1983 | 0.2727 | 0.3698 | 0.3705
2014-02-20 | 13時 |  | 0 | 0 | 0 | 0 | [9 empty] | 0 | 0 | 0 | 0 | 0 | 0 | 0 | 0 | 0 | 0 | 0 | 0 | 0 | 0 | 0 | 0 | 0 | 0 | 0 | 0 | 0 | 0 | 0.047552 | 0.00033 | 0.00067 | 0.001 | 0.00133 | 0.11604 | 0 | 0 |  | 0.0483 | 0.0483 | 0.0711 | 0.0717
2014-02-20 | 14時 |  | 0 | 0 | 0 | 0 | [9 empty] | 0 | 0 | 0 | 0 | 0 | 0 | 0 | 0 | 0 | 0 | 0 | 0 | 0 | 0 | 0 | 0 | 0 | 0 | 0 | 0 | 0 | 0 | 0.047552 | 0.00013 | 0.00025 | 0.00038 | 0.0005 | 0.031168 | 0 | 0.017801 |  | 0.056 | 0.0561 | 0.0788 | 0.0795
2014-02-20 | 15時 |  | 8.5859 | 0 | 0 | 0 | [9 empty] | 0.73392 | 0 | 0 | 0 | 0 | 0 | 0 | 0 | 0 | 0 | 0 | 0 | 0 | 0 | 0 | 0 | 0 | 0 | 0 | 0 | 0 | 0 | 0.047552 | 0.00013 | 0.00025 | 0.00038 | 0.0005 | 0 | 0 | 0 |  | 0.056 | 0.0561 | 0.0788 | 0.0795
2014-02-20 | 16時 |  | 6.4675 | 0 | 0 | 0 | [9 empty] | 0.58929 | 0 | 0 | 0 | 0 | 0 | 0 | 0 | 0 | 0 | 0 | 0 | 0 | 0 | 0 | 0 | 0 | 0 | 0 | 0 | 0 | 0 | 0.047552 | 0.00033 | 0.00067 | 0.001 | 0.00133 | 0.062335 | 0 | 0.0052775 |  | 0.0483 | 0.0483 | 0.0711 | 0.0717
2014-02-20 | 17時 |  | 10.3856 | 0 | 6.5337 | 0 | [9 empty] | 0.87917 | 0 | 0 | 0 | 0 | 0.54283 | 0 | 0 | 0 | 0 | 0 | 0 | 0 | 0 | 0 | 0 | 0 | 0 | 0 | 0 | 0 | 0 | 0.047552 | 0.00033 | 0.00067 | 0.001 | 0.00133 | 0.10536 | 0 | 0.0082775 |  | 0.1304 | 0.2048 | 0.3019 | 0.3026
2014-02-20 | 18時 |  | 11.3875 | 0 | 0 | 0 | [9 empty] | 1.3247 | 0 | 0 | 0 | 0 | 0 | 0 | 0 | 0 | 0 | 0 | 0 | 0 | 0 | 0 | 0 | 0 | 0 | 0 | 0 | 0 | 0 | 0.047552 | 0.00642 | 0.01284 | 0.01926 | 0.02568 | 0.12467 | 0 | 0.0082775 |  | 0.303 | 0.3387 | 0.3972 | 0.5469
2014-02-20 | 19時 |  | 7.0096 | 0 | 7.221 | 0 | [9 empty] | 0.81331 | 0 | 0 | 0 | 0 | 0.8688 | 0 | 0 | 0 | 0 | 0 | 0 | 0 | 0 | 0 | 0 | 0 | 0 | 0 | 0 | 0 | 0 | 0.047552 | 0.00642 | 0.01284 | 0.01926 | 0.02568 | 0.21072 | 0.10708 | 0.0082775 |  | 0.0991 | 0.1348 | 0.1932 | 0.1939
2014-02-20 | 20時 |  | 7.4632 | 0 | 6.294 | 0 | [9 empty] | 0.85625 | 0 | 0 | 0 | 0 | 0.73162 | 0 | 0 | 0 | 0 | 0 | 0 | 0 | 0 | 0 | 0 | 0 | 0 | 0 | 0 | 0 | 0 | 0.047552 | 0.00033 | 0.00067 | 0.001 | 0.00133 | 0.14927 | 0.027125 | 0 |  | 0.0917 | 0.1275 | 0.2102 | 0.2109
2014-02-20 | 21時 |  | 7.8543 | 0 | 7.6235 | 0 | [9 empty] | 0.89727 | 0 | 0 | 0 | 0 | 0.87189 | 0 | 0 | 0 | 0 | 0 | 0 | 0 | 0 | 0 | 0 | 0 | 0 | 0 | 0 | 0 | 0 | 0.047552 | 0.00033 | 0.00067 | 0.001 | 0.00133 | 0.14618 | 0.10814 | 0.031304 |  | 0.1216 | 0.1873 | 0.2837 | 0.2844
2014-02-20 | 22時 |  | 8.1634 | 0 | 2.9647 | 0 | [9 empty] | 0.92926 | 0 | 0 | 0 | 0 | 0.34453 | 0 | 0 | 0 | 0 | 0 | 0 | 0 | 0 | 0 | 0 | 0 | 0 | 0 | 0 | 0 | 0 | 0.047552 | 0.00628 | 0.01256 | 0.01884 | 0.02512 | 0.12467 | 0.16133 | 0.043827 |  | 0.1738 | 0.1917 | 0.262 | 0.2626
2014-02-20 | 23時 |  | 0 | 0 | 0 | 0 | [9 empty] | 0 | 0 | 0 | 0 | 0 | 0 | 0 | 0 | 0 | 0 | 0 | 0 | 0 | 0 | 0 | 0 | 0 | 0 | 0 | 0 | 0 | 0 | 0.047552 | 0.0067 | 0.01339 | 0.02009 | 0.02679 | 0.12467 | 0.18881 | 0.031848 |  | 0.1877 | 0.2176 | 0.2756 | 0.2763
2014-02-21 | 0時 |  | 0 | 0 | 0 | 0 | [9 empty] | 0 | 0 | 0 | 0 | 0 | 0 | 0 | 0 | 0 | 0 | 0 | 0 | 0 | 0 | 0 | 0 | 0 | 0 | 0 | 0 | 0 | 0 | 0.047552 | 0.00013 | 0.00025 | 0.00038 | 0.0005 | 0 | 0.078899 | 0.011656 |  | 0.1578 | 0.1578 | 0.1806 | 0.1812
2014-02-21 | 1時 |  | 0 | 0 | 0 | 0 | [9 empty] | 0 | 0 | 0 | 0 | 0 | 0 | 0 | 0 | 0 | 0 | 0 | 0 | 0 | 0 | 0 | 0 | 0 | 0 | 0 | 0 | 0 | 0 | 0.047552 | 0.00013 | 0.00025 | 0.00038 | 0.0005 | 0 | 0 | 0 |  | 0.0483 | 0.0483 | 0.0711 | 0.0717
2014-02-21 | 2時 |  | 0 | 0 | 0 | 0 | [9 empty] | 0 | 0 | 0 | 0 | 0 | 0 | 0 | 0 | 0 | 0 | 0 | 0 | 0 | 0 | 0 | 0 | 0 | 0 | 0 | 0 | 0 | 0 | 0.047552 | 0.00013 | 0.00025 | 0.00038 | 0.0005 | 0 | 0 | 0 |  | 0.056 | 0.0561 | 0.0788 | 0.0795
2014-02-21 | 3時 |  | 0 | 0 | 0 | 0 | [9 empty] | 0 | 0 | 0 | 0 | 0 | 0 | 0 | 0 | 0 | 0 | 0 | 0 | 0 | 0 | 0 | 0 | 0 | 0 | 0 | 0 | 0 | 0 | 0.047552 | 0.00013 | 0.00025 | 0.00038 | 0.0005 | 0 | 0 | 0 |  | 0.056 | 0.0561 | 0.0788 | 0.0795
2014-02-21 | 4時 |  | 0 | 0 | 0 | 0 | [9 empty] | 0 | 0 | 0 | 0 | 0 | 0 | 0 | 0 | 0 | 0 | 0 | 0 | 0 | 0 | 0 | 0 | 0 | 0 | 0 | 0 | 0 | 0 | 0.047552 | 0.00013 | 0.00025 | 0.00038 | 0.0005 | 0 | 0 | 0 |  | 0.0483 | 0.0483 | 0.0711 | 0.0717
2014-02-21 | 5時 |  | 20.4065 | 10.4954 | 0 | 0 | [9 empty] | 3.5837 | 0 | 0 | 0 | 0 | 0 | 0 | 0 | 0 | 0 | 0 | 0 | 0 | 0 | 0 | 0 | 0 | 0 | 0 | 0 | 0 | 0 | 0.047552 | 0.00013 | 0.00025 | 0.00038 | 0.0005 | 0 | 0 | 0 |  | 0.056 | 0.0561 | 0.0788 | 0.0795
2014-02-21 | 6時 |  | 11.8273 | 0 | 0 | 0 | [9 empty] | 1.3896 | 0 | 0 | 0 | 0 | 0 | 0 | 0 | 0 | 0 | 0 | 0 | 0 | 0 | 0 | 0 | 0 | 0 | 0 | 0 | 0 | 0 | 0.047552 | 0.00338 | 0.00675 | 0.01013 | 0.01351 | 0 | 0.024649 | 0.011815 |  | 0.1925 | 0.2611 | 0.3525 | 0.3531
2014-02-21 | 7時 |  | 7.0312 | 0 | 0 | 0 | [9 empty] | 0.817 | 0 | 0 | 0 | 0 | 0 | 0 | 0 | 0 | 0 | 0 | 0 | 0 | 0 | 0 | 0 | 0 | 0 | 0 | 0 | 0 | 0 | 0.047552 | 0.00054 | 0.00108 | 0.00163 | 0.00217 | 0.13859 | 0.053895 | 0.036861 |  | 0.1524 | 0.248 | 0.3662 | 0.3669
2014-02-21 | 8時 |  | 2.054 | 0 | 0 | 0 | [9 empty] | 0.33041 | 0 | 0 | 0 | 0 | 0 | 0 | 0 | 0 | 0 | 0 | 0 | 0 | 0 | 0 | 0 | 0 | 0 | 0 | 0 | 0 | 0 | 0.047552 | 0.00054 | 0.00108 | 0.00163 | 0.00217 | 0.093503 | 0 | 0.035602 |  | 0.1091 | 0.1448 | 0.2032 | 0.2039
2014-02-21 | 9時 |  | 0 | 0 | 0 | 0 | [9 empty] | 0 | 0 | 0 | 0 | 0 | 0 | 0 | 0 | 0 | 0 | 0 | 0 | 0 | 0 | 0 | 0 | 0 | 0 | 0 | 0 | 0 | 0 | 0.047552 | 0.00013 | 0.00025 | 0.00038 | 0.0005 | 0.17838 | 0.10971 | 0.042749 |  | 0.3011 | 0.3368 | 0.3953 | 0.396
2014-02-21 | 10時 |  | 0 | 0 | 0 | 0 | [9 empty] | 0 | 0 | 0 | 0 | 0 | 0 | 0 | 0 | 0 | 0 | 0 | 0 | 0 | 0 | 0 | 0 | 0 | 0 | 0 | 0 | 0 | 0 | 0.047552 | 0.00033 | 0.00067 | 0.001 | 0.00133 | 0.093503 | 0 | 0.012523 |  | 0.0483 | 0.0483 | 0.0711 | 0.0717
2014-02-21 | 11時 |  | 10.2143 | 0 | 0 | 0 | [9 empty] | 0.83749 | 0 | 0 | 0 | 0 | 0 | 0 | 0 | 0 | 0 | 0 | 0 | 0 | 0 | 0 | 0 | 0 | 0 | 0 | 0 | 0 | 0 | 0.047552 | 0.00013 | 0.00025 | 0.00038 | 0.0005 | 0 | 0 | 0.0052775 |  | 0.056 | 0.0561 | 0.0788 | 0.0795
2014-02-21 | 12時 |  | 4.8467 | 0 | 0 | 0 | [9 empty] | 0.57285 | 0 | 0 | 0 | 0 | 0 | 0 | 0 | 0 | 0 | 0 | 0 | 0 | 0 | 0 | 0 | 0 | 0 | 0 | 0 | 0 | 0 | 0.047552 | 0.00338 | 0.00675 | 0.01013 | 0.01351 | 0.05371 | 0 | 0.0052775 |  | 0.1983 | 0.2727 | 0.3698 | 0.3705
2014-02-21 | 13時 |  | 0 | 0 | 0 | 0 | [9 empty] | 0 | 0 | 0 | 0 | 0 | 0 | 0 | 0 | 0 | 0 | 0 | 0 | 0 | 0 | 0 | 0 | 0 | 0 | 0 | 0 | 0 | 0 | 0.047552 | 0.00033 | 0.00067 | 0.001 | 0.00133 | 0.11604 | 0 | 0 |  | 0.0483 | 0.0483 | 0.0711 | 0.0717
2014-02-21 | 14時 |  | 0 | 0 | 0 | 0 | [9 empty] | 0 | 0 | 0 | 0 | 0 | 0 | 0 | 0 | 0 | 0 | 0 | 0 | 0 | 0 | 0 | 0 | 0 | 0 | 0 | 0 | 0 | 0 | 0.047552 | 0.00013 | 0.00025 | 0.00038 | 0.0005 | 0.031168 | 0 | 0.017801 |  | 0.056 | 0.0561 | 0.0788 | 0.0795
2014-02-21 | 15時 |  | 8.3599 | 0 | 0 | 0 | [9 empty] | 0.68435 | 0 | 0 | 0 | 0 | 0 | 0 | 0 | 0 | 0 | 0 | 0 | 0 | 0 | 0 | 0 | 0 | 0 | 0 | 0 | 0 | 0 | 0.047552 | 0.00013 | 0.00025 | 0.00038 | 0.0005 | 0 | 0 | 0 |  | 0.056 | 0.0561 | 0.0788 | 0.0795
2014-02-21 | 16時 |  | 6.0929 | 0 | 0 | 0 | [9 empty] | 0.53953 | 0 | 0 | 0 | 0 | 0 | 0 | 0 | 0 | 0 | 0 | 0 | 0 | 0 | 0 | 0 | 0 | 0 | 0 | 0 | 0 | 0 | 0.047552 | 0.00033 | 0.00067 | 0.001 | 0.00133 | 0.062335 | 0 | 0.0052775 |  | 0.0483 | 0.0483 | 0.0711 | 0.0717
2014-02-21 | 17時 |  | 10.169 | 0 | 6.6955 | 0 | [9 empty] | 1.1246 | 0 | 0 | 0 | 0 | 0.74762 | 0 | 0 | 0 | 0 | 0 | 0 | 0 | 0 | 0 | 0 | 0 | 0 | 0 | 0 | 0 | 0 | 0.047552 | 0.00033 | 0.00067 | 0.001 | 0.00133 | 0.10536 | 0 | 0.0082775 |  | 0.1304 | 0.2048 | 0.3019 | 0.3026
2014-02-21 | 18時 |  | 10.4583 | 0 | 0 | 0 | [9 empty] | 1.1647 | 0 | 0 | 0 | 0 | 0 | 0 | 0 | 0 | 0 | 0 | 0 | 0 | 0 | 0 | 0 | 0 | 0 | 0 | 0 | 0 | 0 | 0.047552 | 0.00642 | 0.01284 | 0.01926 | 0.02568 | 0.12467 | 0 | 0.0082775 |  | 0.303 | 0.3387 | 0.3972 | 0.5469
2014-02-21 | 19時 |  | 6.5158 | 0 | 7.0065 | 0 | [9 empty] | 0.74231 | 0 | 0 | 0 | 0 | 0.80654 | 0 | 0 | 0 | 0 | 0 | 0 | 0 | 0 | 0 | 0 | 0 | 0 | 0 | 0 | 0 | 0 | 0.047552 | 0.00642 | 0.01284 | 0.01926 | 0.02568 | 0.21072 | 0.10708 | 0.0082775 |  | 0.0991 | 0.1348 | 0.1932 | 0.1939
2014-02-21 | 20時 |  | 6.9588 | 0 | 5.9667 | 0 | [9 empty] | 0.78305 | 0 | 0 | 0 | 0 | 0.6634 | 0 | 0 | 0 | 0 | 0 | 0 | 0 | 0 | 0 | 0 | 0 | 0 | 0 | 0 | 0 | 0 | 0.047552 | 0.00033 | 0.00067 | 0.001 | 0.00133 | 0.14927 | 0.027125 | 0 |  | 0.0917 | 0.1275 | 0.2102 | 0.2109
2014-02-21 | 21時 |  | 7.2958 | 0 | 7.098 | 0 | [9 empty] | 0.81441 | 0 | 0 | 0 | 0 | 0.78764 | 0 | 0 | 0 | 0 | 0 | 0 | 0 | 0 | 0 | 0 | 0 | 0 | 0 | 0 | 0 | 0 | 0.047552 | 0.00033 | 0.00067 | 0.001 | 0.00133 | 0.14618 | 0.10814 | 0.031304 |  | 0.1216 | 0.1873 | 0.2837 | 0.2844
2014-02-21 | 22時 |  | 7.541 | 0 | 2.7214 | 0 | [9 empty] | 0.83569 | 0 | 0 | 0 | 0 | 0.31113 | 0 | 0 | 0 | 0 | 0 | 0 | 0 | 0 | 0 | 0 | 0 | 0 | 0 | 0 | 0 | 0 | 0.047552 | 0.00628 | 0.01256 | 0.01884 | 0.02512 | 0.12467 | 0.16133 | 0.043827 |  | 0.1738 | 0.1917 | 0.262 | 0.2626
2014-02-21 | 23時 |  | 0 | 0 | 0 | 0 | [9 empty] | 0 | 0 | 0 | 0 | 0 | 0 | 0 | 0 | 0 | 0 | 0 | 0 | 0 | 0 | 0 | 0 | 0 | 0 | 0 | 0 | 0 | 0 | 0.047552 | 0.0067 | 0.01339 | 0.02009 | 0.02679 | 0.12467 | 0.18881 | 0.031848 |  | 0.1877 | 0.2176 | 0.2756 | 0.2763
2014-02-22 | 0時 |  | 0 | 0 | 0 | 0 | [9 empty] | 0 | 0 | 0 | 0 | 0 | 0 | 0 | 0 | 0 | 0 | 0 | 0 | 0 | 0 | 0 | 0 | 0 | 0 | 0 | 0 | 0 | 0 | 0.047552 | 0.00013 | 0.00025 | 0.00038 | 0.0005 | 0 | 0.078899 | 0.011656 |  | 0.1578 | 0.1578 | 0.1806 | 0.1812
2014-02-22 | 1時 |  | 0 | 0 | 0 | 0 | [9 empty] | 0 | 0 | 0 | 0 | 0 | 0 | 0 | 0 | 0 | 0 | 0 | 0 | 0 | 0 | 0 | 0 | 0 | 0 | 0 | 0 | 0 | 0 | 0.047552 | 0.00013 | 0.00025 | 0.00038 | 0.0005 | 0 | 0 | 0 |  | 0.0483 | 0.0483 | 0.0711 | 0.0717
2014-02-22 | 2時 |  | 0 | 0 | 0 | 0 | [9 empty] | 0 | 0 | 0 | 0 | 0 | 0 | 0 | 0 | 0 | 0 | 0 | 0 | 0 | 0 | 0 | 0 | 0 | 0 | 0 | 0 | 0 | 0 | 0.047552 | 0.00013 | 0.00025 | 0.00038 | 0.0005 | 0 | 0 | 0 |  | 0.056 | 0.0561 | 0.0788 | 0.0795
2014-02-22 | 3時 |  | 0 | 0 | 0 | 0 | [9 empty] | 0 | 0 | 0 | 0 | 0 | 0 | 0 | 0 | 0 | 0 | 0 | 0 | 0 | 0 | 0 | 0 | 0 | 0 | 0 | 0 | 0 | 0 | 0.047552 | 0.00013 | 0.00025 | 0.00038 | 0.0005 | 0 | 0 | 0 |  | 0.056 | 0.0561 | 0.0788 | 0.0795
2014-02-22 | 4時 |  | 0 | 0 | 0 | 0 | [9 empty] | 0 | 0 | 0 | 0 | 0 | 0 | 0 | 0 | 0 | 0 | 0 | 0 | 0 | 0 | 0 | 0 | 0 | 0 | 0 | 0 | 0 | 0 | 0.047552 | 0.00013 | 0.00025 | 0.00038 | 0.0005 | 0 | 0 | 0 |  | 0.0483 | 0.0483 | 0.0711 | 0.0717
2014-02-22 | 5時 |  | 20.459 | 8.9478 | 0 | 0 | [9 empty] | 3.5823 | 0 | 0 | 0 | 0 | 0 | 0 | 0 | 0 | 0 | 0 | 0 | 0 | 0 | 0 | 0 | 0 | 0 | 0 | 0 | 0 | 0 | 0.047552 | 0.00013 | 0.00025 | 0.00038 | 0.0005 | 0 | 0 | 0 |  | 0.056 | 0.0561 | 0.0788 | 0.0795
2014-02-22 | 6時 |  | 10.7795 | 0 | 0 | 0 | [9 empty] | 1.2401 | 0 | 0 | 0 | 0 | 0 | 0 | 0 | 0 | 0 | 0 | 0 | 0 | 0 | 0 | 0 | 0 | 0 | 0 | 0 | 0 | 0 | 0.047552 | 0.00338 | 0.00675 | 0.01013 | 0.01351 | 0 | 0.024649 | 0.011815 |  | 0.1925 | 0.2611 | 0.3525 | 0.3531
2014-02-22 | 7時 |  | 9.2415 | 0 | 0 | 0 | [9 empty] | 1.0413 | 0 | 0 | 0 | 0 | 0 | 0 | 0 | 0 | 0 | 0 | 0 | 0 | 0 | 0 | 0 | 0 | 0 | 0 | 0 | 0 | 0 | 0.047552 | 0.00054 | 0.00108 | 0.00163 | 0.00217 | 0.13859 | 0.053895 | 0.036861 |  | 0.1524 | 0.248 | 0.3662 | 0.3669
2014-02-22 | 8時 |  | 6.6875 | 0 | 0 | 0 | [9 empty] | 0.61677 | 0 | 0 | 0 | 0 | 0 | 0 | 0 | 0 | 0 | 0 | 0 | 0 | 0 | 0 | 0 | 0 | 0 | 0 | 0 | 0 | 0 | 0.047552 | 0.00054 | 0.00108 | 0.00163 | 0.00217 | 0.093503 | 0 | 0.035602 |  | 0.1091 | 0.1448 | 0.2032 | 0.2039
2014-02-22 | 9時 |  | 0 | 0 | 0 | 0 | [9 empty] | 0 | 0 | 0 | 0 | 0 | 0 | 0 | 0 | 0 | 0 | 0 | 0 | 0 | 0 | 0 | 0 | 0 | 0 | 0 | 0 | 0 | 0 | 0.047552 | 0.00013 | 0.00025 | 0.00038 | 0.0005 | 0.17838 | 0.10971 | 0.042749 |  | 0.3011 | 0.3368 | 0.3953 | 0.396
2014-02-22 | 10時 |  | 0 | 0 | 0 | 0 | [9 empty] | 0 | 0 | 0 | 0 | 0 | 0 | 0 | 0 | 0 | 0 | 0 | 0 | 0 | 0 | 0 | 0 | 0 | 0 | 0 | 0 | 0 | 0 | 0.047552 | 0.00033 | 0.00067 | 0.001 | 0.00133 | 0.093503 | 0 | 0.012523 |  | 0.0483 | 0.0483 | 0.0711 | 0.0717
2014-02-22 | 11時 |  | 8.3929 | 0 | 0 | 0 | [9 empty] | 0.71198 | 0 | 0 | 0 | 0 | 0 | 0 | 0 | 0 | 0 | 0 | 0 | 0 | 0 | 0 | 0 | 0 | 0 | 0 | 0 | 0 | 0 | 0.047552 | 0.00013 | 0.00025 | 0.00038 | 0.0005 | 0 | 0 | 0.0052775 |  | 0.056 | 0.0561 | 0.0788 | 0.0795
2014-02-22 | 12時 |  | 6.0796 | 0 | 0 | 0 | [9 empty] | 0.70312 | 0 | 0 | 0 | 0 | 0 | 0 | 0 | 0 | 0 | 0 | 0 | 0 | 0 | 0 | 0 | 0 | 0 | 0 | 0 | 0 | 0 | 0.047552 | 0.00338 | 0.00675 | 0.01013 | 0.01351 | 0.05371 | 0 | 0.0052775 |  | 0.1983 | 0.2727 | 0.3698 | 0.3705
2014-02-22 | 13時 |  | 0 | 0 | 0 | 0 | [9 empty] | 0 | 0 | 0 | 0 | 0 | 0 | 0 | 0 | 0 | 0 | 0 | 0 | 0 | 0 | 0 | 0 | 0 | 0 | 0 | 0 | 0 | 0 | 0.047552 | 0.00033 | 0.00067 | 0.001 | 0.00133 | 0.11604 | 0 | 0 |  | 0.0483 | 0.0483 | 0.0711 | 0.0717
2014-02-22 | 14時 |  | 0 | 0 | 0 | 0 | [9 empty] | 0 | 0 | 0 | 0 | 0 | 0 | 0 | 0 | 0 | 0 | 0 | 0 | 0 | 0 | 0 | 0 | 0 | 0 | 0 | 0 | 0 | 0 | 0.047552 | 0.00013 | 0.00025 | 0.00038 | 0.0005 | 0.031168 | 0 | 0.017801 |  | 0.056 | 0.0561 | 0.0788 | 0.0795
2014-02-22 | 15時 |  | 15.1516 | 0 | 0 | 0 | [9 empty] | 1.9656 | 0 | 0 | 0 | 0 | 0 | 0 | 0 | 0 | 0 | 0 | 0 | 0 | 0 | 0 | 0 | 0 | 0 | 0 | 0 | 0 | 0 | 0.047552 | 0.00013 | 0.00025 | 0.00038 | 0.0005 | 0 | 0 | 0 |  | 0.056 | 0.0561 | 0.0788 | 0.0795
2014-02-22 | 16時 |  | 8.8087 | 0 | 0 | 0 | [9 empty] | 0.98174 | 0 | 0 | 0 | 0 | 0 | 0 | 0 | 0 | 0 | 0 | 0 | 0 | 0 | 0 | 0 | 0 | 0 | 0 | 0 | 0 | 0 | 0.047552 | 0.00033 | 0.00067 | 0.001 | 0.00133 | 0.062335 | 0 | 0.0052775 |  | 0.0483 | 0.0483 | 0.0711 | 0.0717
2014-02-22 | 17時 |  | 12.177 | 0 | 9.2585 | 0.093168 | [9 empty] | 1.425 | 0 | 0 | 0 | 0 | 1.2199 | 0 | 0 | 0 | 0 | 0 | 0 | 0 | 0 | 0 | 0 | 0 | 0 | 0 | 0 | 0 | 0 | 0.047552 | 0.00033 | 0.00067 | 0.001 | 0.00133 | 0.10536 | 0 | 0.0082775 |  | 0.1304 | 0.2048 | 0.3019 | 0.3026
2014-02-22 | 18時 |  | 12.1594 | 0 | 0 | 0 | [9 empty] | 1.4269 | 0 | 0 | 0 | 0 | 0 | 0 | 0 | 0 | 0 | 0 | 0 | 0 | 0 | 0 | 0 | 0 | 0 | 0 | 0 | 0 | 0 | 0.047552 | 0.00642 | 0.01284 | 0.01926 | 0.02568 | 0.12467 | 0 | 0.0082775 |  | 0.303 | 0.3387 | 0.3972 | 0.5469
2014-02-22 | 19時 |  | 7.6835 | 0 | 9.0227 | 0 | [9 empty] | 0.6991 | 0 | 0 | 0 | 0 | 0.81344 | 0 | 0 | 0 | 0 | 0 | 0 | 0 | 0 | 0 | 0 | 0 | 0 | 0 | 0 | 0 | 0 | 0.047552 | 0.00642 | 0.01284 | 0.01926 | 0.02568 | 0.21072 | 0.10708 | 0.0082775 |  | 0.0991 | 0.1348 | 0.1932 | 0.1939
2014-02-22 | 20時 |  | 8.1252 | 0 | 7.0262 | 0 | [9 empty] | 0.92839 | 0 | 0 | 0 | 0 | 0.84281 | 0 | 0 | 0 | 0 | 0 | 0 | 0 | 0 | 0 | 0 | 0 | 0 | 0 | 0 | 0 | 0 | 0.047552 | 0.00033 | 0.00067 | 0.001 | 0.00133 | 0.14927 | 0.027125 | 0 |  | 0.0917 | 0.1275 | 0.2102 | 0.2109
2014-02-22 | 21時 |  | 8.3947 | 0 | 8.4338 | 0 | [9 empty] | 0.9568 | 0 | 0 | 0 | 0 | 0.96816 | 0 | 0 | 0 | 0 | 0 | 0 | 0 | 0 | 0 | 0 | 0 | 0 | 0 | 0 | 0 | 0 | 0.047552 | 0.00033 | 0.00067 | 0.001 | 0.00133 | 0.14618 | 0.10814 | 0.031304 |  | 0.1216 | 0.1873 | 0.2837 | 0.2844
2014-02-22 | 22時 |  | 8.6541 | 0 | 3.2297 | 0 | [9 empty] | 0.98784 | 0 | 0 | 0 | 0 | 0.373 | 0 | 0 | 0 | 0 | 0 | 0 | 0 | 0 | 0 | 0 | 0 | 0 | 0 | 0 | 0 | 0 | 0.047552 | 0.00628 | 0.01256 | 0.01884 | 0.02512 | 0.12467 | 0.16133 | 0.043827 |  | 0.1738 | 0.1917 | 0.262 | 0.2626
2014-02-22 | 23時 |  | 0 | 0 | 0 | 0 | [9 empty] | 0 | 0 | 0 | 0 | 0 | 0 | 0 | 0 | 0 | 0 | 0 | 0 | 0 | 0 | 0 | 0 | 0 | 0 | 0 | 0 | 0 | 0 | 0.047552 | 0.0067 | 0.01339 | 0.02009 | 0.02679 | 0.12467 | 0.18881 | 0.031848 |  | 0.1877 | 0.2176 | 0.2756 | 0.2763
2014-02-23 | 0時 |  | 0 | 0 | 0 | 0 | [9 empty] | 0 | 0 | 0 | 0 | 0 | 0 | 0 | 0 | 0 | 0 | 0 | 0 | 0 | 0 | 0 | 0 | 0 | 0 | 0 | 0 | 0 | 0 | 0.047552 | 0.00013 | 0.00025 | 0.00038 | 0.0005 | 0 | 0.078899 | 0.011656 |  | 0.1578 | 0.1578 | 0.1806 | 0.1812
2014-02-23 | 1時 |  | 0 | 0 | 0 | 0 | [9 empty] | 0 | 0 | 0 | 0 | 0 | 0 | 0 | 0 | 0 | 0 | 0 | 0 | 0 | 0 | 0 | 0 | 0 | 0 | 0 | 0 | 0 | 0 | 0.047552 | 0.00013 | 0.00025 | 0.00038 | 0.0005 | 0 | 0 | 0 |  | 0.0483 | 0.0483 | 0.0711 | 0.0717
2014-02-23 | 2時 |  | 0 | 0 | 0 | 0 | [9 empty] | 0 | 0 | 0 | 0 | 0 | 0 | 0 | 0 | 0 | 0 | 0 | 0 | 0 | 0 | 0 | 0 | 0 | 0 | 0 | 0 | 0 | 0 | 0.047552 | 0.00013 | 0.00025 | 0.00038 | 0.0005 | 0 | 0 | 0 |  | 0.056 | 0.0561 | 0.0788 | 0.0795
2014-02-23 | 3時 |  | 0 | 0 | 0 | 0 | [9 empty] | 0 | 0 | 0 | 0 | 0 | 0 | 0 | 0 | 0 | 0 | 0 | 0 | 0 | 0 | 0 | 0 | 0 | 0 | 0 | 0 | 0 | 0 | 0.047552 | 0.00013 | 0.00025 | 0.00038 | 0.0005 | 0 | 0 | 0 |  | 0.056 | 0.0561 | 0.0788 | 0.0795
2014-02-23 | 4時 |  | 0 | 0 | 0 | 0 | [9 empty] | 0 | 0 | 0 | 0 | 0 | 0 | 0 | 0 | 0 | 0 | 0 | 0 | 0 | 0 | 0 | 0 | 0 | 0 | 0 | 0 | 0 | 0 | 0.047552 | 0.00013 | 0.00025 | 0.00038 | 0.0005 | 0 | 0 | 0 |  | 0.0483 | 0.0483 | 0.0711 | 0.0717
2014-02-23 | 5時 |  | 20.2676 | 11.6786 | 0 | 0 | [9 empty] | 3.5934 | 0 | 0 | 0 | 0 | 0 | 0 | 0 | 0 | 0 | 0 | 0 | 0 | 0 | 0 | 0 | 0 | 0 | 0 | 0 | 0 | 0 | 0.047552 | 0.00013 | 0.00025 | 0.00038 | 0.0005 | 0 | 0 | 0 |  | 0.056 | 0.0561 | 0.0788 | 0.0795
2014-02-23 | 6時 |  | 12.0342 | 0 | 0 | 0 | [9 empty] | 1.4536 | 0 | 0 | 0 | 0 | 0 | 0 | 0 | 0 | 0 | 0 | 0 | 0 | 0 | 0 | 0 | 0 | 0 | 0 | 0 | 0 | 0 | 0.047552 | 0.00338 | 0.00675 | 0.01013 | 0.01351 | 0 | 0.024649 | 0.011815 |  | 0.1925 | 0.2611 | 0.3525 | 0.3531
2014-02-23 | 7時 |  | 7.8323 | 0 | 0 | 0 | [9 empty] | 0.7081 | 0 | 0 | 0 | 0 | 0 | 0 | 0 | 0 | 0 | 0 | 0 | 0 | 0 | 0 | 0 | 0 | 0 | 0 | 0 | 0 | 0 | 0.047552 | 0.00054 | 0.00108 | 0.00163 | 0.00217 | 0.13859 | 0.053895 | 0.036861 |  | 0.1524 | 0.248 | 0.3662 | 0.3669
2014-02-23 | 8時 |  | 5.4766 | 0 | 0 | 0 | [9 empty] | 0.52745 | 0 | 0 | 0 | 0 | 0 | 0 | 0 | 0 | 0 | 0 | 0 | 0 | 0 | 0 | 0 | 0 | 0 | 0 | 0 | 0 | 0 | 0.047552 | 0.00054 | 0.00108 | 0.00163 | 0.00217 | 0.093503 | 0 | 0.035602 |  | 0.1091 | 0.1448 | 0.2032 | 0.2039
2014-02-23 | 9時 |  | 0 | 0 | 0 | 0 | [9 empty] | 0 | 0 | 0 | 0 | 0 | 0 | 0 | 0 | 0 | 0 | 0 | 0 | 0 | 0 | 0 | 0 | 0 | 0 | 0 | 0 | 0 | 0 | 0.047552 | 0.00013 | 0.00025 | 0.00038 | 0.0005 | 0.17838 | 0.10971 | 0.042749 |  | 0.3011 | 0.3368 | 0.3953 | 0.396
2014-02-23 | 10時 |  | 0 | 0 | 0 | 0 | [9 empty] | 0 | 0 | 0 | 0 | 0 | 0 | 0 | 0 | 0 | 0 | 0 | 0 | 0 | 0 | 0 | 0 | 0 | 0 | 0 | 0 | 0 | 0 | 0.047552 | 0.00033 | 0.00067 | 0.001 | 0.00133 | 0.093503 | 0 | 0.012523 |  | 0.0483 | 0.0483 | 0.0711 | 0.0717
2014-02-23 | 11時 |  | 12.5972 | 0 | 0 | 0 | [9 empty] | 1.0636 | 0 | 0 | 0 | 0 | 0 | 0 | 0 | 0 | 0 | 0 | 0 | 0 | 0 | 0 | 0 | 0 | 0 | 0 | 0 | 0 | 0 | 0.047552 | 0.00013 | 0.00025 | 0.00038 | 0.0005 | 0 | 0 | 0.0052775 |  | 0.056 | 0.0561 | 0.0788 | 0.0795
2014-02-23 | 12時 |  | 6.7378 | 0 | 0 | 0 | [9 empty] | 0.63729 | 0 | 0 | 0 | 0 | 0 | 0 | 0 | 0 | 0 | 0 | 0 | 0 | 0 | 0 | 0 | 0 | 0 | 0 | 0 | 0 | 0 | 0.047552 | 0.00338 | 0.00675 | 0.01013 | 0.01351 | 0.05371 | 0 | 0.0052775 |  | 0.1983 | 0.2727 | 0.3698 | 0.3705
2014-02-23 | 13時 |  | 0 | 0 | 0 | 0 | [9 empty] | 0 | 0 | 0 | 0 | 0 | 0 | 0 | 0 | 0 | 0 | 0 | 0 | 0 | 0 | 0 | 0 | 0 | 0 | 0 | 0 | 0 | 0 | 0.047552 | 0.00033 | 0.00067 | 0.001 | 0.00133 | 0.11604 | 0 | 0 |  | 0.0483 | 0.0483 | 0.0711 | 0.0717
2014-02-23 | 14時 |  | 0 | 0 | 0 | 0 | [9 empty] | 0 | 0 | 0 | 0 | 0 | 0 | 0 | 0 | 0 | 0 | 0 | 0 | 0 | 0 | 0 | 0 | 0 | 0 | 0 | 0 | 0 | 0 | 0.047552 | 0.00013 | 0.00025 | 0.00038 | 0.0005 | 0.031168 | 0 | 0.017801 |  | 0.056 | 0.0561 | 0.0788 | 0.0795
2014-02-23 | 15時 |  | 11.7976 | 0 | 0 | 0 | [9 empty] | 1.031 | 0 | 0 | 0 | 0 | 0 | 0 | 0 | 0 | 0 | 0 | 0 | 0 | 0 | 0 | 0 | 0 | 0 | 0 | 0 | 0 | 0 | 0.047552 | 0.00013 | 0.00025 | 0.00038 | 0.0005 | 0 | 0 | 0 |  | 0.056 | 0.0561 | 0.0788 | 0.0795
2014-02-23 | 16時 |  | 8.0419 | 0 | 0 | 0 | [9 empty] | 0.74847 | 0 | 0 | 0 | 0 | 0 | 0 | 0 | 0 | 0 | 0 | 0 | 0 | 0 | 0 | 0 | 0 | 0 | 0 | 0 | 0 | 0 | 0.047552 | 0.00033 | 0.00067 | 0.001 | 0.00133 | 0.062335 | 0 | 0.0052775 |  | 0.0483 | 0.0483 | 0.0711 | 0.0717
2014-02-23 | 17時 |  | 12.7865 | 0 | 8.7214 | 0 | [9 empty] | 1.1477 | 0 | 0 | 0 | 0 | 0.8287 | 0 | 0 | 0 | 0 | 0 | 0 | 0 | 0 | 0 | 0 | 0 | 0 | 0 | 0 | 0 | 0 | 0.047552 | 0.00033 | 0.00067 | 0.001 | 0.00133 | 0.10536 | 0 | 0.0082775 |  | 0.1304 | 0.2048 | 0.3019 | 0.3026
2014-02-23 | 18時 |  | 13.1056 | 0 | 0 | 0 | [9 empty] | 1.181 | 0 | 0 | 0 | 0 | 0 | 0 | 0 | 0 | 0 | 0 | 0 | 0 | 0 | 0 | 0 | 0 | 0 | 0 | 0 | 0 | 0 | 0.047552 | 0.00642 | 0.01284 | 0.01926 | 0.02568 | 0.12467 | 0 | 0.0082775 |  | 0.303 | 0.3387 | 0.3972 | 0.5469
2014-02-23 | 19時 |  | 8.3755 | 0 | 8.9413 | 0 | [9 empty] | 0.80124 | 0 | 0 | 0 | 0 | 0.86854 | 0 | 0 | 0 | 0 | 0 | 0 | 0 | 0 | 0 | 0 | 0 | 0 | 0 | 0 | 0 | 0 | 0.047552 | 0.00642 | 0.01284 | 0.01926 | 0.02568 | 0.21072 | 0.10708 | 0.0082775 |  | 0.0991 | 0.1348 | 0.1932 | 0.1939
2014-02-23 | 20時 |  | 8.8709 | 0 | 7.4997 | 0 | [9 empty] | 0.84387 | 0 | 0 | 0 | 0 | 0.71113 | 0 | 0 | 0 | 0 | 0 | 0 | 0 | 0 | 0 | 0 | 0 | 0 | 0 | 0 | 0 | 0 | 0.047552 | 0.00033 | 0.00067 | 0.001 | 0.00133 | 0.14927 | 0.027125 | 0 |  | 0.0917 | 0.1275 | 0.2102 | 0.2109
2014-02-23 | 21時 |  | 9.2538 | 0 | 9.1866 | 0 | [9 empty] | 0.87387 | 0 | 0 | 0 | 0 | 0.86625 | 0 | 0 | 0 | 0 | 0 | 0 | 0 | 0 | 0 | 0 | 0 | 0 | 0 | 0 | 0 | 0 | 0.047552 | 0.00033 | 0.00067 | 0.001 | 0.00133 | 0.14618 | 0.10814 | 0.031304 |  | 0.1216 | 0.1873 | 0.2837 | 0.2844
2014-02-23 | 22時 |  | 9.5861 | 0 | 3.5719 | 0 | [9 empty] | 1.1364 | 0 | 0 | 0 | 0 | 0.43212 | 0 | 0 | 0 | 0 | 0 | 0 | 0 | 0 | 0 | 0 | 0 | 0 | 0 | 0 | 0 | 0 | 0.047552 | 0.00628 | 0.01256 | 0.01884 | 0.02512 | 0.12467 | 0.16133 | 0.043827 |  | 0.1738 | 0.1917 | 0.262 | 0.2626
2014-02-23 | 23時 |  | 0 | 0 | 0 | 0 | [9 empty] | 0 | 0 | 0 | 0 | 0 | 0 | 0 | 0 | 0 | 0 | 0 | 0 | 0 | 0 | 0 | 0 | 0 | 0 | 0 | 0 | 0 | 0 | 0.047552 | 0.0067 | 0.01339 | 0.02009 | 0.02679 | 0.12467 | 0.18881 | 0.031848 |  | 0.1877 | 0.2176 | 0.2756 | 0.2763
2014-02-24 | 0時 |  | 0 | 0 | 0 | 0 | [9 empty] | 0 | 0 | 0 | 0 | 0 | 0 | 0 | 0 | 0 | 0 | 0 | 0 | 0 | 0 | 0 | 0 | 0 | 0 | 0 | 0 | 0 | 0 | 0.047552 | 0.00013 | 0.00025 | 0.00038 | 0.0005 | 0 | 0.078899 | 0.011656 |  | 0.1578 | 0.1578 | 0.1806 | 0.1812
2014-02-24 | 1時 |  | 0 | 0 | 0 | 0 | [9 empty] | 0 | 0 | 0 | 0 | 0 | 0 | 0 | 0 | 0 | 0 | 0 | 0 | 0 | 0 | 0 | 0 | 0 | 0 | 0 | 0 | 0 | 0 | 0.047552 | 0.00013 | 0.00025 | 0.00038 | 0.0005 | 0 | 0 | 0 |  | 0.0483 | 0.0483 | 0.0711 | 0.0717
2014-02-24 | 2時 |  | 0 | 0 | 0 | 0 | [9 empty] | 0 | 0 | 0 | 0 | 0 | 0 | 0 | 0 | 0 | 0 | 0 | 0 | 0 | 0 | 0 | 0 | 0 | 0 | 0 | 0 | 0 | 0 | 0.047552 | 0.00013 | 0.00025 | 0.00038 | 0.0005 | 0 | 0 | 0 |  | 0.056 | 0.0561 | 0.0788 | 0.0795
2014-02-24 | 3時 |  | 0 | 0 | 0 | 0 | [9 empty] | 0 | 0 | 0 | 0 | 0 | 0 | 0 | 0 | 0 | 0 | 0 | 0 | 0 | 0 | 0 | 0 | 0 | 0 | 0 | 0 | 0 | 0 | 0.047552 | 0.00013 | 0.00025 | 0.00038 | 0.0005 | 0 | 0 | 0 |  | 0.056 | 0.0561 | 0.0788 | 0.0795
2014-02-24 | 4時 |  | 0 | 0 | 0 | 0 | [9 empty] | 0 | 0 | 0 | 0 | 0 | 0 | 0 | 0 | 0 | 0 | 0 | 0 | 0 | 0 | 0 | 0 | 0 | 0 | 0 | 0 | 0 | 0 | 0.047552 | 0.00013 | 0.00025 | 0.00038 | 0.0005 | 0 | 0 | 0 |  | 0.0483 | 0.0483 | 0.0711 | 0.0717
2014-02-24 | 5時 |  | 19.9914 | 17.1613 | 0 | 0 | [9 empty] | 3.7288 | 0 | 0 | 0 | 0 | 0 | 0 | 0 | 0 | 0 | 0 | 0 | 0 | 0 | 0 | 0 | 0 | 0 | 0 | 0 | 0 | 0 | 0.047552 | 0.00013 | 0.00025 | 0.00038 | 0.0005 | 0 | 0 | 0 |  | 0.056 | 0.0561 | 0.0788 | 0.0795
2014-02-24 | 6時 |  | 14.3486 | 0 | 0 | 0 | [9 empty] | 1.9425 | 0 | 0 | 0 | 0 | 0 | 0 | 0 | 0 | 0 | 0 | 0 | 0 | 0 | 0 | 0 | 0 | 0 | 0 | 0 | 0 | 0 | 0.047552 | 0.00338 | 0.00675 | 0.01013 | 0.01351 | 0 | 0.024649 | 0.011815 |  | 0.1925 | 0.2611 | 0.3525 | 0.3531
2014-02-24 | 7時 |  | 12.1011 | 0 | 0 | 0 | [9 empty] | 1.5063 | 0 | 0 | 0 | 0 | 0 | 0 | 0 | 0 | 0 | 0 | 0 | 0 | 0 | 0 | 0 | 0 | 0 | 0 | 0 | 0 | 0 | 0.047552 | 0.00054 | 0.00108 | 0.00163 | 0.00217 | 0.13859 | 0.053895 | 0.036861 |  | 0.1524 | 0.248 | 0.3662 | 0.3669
2014-02-24 | 8時 |  | 5.8015 | 0 | 0 | 0 | [9 empty] | 0.61532 | 0 | 0 | 0 | 0 | 0 | 0 | 0 | 0 | 0 | 0 | 0 | 0 | 0 | 0 | 0 | 0 | 0 | 0 | 0 | 0 | 0 | 0.047552 | 0.00054 | 0.00108 | 0.00163 | 0.00217 | 0.093503 | 0 | 0.035602 |  | 0.1091 | 0.1448 | 0.2032 | 0.2039
2014-02-24 | 9時 |  | 0 | 0 | 0 | 0 | [9 empty] | 0 | 0 | 0 | 0 | 0 | 0 | 0 | 0 | 0 | 0 | 0 | 0 | 0 | 0 | 0 | 0 | 0 | 0 | 0 | 0 | 0 | 0 | 0.047552 | 0.00013 | 0.00025 | 0.00038 | 0.0005 | 0.17838 | 0.10971 | 0.042749 |  | 0.3011 | 0.3368 | 0.3953 | 0.396
2014-02-24 | 10時 |  | 0 | 0 | 0 | 0 | [9 empty] | 0 | 0 | 0 | 0 | 0 | 0 | 0 | 0 | 0 | 0 | 0 | 0 | 0 | 0 | 0 | 0 | 0 | 0 | 0 | 0 | 0 | 0 | 0.047552 | 0.00033 | 0.00067 | 0.001 | 0.00133 | 0.093503 | 0 | 0.012523 |  | 0.0483 | 0.0483 | 0.0711 | 0.0717
2014-02-24 | 11時 |  | 6.0135 | 0 | 0 | 0 | [9 empty] | 0.57024 | 0 | 0 | 0 | 0 | 0 | 0 | 0 | 0 | 0 | 0 | 0 | 0 | 0 | 0 | 0 | 0 | 0 | 0 | 0 | 0 | 0 | 0.047552 | 0.00013 | 0.00025 | 0.00038 | 0.0005 | 0 | 0 | 0.0052775 |  | 0.056 | 0.0561 | 0.0788 | 0.0795
2014-02-24 | 12時 |  | 2.8723 | 0 | 0 | 0 | [9 empty] | 0.34935 | 0 | 0 | 0 | 0 | 0 | 0 | 0 | 0 | 0 | 0 | 0 | 0 | 0 | 0 | 0 | 0 | 0 | 0 | 0 | 0 | 0 | 0.047552 | 0.00338 | 0.00675 | 0.01013 | 0.01351 | 0.05371 | 0 | 0.0052775 |  | 0.1983 | 0.2727 | 0.3698 | 0.3705
2014-02-24 | 13時 |  | 0 | 0 | 0 | 0 | [9 empty] | 0 | 0 | 0 | 0 | 0 | 0 | 0 | 0 | 0 | 0 | 0 | 0 | 0 | 0 | 0 | 0 | 0 | 0 | 0 | 0 | 0 | 0 | 0.047552 | 0.00033 | 0.00067 | 0.001 | 0.00133 | 0.11604 | 0 | 0 |  | 0.0483 | 0.0483 | 0.0711 | 0.0717
2014-02-24 | 14時 |  | 0 | 0 | 0 | 0 | [9 empty] | 0 | 0 | 0 | 0 | 0 | 0 | 0 | 0 | 0 | 0 | 0 | 0 | 0 | 0 | 0 | 0 | 0 | 0 | 0 | 0 | 0 | 0 | 0.047552 | 0.00013 | 0.00025 | 0.00038 | 0.0005 | 0.031168 | 0 | 0.017801 |  | 0.056 | 0.0561 | 0.0788 | 0.0795
2014-02-24 | 15時 |  | 11.8814 | 0 | 0 | 0 | [9 empty] | 1.0353 | 0 | 0 | 0 | 0 | 0 | 0 | 0 | 0 | 0 | 0 | 0 | 0 | 0 | 0 | 0 | 0 | 0 | 0 | 0 | 0 | 0 | 0.047552 | 0.00013 | 0.00025 | 0.00038 | 0.0005 | 0 | 0 | 0 |  | 0.056 | 0.0561 | 0.0788 | 0.0795
2014-02-24 | 16時 |  | 7.9816 | 0 | 0 | 0 | [9 empty] | 0.73778 | 0 | 0 | 0 | 0 | 0 | 0 | 0 | 0 | 0 | 0 | 0 | 0 | 0 | 0 | 0 | 0 | 0 | 0 | 0 | 0 | 0 | 0.047552 | 0.00033 | 0.00067 | 0.001 | 0.00133 | 0.062335 | 0 | 0.0052775 |  | 0.0483 | 0.0483 | 0.0711 | 0.0717
2014-02-24 | 17時 |  | 12.2576 | 0 | 8.0942 | 0 | [9 empty] | 1.0809 | 0 | 0 | 0 | 0 | 0.73687 | 0 | 0 | 0 | 0 | 0 | 0 | 0 | 0 | 0 | 0 | 0 | 0 | 0 | 0 | 0 | 0 | 0.047552 | 0.00033 | 0.00067 | 0.001 | 0.00133 | 0.10536 | 0 | 0.0082775 |  | 0.1304 | 0.2048 | 0.3019 | 0.3026
2014-02-24 | 18時 |  | 12.5614 | 0 | 0 | 0 | [9 empty] | 1.1147 | 0 | 0 | 0 | 0 | 0 | 0 | 0 | 0 | 0 | 0 | 0 | 0 | 0 | 0 | 0 | 0 | 0 | 0 | 0 | 0 | 0 | 0.047552 | 0.00642 | 0.01284 | 0.01926 | 0.02568 | 0.12467 | 0 | 0.0082775 |  | 0.303 | 0.3387 | 0.3972 | 0.5469
2014-02-24 | 19時 |  | 8.0945 | 0 | 8.5363 | 0 | [9 empty] | 0.9581 | 0 | 0 | 0 | 0 | 1.1612 | 0 | 0 | 0 | 0 | 0 | 0 | 0 | 0 | 0 | 0 | 0 | 0 | 0 | 0 | 0 | 0 | 0.047552 | 0.00642 | 0.01284 | 0.01926 | 0.02568 | 0.21072 | 0.10708 | 0.0082775 |  | 0.0991 | 0.1348 | 0.1932 | 0.1939
2014-02-24 | 20時 |  | 8.5196 | 0 | 7.1612 | 0 | [9 empty] | 1.0028 | 0 | 0 | 0 | 0 | 0.90673 | 0 | 0 | 0 | 0 | 0 | 0 | 0 | 0 | 0 | 0 | 0 | 0 | 0 | 0 | 0 | 0 | 0.047552 | 0.00033 | 0.00067 | 0.001 | 0.00133 | 0.14927 | 0.027125 | 0 |  | 0.0917 | 0.1275 | 0.2102 | 0.2109
2014-02-24 | 21時 |  | 8.8708 | 0 | 8.7512 | 0 | [9 empty] | 1.041 | 0 | 0 | 0 | 0 | 1.0504 | 0 | 0 | 0 | 0 | 0 | 0 | 0 | 0 | 0 | 0 | 0 | 0 | 0 | 0 | 0 | 0 | 0.047552 | 0.00033 | 0.00067 | 0.001 | 0.00133 | 0.14618 | 0.10814 | 0.031304 |  | 0.1216 | 0.1873 | 0.2837 | 0.2844
2014-02-24 | 22時 |  | 9.1518 | 0 | 3.3877 | 0 | [9 empty] | 1.0709 | 0 | 0 | 0 | 0 | 0.4033 | 0 | 0 | 0 | 0 | 0 | 0 | 0 | 0 | 0 | 0 | 0 | 0 | 0 | 0 | 0 | 0 | 0.047552 | 0.00628 | 0.01256 | 0.01884 | 0.02512 | 0.12467 | 0.16133 | 0.043827 |  | 0.1738 | 0.1917 | 0.262 | 0.2626
2014-02-24 | 23時 |  | 0 | 0 | 0 | 0 | [9 empty] | 0 | 0 | 0 | 0 | 0 | 0 | 0 | 0 | 0 | 0 | 0 | 0 | 0 | 0 | 0 | 0 | 0 | 0 | 0 | 0 | 0 | 0 | 0.047552 | 0.0067 | 0.01339 | 0.02009 | 0.02679 | 0.12467 | 0.18881 | 0.031848 |  | 0.1877 | 0.2176 | 0.2756 | 0.2763
2014-02-25 | 0時 |  | 0 | 0 | 0 | 0 | [9 empty] | 0 | 0 | 0 | 0 | 0 | 0 | 0 | 0 | 0 | 0 | 0 | 0 | 0 | 0 | 0 | 0 | 0 | 0 | 0 | 0 | 0 | 0 | 0.047552 | 0.00013 | 0.00025 | 0.00038 | 0.0005 | 0 | 0 | 0 |  | 0.1578 | 0.1578 | 0.1806 | 0.1812
2014-02-25 | 1時 |  | 0 | 0 | 0 | 0 | [9 empty] | 0 | 0 | 0 | 0 | 0 | 0 | 0 | 0 | 0 | 0 | 0 | 0 | 0 | 0 | 0 | 0 | 0 | 0 | 0 | 0 | 0 | 0 | 0.047552 | 0.00013 | 0.00025 | 0.00038 | 0.0005 | 0 | 0 | 0 |  | 0.0483 | 0.0483 | 0.0711 | 0.0717
2014-02-25 | 2時 |  | 0 | 0 | 0 | 0 | [9 empty] | 0 | 0 | 0 | 0 | 0 | 0 | 0 | 0 | 0 | 0 | 0 | 0 | 0 | 0 | 0 | 0 | 0 | 0 | 0 | 0 | 0 | 0 | 0.047552 | 0.00013 | 0.00025 | 0.00038 | 0.0005 | 0 | 0 | 0 |  | 0.056 | 0.0561 | 0.0788 | 0.0795
2014-02-25 | 3時 |  | 0 | 0 | 0 | 0 | [9 empty] | 0 | 0 | 0 | 0 | 0 | 0 | 0 | 0 | 0 | 0 | 0 | 0 | 0 | 0 | 0 | 0 | 0 | 0 | 0 | 0 | 0 | 0 | 0.047552 | 0.00013 | 0.00025 | 0.00038 | 0.0005 | 0 | 0 | 0 |  | 0.056 | 0.0561 | 0.0788 | 0.0795
2014-02-25 | 4時 |  | 0 | 0 | 0 | 0 | [9 empty] | 0 | 0 | 0 | 0 | 0 | 0 | 0 | 0 | 0 | 0 | 0 | 0 | 0 | 0 | 0 | 0 | 0 | 0 | 0 | 0 | 0 | 0 | 0.047552 | 0.00013 | 0.00025 | 0.00038 | 0.0005 | 0 | 0 | 0 |  | 0.0483 | 0.0483 | 0.0711 | 0.0717
2014-02-25 | 5時 |  | 0 | 0 | 0 | 0 | [9 empty] | 0 | 0 | 0 | 0 | 0 | 0 | 0 | 0 | 0 | 0 | 0 | 0 | 0 | 0 | 0 | 0 | 0 | 0 | 0 | 0 | 0 | 0 | 0.047552 | 0.00013 | 0.00025 | 0.00038 | 0.0005 | 0 | 0 | 0 |  | 0.056 | 0.0561 | 0.0788 | 0.0795
2014-02-25 | 6時 |  | 0 | 0 | 0 | 0 | [9 empty] | 0 | 0 | 0 | 0 | 0 | 0 | 0 | 0 | 0 | 0 | 0 | 0 | 0 | 0 | 0 | 0 | 0 | 0 | 0 | 0 | 0 | 0 | 0.047552 | 0.00013 | 0.00025 | 0.00038 | 0.0005 | 0 | 0 | 0 |  | 0.056 | 0.0561 | 0.0788 | 0.0795
2014-02-25 | 7時 |  | 20.1048 | 11.0626 | 8.6867 | 3.1323 | [9 empty] | 3.6274 | 0 | 0 | 0 | 0 | 1.2221 | 0 | 0 | 0 | 0 | 0 | 0 | 0 | 0 | 0 | 0 | 0 | 0 | 0 | 0 | 0 | 0 | 0.047552 | 0.00054 | 0.00108 | 0.00163 | 0.00217 | 0 | 0.024649 | 0.022689 |  | 0.1168 | 0.1854 | 0.2767 | 0.2774
2014-02-25 | 8時 |  | 8.7773 | 0 | 12.2664 | 0.74183 | [9 empty] | 1.0276 | 0 | 0 | 0 | 0 | 1.6281 | 0 | 0 | 0 | 0 | 0 | 0 | 0 | 0 | 0 | 0 | 0 | 0 | 0 | 0 | 0 | 0 | 0.047552 | 0.00379 | 0.00759 | 0.01138 | 0.01518 | 0.084877 | 0.078545 | 0.064582 |  | 0.2156 | 0.2812 | 0.3696 | 0.3702
2014-02-25 | 9時 |  | 4.2859 | 0 | 3.2414 | 0 | [9 empty] | 0.49185 | 0 | 0 | 0 | 0 | 0.45246 | 0 | 0 | 0 | 0 | 0 | 0 | 0 | 0 | 0 | 0 | 0 | 0 | 0 | 0 | 0 | 0 | 0.047552 | 0.00033 | 0.00067 | 0.001 | 0.00133 | 0.23209 | 0.16325 | 0.052059 |  | 0.2163 | 0.252 | 0.3265 | 0.3272
2014-02-25 | 10時 |  | 1.282 | 0 | 0.060525 | 0 | [9 empty] | 0.23667 | 0 | 0 | 0 | 0 | 0.40447 | 0 | 0 | 0 | 0 | 0 | 0 | 0 | 0 | 0 | 0 | 0 | 0 | 0 | 0 | 0 | 0 | 0.047552 | 0.00054 | 0.00108 | 0.00163 | 0.00217 | 0.12467 | 0.21558 | 0.037471 |  | 0.1917 | 0.2274 | 0.3128 | 0.3134
2014-02-25 | 11時 |  | 4.0877 | 0 | 0.4864 | 0 | [9 empty] | 0.43963 | 0 | 0 | 0 | 0 | 0.19661 | 0 | 0 | 0 | 0 | 0 | 0 | 0 | 0 | 0 | 0 | 0 | 0 | 0 | 0 | 0 | 0 | 0.047552 | 0.00033 | 0.00067 | 0.001 | 0.00133 | 0.12467 | 0.21558 | 0 |  | 0.1994 | 0.2352 | 0.315 | 0.3157
2014-02-25 | 12時 |  | 2.4385 | 0 | 0 | 0 | [9 empty] | 0.30332 | 0 | 0 | 0 | 0 | 0 | 0 | 0 | 0 | 0 | 0 | 0 | 0 | 0 | 0 | 0 | 0 | 0 | 0 | 0 | 0 | 0 | 0.047552 | 0.00338 | 0.00675 | 0.01013 | 0.01351 | 0.14721 | 0.13456 | 0.018352 |  | 0.1983 | 0.2727 | 0.3698 | 0.3705
2014-02-25 | 13時 |  | 0 | 0 | 0 | 0 | [9 empty] | 0 | 0 | 0 | 0 | 0 | 0 | 0 | 0 | 0 | 0 | 0 | 0 | 0 | 0 | 0 | 0 | 0 | 0 | 0 | 0 | 0 | 0 | 0.047552 | 0.00033 | 0.00067 | 0.001 | 0.00133 | 0.13756 | 0.026771 | 0.023629 |  | 0.0483 | 0.0483 | 0.0711 | 0.0717
2014-02-25 | 14時 |  | 0 | 0 | 0 | 0 | [9 empty] | 0 | 0 | 0 | 0 | 0 | 0 | 0 | 0 | 0 | 0 | 0 | 0 | 0 | 0 | 0 | 0 | 0 | 0 | 0 | 0 | 0 | 0 | 0.047552 | 0.00013 | 0.00025 | 0.00038 | 0.0005 | 0 | 0 | 0 |  | 0.056 | 0.0561 | 0.0788 | 0.0795
2014-02-25 | 15時 |  | 7.6664 | 0 | 2.4923 | 0 | [9 empty] | 0.66322 | 0 | 0 | 0 | 0 | 0.24739 | 0 | 0 | 0 | 0 | 0 | 0 | 0 | 0 | 0 | 0 | 0 | 0 | 0 | 0 | 0 | 0 | 0.047552 | 0.00013 | 0.00025 | 0.00038 | 0.0005 | 0 | 0 | 0 |  | 0.056 | 0.0561 | 0.0788 | 0.0795
2014-02-25 | 16時 |  | 9.1576 | 0 | 1.9912 | 0 | [9 empty] | 0.77623 | 0 | 0 | 0 | 0 | 0.2265 | 0 | 0 | 0 | 0 | 0 | 0 | 0 | 0 | 0 | 0 | 0 | 0 | 0 | 0 | 0 | 0 | 0.047552 | 0.00054 | 0.00108 | 0.00163 | 0.00217 | 0.062335 | 0.054249 | 0.024058 |  | 0.2095 | 0.275 | 0.3956 | 0.5453
2014-02-25 | 17時 |  | 10.026 | 0 | 2.5023 | 0 | [9 empty] | 0.85223 | 0 | 0 | 0 | 0 | 0.25145 | 0 | 0 | 0 | 0 | 0 | 0 | 0 | 0 | 0 | 0 | 0 | 0 | 0 | 0 | 0 | 0 | 0.047552 | 0.00642 | 0.01284 | 0.01926 | 0.02568 | 0.12467 | 0.1085 | 0.026923 |  | 0.2423 | 0.2781 | 0.3689 | 0.5187
2014-02-25 | 18時 |  | 6.2539 | 0 | 0 | 0 | [9 empty] | 0.5792 | 0 | 0 | 0 | 0 | 0 | 0 | 0 | 0 | 0 | 0 | 0 | 0 | 0 | 0 | 0 | 0 | 0 | 0 | 0 | 0 | 0 | 0.047552 | 0.00642 | 0.01284 | 0.01926 | 0.02568 | 0.21072 | 0.1085 | 0 |  | 0.1819 | 0.2177 | 0.2978 | 0.4476
2014-02-25 | 19時 |  | 6.7338 | 0 | 10.1411 | 0 | [9 empty] | 0.61844 | 0 | 0 | 0 | 0 | 0.85809 | 0 | 0 | 0 | 0 | 0 | 0 | 0 | 0 | 0 | 0 | 0 | 0 | 0 | 0 | 0 | 0 | 0.047552 | 0.00013 | 0.00025 | 0.00038 | 0.0005 | 0.12879 | 0 | 0.006537 |  | 0.0998 | 0.1355 | 0.2049 | 0.2056
2014-02-25 | 20時 |  | 6.9664 | 0 | 5.4293 | 0 | [9 empty] | 0.64549 | 0 | 0 | 0 | 0 | 0.53433 | 0 | 0 | 0 | 0 | 0 | 0 | 0 | 0 | 0 | 0 | 0 | 0 | 0 | 0 | 0 | 0 | 0.047552 | 0.00033 | 0.00067 | 0.001 | 0.00133 | 0.16769 | 0.10779 | 0.006537 |  | 0.0917 | 0.1275 | 0.2183 | 0.219
2014-02-25 | 21時 |  | 7.3782 | 0 | 4.6706 | 0 | [9 empty] | 0.67122 | 0 | 0 | 0 | 0 | 0.49368 | 0 | 0 | 0 | 0 | 0 | 0 | 0 | 0 | 0 | 0 | 0 | 0 | 0 | 0 | 0 | 0 | 0.047552 | 0.00628 | 0.01256 | 0.01884 | 0.02512 | 0.12467 | 0.18846 | 0.012659 |  | 0.1755 | 0.2411 | 0.3458 | 0.3465
2014-02-25 | 22時 |  | 0 | 0 | 0 | 0 | [9 empty] | 0 | 0 | 0 | 0 | 0 | 0 | 0 | 0 | 0 | 0 | 0 | 0 | 0 | 0 | 0 | 0 | 0 | 0 | 0 | 0 | 0 | 0 | 0.047552 | 0.00649 | 0.01298 | 0.01947 | 0.02595 | 0.12467 | 0.16133 | 0.043827 |  | 0.1139 | 0.1795 | 0.3002 | 0.3009
2014-02-25 | 23時 |  | 0 | 0 | 0 | 0 | [9 empty] | 0 | 0 | 0 | 0 | 0 | 0 | 0 | 0 | 0 | 0 | 0 | 0 | 0 | 0 | 0 | 0 | 0 | 0 | 0 | 0 | 0 | 0 | 0.047552 | 0.00331 | 0.00661 | 0.00992 | 0.01323 | 0.062335 | 0.15709 | 0.04296 |  | 0.1578 | 0.1578 | 0.1806 | 0.1812
2014-02-26 | 0時 |  | 0 | 0 | 0 | 0 | [9 empty] | 0 | 0 | 0 | 0 | 0 | 0 | 0 | 0 | 0 | 0 | 0 | 0 | 0 | 0 | 0 | 0 | 0 | 0 | 0 | 0 | 0 | 0 | 0.047552 | 0.00013 | 0.00025 | 0.00038 | 0.0005 | 0 | 0 | 0 |  | 0.1578 | 0.1578 | 0.1806 | 0.1812
2014-02-26 | 1時 |  | 0 | 0 | 0 | 0 | [9 empty] | 0 | 0 | 0 | 0 | 0 | 0 | 0 | 0 | 0 | 0 | 0 | 0 | 0 | 0 | 0 | 0 | 0 | 0 | 0 | 0 | 0 | 0 | 0.047552 | 0.00013 | 0.00025 | 0.00038 | 0.0005 | 0 | 0 | 0 |  | 0.0483 | 0.0483 | 0.0711 | 0.0717
2014-02-26 | 2時 |  | 0 | 0 | 0 | 0 | [9 empty] | 0 | 0 | 0 | 0 | 0 | 0 | 0 | 0 | 0 | 0 | 0 | 0 | 0 | 0 | 0 | 0 | 0 | 0 | 0 | 0 | 0 | 0 | 0.047552 | 0.00013 | 0.00025 | 0.00038 | 0.0005 | 0 | 0 | 0 |  | 0.056 | 0.0561 | 0.0788 | 0.0795
2014-02-26 | 3時 |  | 0 | 0 | 0 | 0 | [9 empty] | 0 | 0 | 0 | 0 | 0 | 0 | 0 | 0 | 0 | 0 | 0 | 0 | 0 | 0 | 0 | 0 | 0 | 0 | 0 | 0 | 0 | 0 | 0.047552 | 0.00013 | 0.00025 | 0.00038 | 0.0005 | 0 | 0 | 0 |  | 0.056 | 0.0561 | 0.0788 | 0.0795
2014-02-26 | 4時 |  | 0 | 0 | 0 | 0 | [9 empty] | 0 | 0 | 0 | 0 | 0 | 0 | 0 | 0 | 0 | 0 | 0 | 0 | 0 | 0 | 0 | 0 | 0 | 0 | 0 | 0 | 0 | 0 | 0.047552 | 0.00013 | 0.00025 | 0.00038 | 0.0005 | 0 | 0 | 0 |  | 0.0483 | 0.0483 | 0.0711 | 0.0717
2014-02-26 | 5時 |  | 0 | 0 | 0 | 0 | [9 empty] | 0 | 0 | 0 | 0 | 0 | 0 | 0 | 0 | 0 | 0 | 0 | 0 | 0 | 0 | 0 | 0 | 0 | 0 | 0 | 0 | 0 | 0 | 0.047552 | 0.00013 | 0.00025 | 0.00038 | 0.0005 | 0 | 0 | 0 |  | 0.056 | 0.0561 | 0.0788 | 0.0795
2014-02-26 | 6時 |  | 0 | 0 | 0 | 0 | [9 empty] | 0 | 0 | 0 | 0 | 0 | 0 | 0 | 0 | 0 | 0 | 0 | 0 | 0 | 0 | 0 | 0 | 0 | 0 | 0 | 0 | 0 | 0 | 0.047552 | 0.00013 | 0.00025 | 0.00038 | 0.0005 | 0 | 0 | 0 |  | 0.056 | 0.0561 | 0.0788 | 0.0795
2014-02-26 | 7時 |  | 26.7583 | 3.3958 | 10.5944 | 0 | [9 empty] | 3.5827 | 0 | 0 | 0 | 0 | 0.99747 | 0 | 0 | 0 | 0 | 0 | 0 | 0 | 0 | 0 | 0 | 0 | 0 | 0 | 0 | 0 | 0 | 0.047552 | 0.00054 | 0.00108 | 0.00163 | 0.00217 | 0 | 0.024649 | 0.022689 |  | 0.1168 | 0.1854 | 0.2767 | 0.2774
2014-02-26 | 8時 |  | 5.8915 | 0 | 10.0489 | 0 | [9 empty] | 0.49178 | 0 | 0 | 0 | 0 | 0.82458 | 0 | 0 | 0 | 0 | 0 | 0 | 0 | 0 | 0 | 0 | 0 | 0 | 0 | 0 | 0 | 0 | 0.047552 | 0.00379 | 0.00759 | 0.01138 | 0.01518 | 0.084877 | 0.078545 | 0.064582 |  | 0.2156 | 0.2812 | 0.3696 | 0.3702
2014-02-26 | 9時 |  | 0.071011 | 0 | 0.041588 | 0 | [9 empty] | 0.12177 | 0 | 0 | 0 | 0 | 0.35767 | 0 | 0 | 0 | 0 | 0 | 0 | 0 | 0 | 0 | 0 | 0 | 0 | 0 | 0 | 0 | 0 | 0.047552 | 0.00033 | 0.00067 | 0.001 | 0.00133 | 0.23209 | 0.16325 | 0.052059 |  | 0.2163 | 0.252 | 0.3265 | 0.3272
2014-02-26 | 10時 |  | 1.021 | 0 | 0.24986 | 0 | [9 empty] | 0.18122 | 0 | 0 | 0 | 0 | 0.36073 | 0 | 0 | 0 | 0 | 0 | 0 | 0 | 0 | 0 | 0 | 0 | 0 | 0 | 0 | 0 | 0 | 0.047552 | 0.00054 | 0.00108 | 0.00163 | 0.00217 | 0.12467 | 0.21558 | 0.037471 |  | 0.1917 | 0.2274 | 0.3128 | 0.3134
2014-02-26 | 11時 |  | 2.887 | 0 | 0.42493 | 0 | [9 empty] | 0.2975 | 0 | 0 | 0 | 0 | 0.18129 | 0 | 0 | 0 | 0 | 0 | 0 | 0 | 0 | 0 | 0 | 0 | 0 | 0 | 0 | 0 | 0 | 0.047552 | 0.00033 | 0.00067 | 0.001 | 0.00133 | 0.12467 | 0.21558 | 0 |  | 0.1994 | 0.2352 | 0.315 | 0.3157
2014-02-26 | 12時 |  | 0.048212 | 0 | 0 | 0 | [9 empty] | 0.11981 | 0 | 0 | 0 | 0 | 0 | 0 | 0 | 0 | 0 | 0 | 0 | 0 | 0 | 0 | 0 | 0 | 0 | 0 | 0 | 0 | 0 | 0.047552 | 0.00338 | 0.00675 | 0.01013 | 0.01351 | 0.14721 | 0.13456 | 0.018352 |  | 0.1983 | 0.2727 | 0.3698 | 0.3705
2014-02-26 | 13時 |  | 0 | 0 | 0 | 0 | [9 empty] | 0 | 0 | 0 | 0 | 0 | 0 | 0 | 0 | 0 | 0 | 0 | 0 | 0 | 0 | 0 | 0 | 0 | 0 | 0 | 0 | 0 | 0 | 0.047552 | 0.00033 | 0.00067 | 0.001 | 0.00133 | 0.13756 | 0.026771 | 0.023629 |  | 0.0483 | 0.0483 | 0.0711 | 0.0717
2014-02-26 | 14時 |  | 0 | 0 | 0 | 0 | [9 empty] | 0 | 0 | 0 | 0 | 0 | 0 | 0 | 0 | 0 | 0 | 0 | 0 | 0 | 0 | 0 | 0 | 0 | 0 | 0 | 0 | 0 | 0 | 0.047552 | 0.00013 | 0.00025 | 0.00038 | 0.0005 | 0 | 0 | 0 |  | 0.056 | 0.0561 | 0.0788 | 0.0795
2014-02-26 | 15時 |  | 0.14545 | 0 | 0.031101 | 0 | [9 empty] | 0.12734 | 0 | 0 | 0 | 0 | 0.18039 | 0 | 0 | 0 | 0 | 0 | 0 | 0 | 0 | 0 | 0 | 0 | 0 | 0 | 0 | 0 | 0 | 0.047552 | 0.00013 | 0.00025 | 0.00038 | 0.0005 | 0 | 0 | 0 |  | 0.056 | 0.0561 | 0.0788 | 0.0795
2014-02-26 | 16時 |  | 4.3643 | 0 | 0.027244 | 0 | [9 empty] | 0.39404 | 0 | 0 | 0 | 0 | 0.18272 | 0 | 0 | 0 | 0 | 0 | 0 | 0 | 0 | 0 | 0 | 0 | 0 | 0 | 0 | 0 | 0 | 0.047552 | 0.00054 | 0.00108 | 0.00163 | 0.00217 | 0.062335 | 0.054249 | 0.024058 |  | 0.2095 | 0.275 | 0.3956 | 0.5453
2014-02-26 | 17時 |  | 5.8437 | 0 | 0.61908 | 0 | [9 empty] | 0.49014 | 0 | 0 | 0 | 0 | 0.18369 | 0 | 0 | 0 | 0 | 0 | 0 | 0 | 0 | 0 | 0 | 0 | 0 | 0 | 0 | 0 | 0 | 0.047552 | 0.00642 | 0.01284 | 0.01926 | 0.02568 | 0.12467 | 0.1085 | 0.026923 |  | 0.2423 | 0.2781 | 0.3689 | 0.5187
2014-02-26 | 18時 |  | 3.676 | 0 | 0 | 0 | [9 empty] | 0.36546 | 0 | 0 | 0 | 0 | 0 | 0 | 0 | 0 | 0 | 0 | 0 | 0 | 0 | 0 | 0 | 0 | 0 | 0 | 0 | 0 | 0 | 0.047552 | 0.00642 | 0.01284 | 0.01926 | 0.02568 | 0.21072 | 0.1085 | 0 |  | 0.1819 | 0.2177 | 0.2978 | 0.4476
2014-02-26 | 19時 |  | 4.3072 | 0 | 5.3187 | 0 | [9 empty] | 0.39438 | 0 | 0 | 0 | 0 | 0.48965 | 0 | 0 | 0 | 0 | 0 | 0 | 0 | 0 | 0 | 0 | 0 | 0 | 0 | 0 | 0 | 0 | 0.047552 | 0.00013 | 0.00025 | 0.00038 | 0.0005 | 0.12879 | 0 | 0.006537 |  | 0.0998 | 0.1355 | 0.2049 | 0.2056
2014-02-26 | 20時 |  | 4.5563 | 0 | 3.2906 | 0 | [9 empty] | 0.40615 | 0 | 0 | 0 | 0 | 0.40709 | 0 | 0 | 0 | 0 | 0 | 0 | 0 | 0 | 0 | 0 | 0 | 0 | 0 | 0 | 0 | 0 | 0.047552 | 0.00033 | 0.00067 | 0.001 | 0.00133 | 0.16769 | 0.10779 | 0.006537 |  | 0.0917 | 0.1275 | 0.2183 | 0.219
2014-02-26 | 21時 |  | 5.6165 | 0 | 3.2736 | 0 | [9 empty] | 0.51791 | 0 | 0 | 0 | 0 | 0.42414 | 0 | 0 | 0 | 0 | 0 | 0 | 0 | 0 | 0 | 0 | 0 | 0 | 0 | 0 | 0 | 0 | 0.047552 | 0.00628 | 0.01256 | 0.01884 | 0.02512 | 0.12467 | 0.18846 | 0.012659 |  | 0.1755 | 0.2411 | 0.3458 | 0.3465
2014-02-26 | 22時 |  | 0 | 0 | 0 | 0 | [9 empty] | 0 | 0 | 0 | 0 | 0 | 0 | 0 | 0 | 0 | 0 | 0 | 0 | 0 | 0 | 0 | 0 | 0 | 0 | 0 | 0 | 0 | 0 | 0.047552 | 0.00649 | 0.01298 | 0.01947 | 0.02595 | 0.12467 | 0.16133 | 0.043827 |  | 0.1139 | 0.1795 | 0.3002 | 0.3009
2014-02-26 | 23時 |  | 0 | 0 | 0 | 0 | [9 empty] | 0 | 0 | 0 | 0 | 0 | 0 | 0 | 0 | 0 | 0 | 0 | 0 | 0 | 0 | 0 | 0 | 0 | 0 | 0 | 0 | 0 | 0 | 0.047552 | 0.00331 | 0.00661 | 0.00992 | 0.01323 | 0.062335 | 0.15709 | 0.04296 |  | 0.1578 | 0.1578 | 0.1806 | 0.1812
2014-02-27 | 0時 |  | 0 | 0 | 0 | 0 | [9 empty] | 0 | 0 | 0 | 0 | 0 | 0 | 0 | 0 | 0 | 0 | 0 | 0 | 0 | 0 | 0 | 0 | 0 | 0 | 0 | 0 | 0 | 0 | 0.047552 | 0.00013 | 0.00025 | 0.00038 | 0.0005 | 0 | 0.078899 | 0.011656 |  | 0.1578 | 0.1578 | 0.1806 | 0.1812
2014-02-27 | 1時 |  | 0 | 0 | 0 | 0 | [9 empty] | 0 | 0 | 0 | 0 | 0 | 0 | 0 | 0 | 0 | 0 | 0 | 0 | 0 | 0 | 0 | 0 | 0 | 0 | 0 | 0 | 0 | 0 | 0.047552 | 0.00013 | 0.00025 | 0.00038 | 0.0005 | 0 | 0 | 0 |  | 0.0483 | 0.0483 | 0.0711 | 0.0717
2014-02-27 | 2時 |  | 0 | 0 | 0 | 0 | [9 empty] | 0 | 0 | 0 | 0 | 0 | 0 | 0 | 0 | 0 | 0 | 0 | 0 | 0 | 0 | 0 | 0 | 0 | 0 | 0 | 0 | 0 | 0 | 0.047552 | 0.00013 | 0.00025 | 0.00038 | 0.0005 | 0 | 0 | 0 |  | 0.056 | 0.0561 | 0.0788 | 0.0795
2014-02-27 | 3時 |  | 0 | 0 | 0 | 0 | [9 empty] | 0 | 0 | 0 | 0 | 0 | 0 | 0 | 0 | 0 | 0 | 0 | 0 | 0 | 0 | 0 | 0 | 0 | 0 | 0 | 0 | 0 | 0 | 0.047552 | 0.00013 | 0.00025 | 0.00038 | 0.0005 | 0 | 0 | 0 |  | 0.056 | 0.0561 | 0.0788 | 0.0795
2014-02-27 | 4時 |  | 0 | 0 | 0 | 0 | [9 empty] | 0 | 0 | 0 | 0 | 0 | 0 | 0 | 0 | 0 | 0 | 0 | 0 | 0 | 0 | 0 | 0 | 0 | 0 | 0 | 0 | 0 | 0 | 0.047552 | 0.00013 | 0.00025 | 0.00038 | 0.0005 | 0 | 0 | 0 |  | 0.0483 | 0.0483 | 0.0711 | 0.0717
2014-02-27 | 5時 |  | 21.0307 | 5.6657 | 0 | 0 | [9 empty] | 3.6035 | 0 | 0 | 0 | 0 | 0 | 0 | 0 | 0 | 0 | 0 | 0 | 0 | 0 | 0 | 0 | 0 | 0 | 0 | 0 | 0 | 0 | 0.047552 | 0.00013 | 0.00025 | 0.00038 | 0.0005 | 0 | 0 | 0 |  | 0.056 | 0.0561 | 0.0788 | 0.0795
2014-02-27 | 6時 |  | 10.2528 | 0 | 0 | 0 | [9 empty] | 1.1145 | 0 | 0 | 0 | 0 | 0 | 0 | 0 | 0 | 0 | 0 | 0 | 0 | 0 | 0 | 0 | 0 | 0 | 0 | 0 | 0 | 0 | 0.047552 | 0.00338 | 0.00675 | 0.01013 | 0.01351 | 0 | 0.024649 | 0.011815 |  | 0.1925 | 0.2611 | 0.3525 | 0.3531
2014-02-27 | 7時 |  | 8.5472 | 0 | 0 | 0 | [9 empty] | 0.90699 | 0 | 0 | 0 | 0 | 0 | 0 | 0 | 0 | 0 | 0 | 0 | 0 | 0 | 0 | 0 | 0 | 0 | 0 | 0 | 0 | 0 | 0.047552 | 0.00054 | 0.00108 | 0.00163 | 0.00217 | 0.13859 | 0.053895 | 0.036861 |  | 0.1524 | 0.248 | 0.3662 | 0.3669
2014-02-27 | 8時 |  | 7.4125 | 0 | 0 | 0 | [9 empty] | 0.78205 | 0 | 0 | 0 | 0 | 0 | 0 | 0 | 0 | 0 | 0 | 0 | 0 | 0 | 0 | 0 | 0 | 0 | 0 | 0 | 0 | 0 | 0.047552 | 0.00054 | 0.00108 | 0.00163 | 0.00217 | 0.093503 | 0 | 0.035602 |  | 0.1091 | 0.1448 | 0.2032 | 0.2039
2014-02-27 | 9時 |  | 0 | 0 | 0 | 0 | [9 empty] | 0 | 0 | 0 | 0 | 0 | 0 | 0 | 0 | 0 | 0 | 0 | 0 | 0 | 0 | 0 | 0 | 0 | 0 | 0 | 0 | 0 | 0 | 0.047552 | 0.00013 | 0.00025 | 0.00038 | 0.0005 | 0.17838 | 0.10971 | 0.042749 |  | 0.3011 | 0.3368 | 0.3953 | 0.396
2014-02-27 | 10時 |  | 0 | 0 | 0 | 0 | [9 empty] | 0 | 0 | 0 | 0 | 0 | 0 | 0 | 0 | 0 | 0 | 0 | 0 | 0 | 0 | 0 | 0 | 0 | 0 | 0 | 0 | 0 | 0 | 0.047552 | 0.00033 | 0.00067 | 0.001 | 0.00133 | 0.093503 | 0 | 0.012523 |  | 0.0483 | 0.0483 | 0.0711 | 0.0717
2014-02-27 | 11時 |  | 14.3361 | 0 | 0 | 0 | [9 empty] | 1.7031 | 0 | 0 | 0 | 0 | 0 | 0 | 0 | 0 | 0 | 0 | 0 | 0 | 0 | 0 | 0 | 0 | 0 | 0 | 0 | 0 | 0 | 0.047552 | 0.00013 | 0.00025 | 0.00038 | 0.0005 | 0 | 0 | 0.0052775 |  | 0.056 | 0.0561 | 0.0788 | 0.0795
2014-02-27 | 12時 |  | 5.1831 | 0 | 0 | 0 | [9 empty] | 0.53204 | 0 | 0 | 0 | 0 | 0 | 0 | 0 | 0 | 0 | 0 | 0 | 0 | 0 | 0 | 0 | 0 | 0 | 0 | 0 | 0 | 0 | 0.047552 | 0.00338 | 0.00675 | 0.01013 | 0.01351 | 0.05371 | 0 | 0.0052775 |  | 0.1983 | 0.2727 | 0.3698 | 0.3705
2014-02-27 | 13時 |  | 0 | 0 | 0 | 0 | [9 empty] | 0 | 0 | 0 | 0 | 0 | 0 | 0 | 0 | 0 | 0 | 0 | 0 | 0 | 0 | 0 | 0 | 0 | 0 | 0 | 0 | 0 | 0 | 0.047552 | 0.00033 | 0.00067 | 0.001 | 0.00133 | 0.11604 | 0 | 0 |  | 0.0483 | 0.0483 | 0.0711 | 0.0717
2014-02-27 | 14時 |  | 0 | 0 | 0 | 0 | [9 empty] | 0 | 0 | 0 | 0 | 0 | 0 | 0 | 0 | 0 | 0 | 0 | 0 | 0 | 0 | 0 | 0 | 0 | 0 | 0 | 0 | 0 | 0 | 0.047552 | 0.00013 | 0.00025 | 0.00038 | 0.0005 | 0.031168 | 0 | 0.017801 |  | 0.056 | 0.0561 | 0.0788 | 0.0795
2014-02-27 | 15時 |  | 10.976 | 0 | 0 | 0 | [9 empty] | 0.82651 | 0 | 0 | 0 | 0 | 0 | 0 | 0 | 0 | 0 | 0 | 0 | 0 | 0 | 0 | 0 | 0 | 0 | 0 | 0 | 0 | 0 | 0.047552 | 0.00013 | 0.00025 | 0.00038 | 0.0005 | 0 | 0 | 0 |  | 0.056 | 0.0561 | 0.0788 | 0.0795
2014-02-27 | 16時 |  | 5.9192 | 0 | 0 | 0 | [9 empty] | 0.45942 | 0 | 0 | 0 | 0 | 0 | 0 | 0 | 0 | 0 | 0 | 0 | 0 | 0 | 0 | 0 | 0 | 0 | 0 | 0 | 0 | 0 | 0.047552 | 0.00033 | 0.00067 | 0.001 | 0.00133 | 0.062335 | 0 | 0.0052775 |  | 0.0483 | 0.0483 | 0.0711 | 0.0717
2014-02-27 | 17時 |  | 8.5715 | 0 | 7.182 | 0 | [9 empty] | 0.65733 | 0 | 0 | 0 | 0 | 0.52709 | 0 | 0 | 0 | 0 | 0 | 0 | 0 | 0 | 0 | 0 | 0 | 0 | 0 | 0 | 0 | 0 | 0.047552 | 0.00033 | 0.00067 | 0.001 | 0.00133 | 0.10536 | 0 | 0.0082775 |  | 0.1304 | 0.2048 | 0.3019 | 0.3026
2014-02-27 | 18時 |  | 8.663 | 0 | 0 | 0 | [9 empty] | 0.67344 | 0 | 0 | 0 | 0 | 0 | 0 | 0 | 0 | 0 | 0 | 0 | 0 | 0 | 0 | 0 | 0 | 0 | 0 | 0 | 0 | 0 | 0.047552 | 0.00642 | 0.01284 | 0.01926 | 0.02568 | 0.12467 | 0 | 0.0082775 |  | 0.303 | 0.3387 | 0.3972 | 0.5469
2014-02-27 | 19時 |  | 5.3613 | 0 | 6.7556 | 0 | [9 empty] | 0.45167 | 0 | 0 | 0 | 0 | 0.5036 | 0 | 0 | 0 | 0 | 0 | 0 | 0 | 0 | 0 | 0 | 0 | 0 | 0 | 0 | 0 | 0 | 0.047552 | 0.00642 | 0.01284 | 0.01926 | 0.02568 | 0.21072 | 0.10708 | 0.0082775 |  | 0.0991 | 0.1348 | 0.1932 | 0.1939
2014-02-27 | 20時 |  | 5.7749 | 0 | 5.1987 | 0 | [9 empty] | 0.59986 | 0 | 0 | 0 | 0 | 0.50844 | 0 | 0 | 0 | 0 | 0 | 0 | 0 | 0 | 0 | 0 | 0 | 0 | 0 | 0 | 0 | 0 | 0.047552 | 0.00033 | 0.00067 | 0.001 | 0.00133 | 0.14927 | 0.027125 | 0 |  | 0.0917 | 0.1275 | 0.2102 | 0.2109
2014-02-27 | 21時 |  | 6.028 | 0 | 5.9308 | 0 | [9 empty] | 0.62128 | 0 | 0 | 0 | 0 | 0.61783 | 0 | 0 | 0 | 0 | 0 | 0 | 0 | 0 | 0 | 0 | 0 | 0 | 0 | 0 | 0 | 0 | 0.047552 | 0.00033 | 0.00067 | 0.001 | 0.00133 | 0.14618 | 0.10814 | 0.031304 |  | 0.1216 | 0.1873 | 0.2837 | 0.2844
2014-02-27 | 22時 |  | 6.2356 | 0 | 2.2239 | 0 | [9 empty] | 0.64196 | 0 | 0 | 0 | 0 | 0.25256 | 0 | 0 | 0 | 0 | 0 | 0 | 0 | 0 | 0 | 0 | 0 | 0 | 0 | 0 | 0 | 0 | 0.047552 | 0.00628 | 0.01256 | 0.01884 | 0.02512 | 0.12467 | 0.16133 | 0.043827 |  | 0.1738 | 0.1917 | 0.262 | 0.2626
2014-02-27 | 23時 |  | 0 | 0 | 0 | 0 | [9 empty] | 0 | 0 | 0 | 0 | 0 | 0 | 0 | 0 | 0 | 0 | 0 | 0 | 0 | 0 | 0 | 0 | 0 | 0 | 0 | 0 | 0 | 0 | 0.047552 | 0.0067 | 0.01339 | 0.02009 | 0.02679 | 0.12467 | 0.18881 | 0.031848 |  | 0.1877 | 0.2176 | 0.2756 | 0.2763
2014-02-28 | 0時 |  | 0 | 0 | 0 | 0 | [9 empty] | 0 | 0 | 0 | 0 | 0 | 0 | 0 | 0 | 0 | 0 | 0 | 0 | 0 | 0 | 0 | 0 | 0 | 0 | 0 | 0 | 0 | 0 | 0.047552 | 0.00013 | 0.00025 | 0.00038 | 0.0005 | 0 | 0.078899 | 0.011656 |  | 0.1578 | 0.1578 | 0.1806 | 0.1812
2014-02-28 | 1時 |  | 0 | 0 | 0 | 0 | [9 empty] | 0 | 0 | 0 | 0 | 0 | 0 | 0 | 0 | 0 | 0 | 0 | 0 | 0 | 0 | 0 | 0 | 0 | 0 | 0 | 0 | 0 | 0 | 0.047552 | 0.00013 | 0.00025 | 0.00038 | 0.0005 | 0 | 0 | 0 |  | 0.0483 | 0.0483 | 0.0711 | 0.0717
2014-02-28 | 2時 |  | 0 | 0 | 0 | 0 | [9 empty] | 0 | 0 | 0 | 0 | 0 | 0 | 0 | 0 | 0 | 0 | 0 | 0 | 0 | 0 | 0 | 0 | 0 | 0 | 0 | 0 | 0 | 0 | 0.047552 | 0.00013 | 0.00025 | 0.00038 | 0.0005 | 0 | 0 | 0 |  | 0.056 | 0.0561 | 0.0788 | 0.0795
2014-02-28 | 3時 |  | 0 | 0 | 0 | 0 | [9 empty] | 0 | 0 | 0 | 0 | 0 | 0 | 0 | 0 | 0 | 0 | 0 | 0 | 0 | 0 | 0 | 0 | 0 | 0 | 0 | 0 | 0 | 0 | 0.047552 | 0.00013 | 0.00025 | 0.00038 | 0.0005 | 0 | 0 | 0 |  | 0.056 | 0.0561 | 0.0788 | 0.0795
2014-02-28 | 4時 |  | 0 | 0 | 0 | 0 | [9 empty] | 0 | 0 | 0 | 0 | 0 | 0 | 0 | 0 | 0 | 0 | 0 | 0 | 0 | 0 | 0 | 0 | 0 | 0 | 0 | 0 | 0 | 0 | 0.047552 | 0.00013 | 0.00025 | 0.00038 | 0.0005 | 0 | 0 | 0 |  | 0.0483 | 0.0483 | 0.0711 | 0.0717
2014-02-28 | 5時 |  | 23.454 | 0 | 0 | 0 | [9 empty] | 2.569 | 0 | 0 | 0 | 0 | 0 | 0 | 0 | 0 | 0 | 0 | 0 | 0 | 0 | 0 | 0 | 0 | 0 | 0 | 0 | 0 | 0 | 0.047552 | 0.00013 | 0.00025 | 0.00038 | 0.0005 | 0 | 0 | 0 |  | 0.056 | 0.0561 | 0.0788 | 0.0795
2014-02-28 | 6時 |  | 8.7185 | 0 | 0 | 0 | [9 empty] | 0.68536 | 0 | 0 | 0 | 0 | 0 | 0 | 0 | 0 | 0 | 0 | 0 | 0 | 0 | 0 | 0 | 0 | 0 | 0 | 0 | 0 | 0 | 0.047552 | 0.00338 | 0.00675 | 0.01013 | 0.01351 | 0 | 0.024649 | 0.011815 |  | 0.1925 | 0.2611 | 0.3525 | 0.3531
2014-02-28 | 7時 |  | 7.673 | 0 | 0 | 0 | [9 empty] | 0.61349 | 0 | 0 | 0 | 0 | 0 | 0 | 0 | 0 | 0 | 0 | 0 | 0 | 0 | 0 | 0 | 0 | 0 | 0 | 0 | 0 | 0 | 0.047552 | 0.00054 | 0.00108 | 0.00163 | 0.00217 | 0.13859 | 0.053895 | 0.036861 |  | 0.1524 | 0.248 | 0.3662 | 0.3669
2014-02-28 | 8時 |  | 6.8093 | 0 | 0 | 0 | [9 empty] | 0.55418 | 0 | 0 | 0 | 0 | 0 | 0 | 0 | 0 | 0 | 0 | 0 | 0 | 0 | 0 | 0 | 0 | 0 | 0 | 0 | 0 | 0 | 0.047552 | 0.00054 | 0.00108 | 0.00163 | 0.00217 | 0.093503 | 0 | 0.035602 |  | 0.1091 | 0.1448 | 0.2032 | 0.2039
2014-02-28 | 9時 |  | 0 | 0 | 0 | 0 | [9 empty] | 0 | 0 | 0 | 0 | 0 | 0 | 0 | 0 | 0 | 0 | 0 | 0 | 0 | 0 | 0 | 0 | 0 | 0 | 0 | 0 | 0 | 0 | 0.047552 | 0.00013 | 0.00025 | 0.00038 | 0.0005 | 0.17838 | 0.10971 | 0.042749 |  | 0.3011 | 0.3368 | 0.3953 | 0.396
2014-02-28 | 10時 |  | 0 | 0 | 0 | 0 | [9 empty] | 0 | 0 | 0 | 0 | 0 | 0 | 0 | 0 | 0 | 0 | 0 | 0 | 0 | 0 | 0 | 0 | 0 | 0 | 0 | 0 | 0 | 0 | 0.047552 | 0.00033 | 0.00067 | 0.001 | 0.00133 | 0.093503 | 0 | 0.012523 |  | 0.0483 | 0.0483 | 0.0711 | 0.0717
2014-02-28 | 11時 |  | 14.8165 | 0 | 0 | 0 | [9 empty] | 1.8024 | 0 | 0 | 0 | 0 | 0 | 0 | 0 | 0 | 0 | 0 | 0 | 0 | 0 | 0 | 0 | 0 | 0 | 0 | 0 | 0 | 0 | 0.047552 | 0.00013 | 0.00025 | 0.00038 | 0.0005 | 0 | 0 | 0.0052775 |  | 0.056 | 0.0561 | 0.0788 | 0.0795
2014-02-28 | 12時 |  | 7.4829 | 0 | 0 | 0 | [9 empty] | 0.77042 | 0 | 0 | 0 | 0 | 0 | 0 | 0 | 0 | 0 | 0 | 0 | 0 | 0 | 0 | 0 | 0 | 0 | 0 | 0 | 0 | 0 | 0.047552 | 0.00338 | 0.00675 | 0.01013 | 0.01351 | 0.05371 | 0 | 0.0052775 |  | 0.1983 | 0.2727 | 0.3698 | 0.3705
2014-02-28 | 13時 |  | 0 | 0 | 0 | 0 | [9 empty] | 0 | 0 | 0 | 0 | 0 | 0 | 0 | 0 | 0 | 0 | 0 | 0 | 0 | 0 | 0 | 0 | 0 | 0 | 0 | 0 | 0 | 0 | 0.047552 | 0.00033 | 0.00067 | 0.001 | 0.00133 | 0.11604 | 0 | 0 |  | 0.0483 | 0.0483 | 0.0711 | 0.0717
2014-02-28 | 14時 |  | 0 | 0 | 0 | 0 | [9 empty] | 0 | 0 | 0 | 0 | 0 | 0 | 0 | 0 | 0 | 0 | 0 | 0 | 0 | 0 | 0 | 0 | 0 | 0 | 0 | 0 | 0 | 0 | 0.047552 | 0.00013 | 0.00025 | 0.00038 | 0.0005 | 0.031168 | 0 | 0.017801 |  | 0.056 | 0.0561 | 0.0788 | 0.0795
2014-02-28 | 15時 |  | 14.9875 | 0 | 0 | 0 | [9 empty] | 1.8401 | 0 | 0 | 0 | 0 | 0 | 0 | 0 | 0 | 0 | 0 | 0 | 0 | 0 | 0 | 0 | 0 | 0 | 0 | 0 | 0 | 0 | 0.047552 | 0.00013 | 0.00025 | 0.00038 | 0.0005 | 0 | 0 | 0 |  | 0.056 | 0.0561 | 0.0788 | 0.0795
2014-02-28 | 16時 |  | 7.8342 | 0 | 0 | 0 | [9 empty] | 0.78631 | 0 | 0 | 0 | 0 | 0 | 0 | 0 | 0 | 0 | 0 | 0 | 0 | 0 | 0 | 0 | 0 | 0 | 0 | 0 | 0 | 0 | 0.047552 | 0.00033 | 0.00067 | 0.001 | 0.00133 | 0.062335 | 0 | 0.0052775 |  | 0.0483 | 0.0483 | 0.0711 | 0.0717
2014-02-28 | 17時 |  | 9.7019 | 0 | 8.9142 | 0 | [9 empty] | 0.74583 | 0 | 0 | 0 | 0 | 0.68122 | 0 | 0 | 0 | 0 | 0 | 0 | 0 | 0 | 0 | 0 | 0 | 0 | 0 | 0 | 0 | 0 | 0.047552 | 0.00033 | 0.00067 | 0.001 | 0.00133 | 0.10536 | 0 | 0.0082775 |  | 0.1304 | 0.2048 | 0.3019 | 0.3026
2014-02-28 | 18時 |  | 9.7043 | 0 | 0 | 0 | [9 empty] | 0.76312 | 0 | 0 | 0 | 0 | 0 | 0 | 0 | 0 | 0 | 0 | 0 | 0 | 0 | 0 | 0 | 0 | 0 | 0 | 0 | 0 | 0 | 0.047552 | 0.00642 | 0.01284 | 0.01926 | 0.02568 | 0.12467 | 0 | 0.0082775 |  | 0.303 | 0.3387 | 0.3972 | 0.5469
2014-02-28 | 19時 |  | 6.2581 | 0 | 8.0928 | 0 | [9 empty] | 0.53097 | 0 | 0 | 0 | 0 | 0.63842 | 0 | 0 | 0 | 0 | 0 | 0 | 0 | 0 | 0 | 0 | 0 | 0 | 0 | 0 | 0 | 0 | 0.047552 | 0.00642 | 0.01284 | 0.01926 | 0.02568 | 0.21072 | 0.10708 | 0.0082775 |  | 0.0991 | 0.1348 | 0.1932 | 0.1939
2014-02-28 | 20時 |  | 6.7422 | 0 | 5.9998 | 0 | [9 empty] | 0.58197 | 0 | 0 | 0 | 0 | 0.47469 | 0 | 0 | 0 | 0 | 0 | 0 | 0 | 0 | 0 | 0 | 0 | 0 | 0 | 0 | 0 | 0 | 0.047552 | 0.00033 | 0.00067 | 0.001 | 0.00133 | 0.14927 | 0.027125 | 0 |  | 0.0917 | 0.1275 | 0.2102 | 0.2109
2014-02-28 | 21時 |  | 7.1606 | 0 | 7.1602 | 0 | [9 empty] | 0.62471 | 0 | 0 | 0 | 0 | 0.62424 | 0 | 0 | 0 | 0 | 0 | 0 | 0 | 0 | 0 | 0 | 0 | 0 | 0 | 0 | 0 | 0 | 0.047552 | 0.00033 | 0.00067 | 0.001 | 0.00133 | 0.14618 | 0.10814 | 0.031304 |  | 0.1216 | 0.1873 | 0.2837 | 0.2844
2014-02-28 | 22時 |  | 7.5477 | 0 | 2.778 | 0 | [9 empty] | 0.66429 | 0 | 0 | 0 | 0 | 0.26438 | 0 | 0 | 0 | 0 | 0 | 0 | 0 | 0 | 0 | 0 | 0 | 0 | 0 | 0 | 0 | 0 | 0.047552 | 0.00628 | 0.01256 | 0.01884 | 0.02512 | 0.12467 | 0.16133 | 0.043827 |  | 0.1738 | 0.1917 | 0.262 | 0.2626
2014-02-28 | 23時 |  | 0 | 0 | 0 | 0 | [9 empty] | 0 | 0 | 0 | 0 | 0 | 0 | 0 | 0 | 0 | 0 | 0 | 0 | 0 | 0 | 0 | 0 | 0 | 0 | 0 | 0 | 0 | 0 | 0.047552 | 0.0067 | 0.01339 | 0.02009 | 0.02679 | 0.12467 | 0.18881 | 0.031848 |  | 0.1877 | 0.2176 | 0.2756 | 0.2763
2014-03-01 | 0時 |  | 0 | 0 | 0 | 0 | [9 empty] | 0 | 0 | 0 | 0 | 0 | 0 | 0 | 0 | 0 | 0 | 0 | 0 | 0 | 0 | 0 | 0 | 0 | 0 | 0 | 0 | 0 | 0 | 0.047552 | 0.00013 | 0.00025 | 0.00038 | 0.0005 | 0 | 0.078899 | 0.011656 |  | 0.1578 | 0.1578 | 0.1806 | 0.1812
2014-03-01 | 1時 |  | 0 | 0 | 0 | 0 | [9 empty] | 0 | 0 | 0 | 0 | 0 | 0 | 0 | 0 | 0 | 0 | 0 | 0 | 0 | 0 | 0 | 0 | 0 | 0 | 0 | 0 | 0 | 0 | 0.047552 | 0.00013 | 0.00025 | 0.00038 | 0.0005 | 0 | 0 | 0 |  | 0.0483 | 0.0483 | 0.0711 | 0.0717
2014-03-01 | 2時 |  | 0 | 0 | 0 | 0 | [9 empty] | 0 | 0 | 0 | 0 | 0 | 0 | 0 | 0 | 0 | 0 | 0 | 0 | 0 | 0 | 0 | 0 | 0 | 0 | 0 | 0 | 0 | 0 | 0.047552 | 0.00013 | 0.00025 | 0.00038 | 0.0005 | 0 | 0 | 0 |  | 0.056 | 0.0561 | 0.0788 | 0.0795
2014-03-01 | 3時 |  | 0 | 0 | 0 | 0 | [9 empty] | 0 | 0 | 0 | 0 | 0 | 0 | 0 | 0 | 0 | 0 | 0 | 0 | 0 | 0 | 0 | 0 | 0 | 0 | 0 | 0 | 0 | 0 | 0.047552 | 0.00013 | 0.00025 | 0.00038 | 0.0005 | 0 | 0 | 0 |  | 0.056 | 0.0561 | 0.0788 | 0.0795
2014-03-01 | 4時 |  | 0 | 0 | 0 | 0 | [9 empty] | 0 | 0 | 0 | 0 | 0 | 0 | 0 | 0 | 0 | 0 | 0 | 0 | 0 | 0 | 0 | 0 | 0 | 0 | 0 | 0 | 0 | 0 | 0.047552 | 0.00013 | 0.00025 | 0.00038 | 0.0005 | 0 | 0 | 0 |  | 0.0483 | 0.0483 | 0.0711 | 0.0717
2014-03-01 | 5時 |  | 20.4726 | 9.4538 | 0 | 0 | [9 empty] | 3.5821 | 0 | 0 | 0 | 0 | 0 | 0 | 0 | 0 | 0 | 0 | 0 | 0 | 0 | 0 | 0 | 0 | 0 | 0 | 0 | 0 | 0 | 0.047552 | 0.00013 | 0.00025 | 0.00038 | 0.0005 | 0 | 0 | 0 |  | 0.056 | 0.0561 | 0.0788 | 0.0795
2014-03-01 | 6時 |  | 11.5356 | 0 | 0 | 0 | [9 empty] | 1.3296 | 0 | 0 | 0 | 0 | 0 | 0 | 0 | 0 | 0 | 0 | 0 | 0 | 0 | 0 | 0 | 0 | 0 | 0 | 0 | 0 | 0 | 0.047552 | 0.00338 | 0.00675 | 0.01013 | 0.01351 | 0 | 0.024649 | 0.011815 |  | 0.1925 | 0.2611 | 0.3525 | 0.3531
2014-03-01 | 7時 |  | 9.2676 | 0 | 0 | 0 | [9 empty] | 0.78451 | 0 | 0 | 0 | 0 | 0 | 0 | 0 | 0 | 0 | 0 | 0 | 0 | 0 | 0 | 0 | 0 | 0 | 0 | 0 | 0 | 0 | 0.047552 | 0.00054 | 0.00108 | 0.00163 | 0.00217 | 0.13859 | 0.053895 | 0.036861 |  | 0.1524 | 0.248 | 0.3662 | 0.3669
2014-03-01 | 8時 |  | 7.3278 | 0 | 0 | 0 | [9 empty] | 0.60978 | 0 | 0 | 0 | 0 | 0 | 0 | 0 | 0 | 0 | 0 | 0 | 0 | 0 | 0 | 0 | 0 | 0 | 0 | 0 | 0 | 0 | 0.047552 | 0.00054 | 0.00108 | 0.00163 | 0.00217 | 0.093503 | 0 | 0.035602 |  | 0.1091 | 0.1448 | 0.2032 | 0.2039
2014-03-01 | 9時 |  | 0 | 0 | 0 | 0 | [9 empty] | 0 | 0 | 0 | 0 | 0 | 0 | 0 | 0 | 0 | 0 | 0 | 0 | 0 | 0 | 0 | 0 | 0 | 0 | 0 | 0 | 0 | 0 | 0.047552 | 0.00013 | 0.00025 | 0.00038 | 0.0005 | 0.17838 | 0.10971 | 0.042749 |  | 0.3011 | 0.3368 | 0.3953 | 0.396
2014-03-01 | 10時 |  | 0 | 0 | 0 | 0 | [9 empty] | 0 | 0 | 0 | 0 | 0 | 0 | 0 | 0 | 0 | 0 | 0 | 0 | 0 | 0 | 0 | 0 | 0 | 0 | 0 | 0 | 0 | 0 | 0.047552 | 0.00033 | 0.00067 | 0.001 | 0.00133 | 0.093503 | 0 | 0.012523 |  | 0.0483 | 0.0483 | 0.0711 | 0.0717
2014-03-01 | 11時 |  | 11.4357 | 0 | 0 | 0 | [9 empty] | 0.86913 | 0 | 0 | 0 | 0 | 0 | 0 | 0 | 0 | 0 | 0 | 0 | 0 | 0 | 0 | 0 | 0 | 0 | 0 | 0 | 0 | 0 | 0.047552 | 0.00013 | 0.00025 | 0.00038 | 0.0005 | 0 | 0 | 0.0052775 |  | 0.056 | 0.0561 | 0.0788 | 0.0795
2014-03-01 | 12時 |  | 3.9037 | 0 | 0 | 0 | [9 empty] | 0.3251 | 0 | 0 | 0 | 0 | 0 | 0 | 0 | 0 | 0 | 0 | 0 | 0 | 0 | 0 | 0 | 0 | 0 | 0 | 0 | 0 | 0 | 0.047552 | 0.00338 | 0.00675 | 0.01013 | 0.01351 | 0.05371 | 0 | 0.0052775 |  | 0.1983 | 0.2727 | 0.3698 | 0.3705
2014-03-01 | 13時 |  | 0 | 0 | 0 | 0 | [9 empty] | 0 | 0 | 0 | 0 | 0 | 0 | 0 | 0 | 0 | 0 | 0 | 0 | 0 | 0 | 0 | 0 | 0 | 0 | 0 | 0 | 0 | 0 | 0.047552 | 0.00033 | 0.00067 | 0.001 | 0.00133 | 0.11604 | 0 | 0 |  | 0.0483 | 0.0483 | 0.0711 | 0.0717
2014-03-01 | 14時 |  | 0 | 0 | 0 | 0 | [9 empty] | 0 | 0 | 0 | 0 | 0 | 0 | 0 | 0 | 0 | 0 | 0 | 0 | 0 | 0 | 0 | 0 | 0 | 0 | 0 | 0 | 0 | 0 | 0.047552 | 0.00013 | 0.00025 | 0.00038 | 0.0005 | 0.031168 | 0 | 0.017801 |  | 0.056 | 0.0561 | 0.0788 | 0.0795
2014-03-01 | 15時 |  | 8.0961 | 0 | 0 | 0 | [9 empty] | 0.59487 | 0 | 0 | 0 | 0 | 0 | 0 | 0 | 0 | 0 | 0 | 0 | 0 | 0 | 0 | 0 | 0 | 0 | 0 | 0 | 0 | 0 | 0.047552 | 0.00013 | 0.00025 | 0.00038 | 0.0005 | 0 | 0 | 0 |  | 0.056 | 0.0561 | 0.0788 | 0.0795
2014-03-01 | 16時 |  | 4.8636 | 0 | 0 | 0 | [9 empty] | 0.38959 | 0 | 0 | 0 | 0 | 0 | 0 | 0 | 0 | 0 | 0 | 0 | 0 | 0 | 0 | 0 | 0 | 0 | 0 | 0 | 0 | 0 | 0.047552 | 0.00033 | 0.00067 | 0.001 | 0.00133 | 0.062335 | 0 | 0.0052775 |  | 0.0483 | 0.0483 | 0.0711 | 0.0717
2014-03-01 | 17時 |  | 7.9523 | 0 | 5.9915 | 0 | [9 empty] | 0.61749 | 0 | 0 | 0 | 0 | 0.43937 | 0 | 0 | 0 | 0 | 0 | 0 | 0 | 0 | 0 | 0 | 0 | 0 | 0 | 0 | 0 | 0 | 0.047552 | 0.00033 | 0.00067 | 0.001 | 0.00133 | 0.10536 | 0 | 0.0082775 |  | 0.1304 | 0.2048 | 0.3019 | 0.3026
2014-03-01 | 18時 |  | 8.5887 | 0 | 0 | 0 | [9 empty] | 0.89019 | 0 | 0 | 0 | 0 | 0 | 0 | 0 | 0 | 0 | 0 | 0 | 0 | 0 | 0 | 0 | 0 | 0 | 0 | 0 | 0 | 0 | 0.047552 | 0.00642 | 0.01284 | 0.01926 | 0.02568 | 0.12467 | 0 | 0.0082775 |  | 0.303 | 0.3387 | 0.3972 | 0.5469
2014-03-01 | 19時 |  | 5.3098 | 0 | 6.1032 | 0 | [9 empty] | 0.58165 | 0 | 0 | 0 | 0 | 0.63105 | 0 | 0 | 0 | 0 | 0 | 0 | 0 | 0 | 0 | 0 | 0 | 0 | 0 | 0 | 0 | 0 | 0.047552 | 0.00642 | 0.01284 | 0.01926 | 0.02568 | 0.21072 | 0.10708 | 0.0082775 |  | 0.0991 | 0.1348 | 0.1932 | 0.1939
2014-03-01 | 20時 |  | 5.7767 | 0 | 5.0746 | 0 | [9 empty] | 0.62346 | 0 | 0 | 0 | 0 | 0.51447 | 0 | 0 | 0 | 0 | 0 | 0 | 0 | 0 | 0 | 0 | 0 | 0 | 0 | 0 | 0 | 0 | 0.047552 | 0.00033 | 0.00067 | 0.001 | 0.00133 | 0.14927 | 0.027125 | 0 |  | 0.0917 | 0.1275 | 0.2102 | 0.2109
2014-03-01 | 21時 |  | 6.1775 | 0 | 5.9438 | 0 | [9 empty] | 0.66329 | 0 | 0 | 0 | 0 | 0.64106 | 0 | 0 | 0 | 0 | 0 | 0 | 0 | 0 | 0 | 0 | 0 | 0 | 0 | 0 | 0 | 0 | 0.047552 | 0.00033 | 0.00067 | 0.001 | 0.00133 | 0.14618 | 0.10814 | 0.031304 |  | 0.1216 | 0.1873 | 0.2837 | 0.2844
2014-03-01 | 22時 |  | 6.4317 | 0 | 2.2699 | 0 | [9 empty] | 0.68384 | 0 | 0 | 0 | 0 | 0.26244 | 0 | 0 | 0 | 0 | 0 | 0 | 0 | 0 | 0 | 0 | 0 | 0 | 0 | 0 | 0 | 0 | 0.047552 | 0.00628 | 0.01256 | 0.01884 | 0.02512 | 0.12467 | 0.16133 | 0.043827 |  | 0.1738 | 0.1917 | 0.262 | 0.2626
2014-03-01 | 23時 |  | 0 | 0 | 0 | 0 | [9 empty] | 0 | 0 | 0 | 0 | 0 | 0 | 0 | 0 | 0 | 0 | 0 | 0 | 0 | 0 | 0 | 0 | 0 | 0 | 0 | 0 | 0 | 0 | 0.047552 | 0.0067 | 0.01339 | 0.02009 | 0.02679 | 0.12467 | 0.18881 | 0.031848 |  | 0.1877 | 0.2176 | 0.2756 | 0.2763
2014-03-02 | 0時 |  | 0 | 0 | 0 | 0 | [9 empty] | 0 | 0 | 0 | 0 | 0 | 0 | 0 | 0 | 0 | 0 | 0 | 0 | 0 | 0 | 0 | 0 | 0 | 0 | 0 | 0 | 0 | 0 | 0.047552 | 0.00013 | 0.00025 | 0.00038 | 0.0005 | 0 | 0.078899 | 0.011656 |  | 0.1578 | 0.1578 | 0.1806 | 0.1812
2014-03-02 | 1時 |  | 0 | 0 | 0 | 0 | [9 empty] | 0 | 0 | 0 | 0 | 0 | 0 | 0 | 0 | 0 | 0 | 0 | 0 | 0 | 0 | 0 | 0 | 0 | 0 | 0 | 0 | 0 | 0 | 0.047552 | 0.00013 | 0.00025 | 0.00038 | 0.0005 | 0 | 0 | 0 |  | 0.0483 | 0.0483 | 0.0711 | 0.0717
2014-03-02 | 2時 |  | 0 | 0 | 0 | 0 | [9 empty] | 0 | 0 | 0 | 0 | 0 | 0 | 0 | 0 | 0 | 0 | 0 | 0 | 0 | 0 | 0 | 0 | 0 | 0 | 0 | 0 | 0 | 0 | 0.047552 | 0.00013 | 0.00025 | 0.00038 | 0.0005 | 0 | 0 | 0 |  | 0.056 | 0.0561 | 0.0788 | 0.0795
2014-03-02 | 3時 |  | 0 | 0 | 0 | 0 | [9 empty] | 0 | 0 | 0 | 0 | 0 | 0 | 0 | 0 | 0 | 0 | 0 | 0 | 0 | 0 | 0 | 0 | 0 | 0 | 0 | 0 | 0 | 0 | 0.047552 | 0.00013 | 0.00025 | 0.00038 | 0.0005 | 0 | 0 | 0 |  | 0.056 | 0.0561 | 0.0788 | 0.0795
2014-03-02 | 4時 |  | 0 | 0 | 0 | 0 | [9 empty] | 0 | 0 | 0 | 0 | 0 | 0 | 0 | 0 | 0 | 0 | 0 | 0 | 0 | 0 | 0 | 0 | 0 | 0 | 0 | 0 | 0 | 0 | 0.047552 | 0.00013 | 0.00025 | 0.00038 | 0.0005 | 0 | 0 | 0 |  | 0.0483 | 0.0483 | 0.0711 | 0.0717
2014-03-02 | 5時 |  | 26.2886 | 0 | 0 | 0 | [9 empty] | 3.3632 | 0 | 0 | 0 | 0 | 0 | 0 | 0 | 0 | 0 | 0 | 0 | 0 | 0 | 0 | 0 | 0 | 0 | 0 | 0 | 0 | 0 | 0.047552 | 0.00013 | 0.00025 | 0.00038 | 0.0005 | 0 | 0 | 0 |  | 0.056 | 0.0561 | 0.0788 | 0.0795
2014-03-02 | 6時 |  | 9.271 | 0 | 0 | 0 | [9 empty] | 0.77531 | 0 | 0 | 0 | 0 | 0 | 0 | 0 | 0 | 0 | 0 | 0 | 0 | 0 | 0 | 0 | 0 | 0 | 0 | 0 | 0 | 0 | 0.047552 | 0.00338 | 0.00675 | 0.01013 | 0.01351 | 0 | 0.024649 | 0.011815 |  | 0.1925 | 0.2611 | 0.3525 | 0.3531
2014-03-02 | 7時 |  | 6.8089 | 0 | 0 | 0 | [9 empty] | 0.59579 | 0 | 0 | 0 | 0 | 0 | 0 | 0 | 0 | 0 | 0 | 0 | 0 | 0 | 0 | 0 | 0 | 0 | 0 | 0 | 0 | 0 | 0.047552 | 0.00054 | 0.00108 | 0.00163 | 0.00217 | 0.13859 | 0.053895 | 0.036861 |  | 0.1524 | 0.248 | 0.3662 | 0.3669
2014-03-02 | 8時 |  | 5.959 | 0 | 0 | 0 | [9 empty] | 0.52157 | 0 | 0 | 0 | 0 | 0 | 0 | 0 | 0 | 0 | 0 | 0 | 0 | 0 | 0 | 0 | 0 | 0 | 0 | 0 | 0 | 0 | 0.047552 | 0.00054 | 0.00108 | 0.00163 | 0.00217 | 0.093503 | 0 | 0.035602 |  | 0.1091 | 0.1448 | 0.2032 | 0.2039
2014-03-02 | 9時 |  | 0 | 0 | 0 | 0 | [9 empty] | 0 | 0 | 0 | 0 | 0 | 0 | 0 | 0 | 0 | 0 | 0 | 0 | 0 | 0 | 0 | 0 | 0 | 0 | 0 | 0 | 0 | 0 | 0.047552 | 0.00013 | 0.00025 | 0.00038 | 0.0005 | 0.17838 | 0.10971 | 0.042749 |  | 0.3011 | 0.3368 | 0.3953 | 0.396
2014-03-02 | 10時 |  | 0 | 0 | 0 | 0 | [9 empty] | 0 | 0 | 0 | 0 | 0 | 0 | 0 | 0 | 0 | 0 | 0 | 0 | 0 | 0 | 0 | 0 | 0 | 0 | 0 | 0 | 0 | 0 | 0.047552 | 0.00033 | 0.00067 | 0.001 | 0.00133 | 0.093503 | 0 | 0.012523 |  | 0.0483 | 0.0483 | 0.0711 | 0.0717
2014-03-02 | 11時 |  | 6.1258 | 0 | 0 | 0 | [9 empty] | 0.51014 | 0 | 0 | 0 | 0 | 0 | 0 | 0 | 0 | 0 | 0 | 0 | 0 | 0 | 0 | 0 | 0 | 0 | 0 | 0 | 0 | 0 | 0.047552 | 0.00013 | 0.00025 | 0.00038 | 0.0005 | 0 | 0 | 0.0052775 |  | 0.056 | 0.0561 | 0.0788 | 0.0795
2014-03-02 | 12時 |  | 0.66962 | 0 | 0 | 0 | [9 empty] | 0.16057 | 0 | 0 | 0 | 0 | 0 | 0 | 0 | 0 | 0 | 0 | 0 | 0 | 0 | 0 | 0 | 0 | 0 | 0 | 0 | 0 | 0 | 0.047552 | 0.00338 | 0.00675 | 0.01013 | 0.01351 | 0.05371 | 0 | 0.0052775 |  | 0.1983 | 0.2727 | 0.3698 | 0.3705
2014-03-02 | 13時 |  | 0 | 0 | 0 | 0 | [9 empty] | 0 | 0 | 0 | 0 | 0 | 0 | 0 | 0 | 0 | 0 | 0 | 0 | 0 | 0 | 0 | 0 | 0 | 0 | 0 | 0 | 0 | 0 | 0.047552 | 0.00033 | 0.00067 | 0.001 | 0.00133 | 0.11604 | 0 | 0 |  | 0.0483 | 0.0483 | 0.0711 | 0.0717
2014-03-02 | 14時 |  | 0 | 0 | 0 | 0 | [9 empty] | 0 | 0 | 0 | 0 | 0 | 0 | 0 | 0 | 0 | 0 | 0 | 0 | 0 | 0 | 0 | 0 | 0 | 0 | 0 | 0 | 0 | 0 | 0.047552 | 0.00013 | 0.00025 | 0.00038 | 0.0005 | 0.031168 | 0 | 0.017801 |  | 0.056 | 0.0561 | 0.0788 | 0.0795
2014-03-02 | 15時 |  | 3.2928 | 0 | 0 | 0 | [9 empty] | 0.35213 | 0 | 0 | 0 | 0 | 0 | 0 | 0 | 0 | 0 | 0 | 0 | 0 | 0 | 0 | 0 | 0 | 0 | 0 | 0 | 0 | 0 | 0.047552 | 0.00013 | 0.00025 | 0.00038 | 0.0005 | 0 | 0 | 0 |  | 0.056 | 0.0561 | 0.0788 | 0.0795
2014-03-02 | 16時 |  | 3.8248 | 0 | 0 | 0 | [9 empty] | 0.40116 | 0 | 0 | 0 | 0 | 0 | 0 | 0 | 0 | 0 | 0 | 0 | 0 | 0 | 0 | 0 | 0 | 0 | 0 | 0 | 0 | 0 | 0.047552 | 0.00033 | 0.00067 | 0.001 | 0.00133 | 0.062335 | 0 | 0.0052775 |  | 0.0483 | 0.0483 | 0.0711 | 0.0717
2014-03-02 | 17時 |  | 8.3695 | 0 | 3.9288 | 0 | [9 empty] | 0.71976 | 0 | 0 | 0 | 0 | 0.33349 | 0 | 0 | 0 | 0 | 0 | 0 | 0 | 0 | 0 | 0 | 0 | 0 | 0 | 0 | 0 | 0 | 0.047552 | 0.00033 | 0.00067 | 0.001 | 0.00133 | 0.10536 | 0 | 0.0082775 |  | 0.1304 | 0.2048 | 0.3019 | 0.3026
2014-03-02 | 18時 |  | 9.4006 | 0 | 0 | 0 | [9 empty] | 0.80875 | 0 | 0 | 0 | 0 | 0 | 0 | 0 | 0 | 0 | 0 | 0 | 0 | 0 | 0 | 0 | 0 | 0 | 0 | 0 | 0 | 0 | 0.047552 | 0.00642 | 0.01284 | 0.01926 | 0.02568 | 0.12467 | 0 | 0.0082775 |  | 0.303 | 0.3387 | 0.3972 | 0.5469
2014-03-02 | 19時 |  | 5.6418 | 0 | 4.9909 | 0 | [9 empty] | 0.54465 | 0 | 0 | 0 | 0 | 0.41962 | 0 | 0 | 0 | 0 | 0 | 0 | 0 | 0 | 0 | 0 | 0 | 0 | 0 | 0 | 0 | 0 | 0.047552 | 0.00642 | 0.01284 | 0.01926 | 0.02568 | 0.21072 | 0.10708 | 0.0082775 |  | 0.0991 | 0.1348 | 0.1932 | 0.1939
2014-03-02 | 20時 |  | 6.3745 | 0 | 5.2698 | 0 | [9 empty] | 0.5997 | 0 | 0 | 0 | 0 | 0.44507 | 0 | 0 | 0 | 0 | 0 | 0 | 0 | 0 | 0 | 0 | 0 | 0 | 0 | 0 | 0 | 0 | 0.047552 | 0.00033 | 0.00067 | 0.001 | 0.00133 | 0.14927 | 0.027125 | 0 |  | 0.0917 | 0.1275 | 0.2102 | 0.2109
2014-03-02 | 21時 |  | 7.0287 | 0 | 6.5258 | 0 | [9 empty] | 0.65453 | 0 | 0 | 0 | 0 | 0.60848 | 0 | 0 | 0 | 0 | 0 | 0 | 0 | 0 | 0 | 0 | 0 | 0 | 0 | 0 | 0 | 0 | 0.047552 | 0.00033 | 0.00067 | 0.001 | 0.00133 | 0.14618 | 0.10814 | 0.031304 |  | 0.1216 | 0.1873 | 0.2837 | 0.2844
2014-03-02 | 22時 |  | 7.5566 | 0 | 2.6475 | 0 | [9 empty] | 0.69642 | 0 | 0 | 0 | 0 | 0.26597 | 0 | 0 | 0 | 0 | 0 | 0 | 0 | 0 | 0 | 0 | 0 | 0 | 0 | 0 | 0 | 0 | 0.047552 | 0.00628 | 0.01256 | 0.01884 | 0.02512 | 0.12467 | 0.16133 | 0.043827 |  | 0.1738 | 0.1917 | 0.262 | 0.2626
2014-03-02 | 23時 |  | 0 | 0 | 0 | 0 | [9 empty] | 0 | 0 | 0 | 0 | 0 | 0 | 0 | 0 | 0 | 0 | 0 | 0 | 0 | 0 | 0 | 0 | 0 | 0 | 0 | 0 | 0 | 0 | 0.047552 | 0.0067 | 0.01339 | 0.02009 | 0.02679 | 0.12467 | 0.18881 | 0.031848 |  | 0.1877 | 0.2176 | 0.2756 | 0.2763
2014-03-03 | 0時 |  | 0 | 0 | 0 | 0 | [9 empty] | 0 | 0 | 0 | 0 | 0 | 0 | 0 | 0 | 0 | 0 | 0 | 0 | 0 | 0 | 0 | 0 | 0 | 0 | 0 | 0 | 0 | 0 | 0.047552 | 0.00013 | 0.00025 | 0.00038 | 0.0005 | 0 | 0.078899 | 0.011656 |  | 0.1578 | 0.1578 | 0.1806 | 0.1812
2014-03-03 | 1時 |  | 0 | 0 | 0 | 0 | [9 empty] | 0 | 0 | 0 | 0 | 0 | 0 | 0 | 0 | 0 | 0 | 0 | 0 | 0 | 0 | 0 | 0 | 0 | 0 | 0 | 0 | 0 | 0 | 0.047552 | 0.00013 | 0.00025 | 0.00038 | 0.0005 | 0 | 0 | 0 |  | 0.0483 | 0.0483 | 0.0711 | 0.0717
2014-03-03 | 2時 |  | 0 | 0 | 0 | 0 | [9 empty] | 0 | 0 | 0 | 0 | 0 | 0 | 0 | 0 | 0 | 0 | 0 | 0 | 0 | 0 | 0 | 0 | 0 | 0 | 0 | 0 | 0 | 0 | 0.047552 | 0.00013 | 0.00025 | 0.00038 | 0.0005 | 0 | 0 | 0 |  | 0.056 | 0.0561 | 0.0788 | 0.0795
2014-03-03 | 3時 |  | 0 | 0 | 0 | 0 | [9 empty] | 0 | 0 | 0 | 0 | 0 | 0 | 0 | 0 | 0 | 0 | 0 | 0 | 0 | 0 | 0 | 0 | 0 | 0 | 0 | 0 | 0 | 0 | 0.047552 | 0.00013 | 0.00025 | 0.00038 | 0.0005 | 0 | 0 | 0 |  | 0.056 | 0.0561 | 0.0788 | 0.0795
2014-03-03 | 4時 |  | 0 | 0 | 0 | 0 | [9 empty] | 0 | 0 | 0 | 0 | 0 | 0 | 0 | 0 | 0 | 0 | 0 | 0 | 0 | 0 | 0 | 0 | 0 | 0 | 0 | 0 | 0 | 0 | 0.047552 | 0.00013 | 0.00025 | 0.00038 | 0.0005 | 0 | 0 | 0 |  | 0.0483 | 0.0483 | 0.0711 | 0.0717
2014-03-03 | 5時 |  | 26.3777 | 4.8822 | 0 | 0 | [9 empty] | 3.5892 | 0 | 0 | 0 | 0 | 0 | 0 | 0 | 0 | 0 | 0 | 0 | 0 | 0 | 0 | 0 | 0 | 0 | 0 | 0 | 0 | 0 | 0.047552 | 0.00013 | 0.00025 | 0.00038 | 0.0005 | 0 | 0 | 0 |  | 0.056 | 0.0561 | 0.0788 | 0.0795
2014-03-03 | 6時 |  | 11.381 | 0 | 0 | 0 | [9 empty] | 1.0122 | 0 | 0 | 0 | 0 | 0 | 0 | 0 | 0 | 0 | 0 | 0 | 0 | 0 | 0 | 0 | 0 | 0 | 0 | 0 | 0 | 0 | 0.047552 | 0.00338 | 0.00675 | 0.01013 | 0.01351 | 0 | 0.024649 | 0.011815 |  | 0.1925 | 0.2611 | 0.3525 | 0.3531
2014-03-03 | 7時 |  | 5.9657 | 0 | 0 | 0 | [9 empty] | 0.56844 | 0 | 0 | 0 | 0 | 0 | 0 | 0 | 0 | 0 | 0 | 0 | 0 | 0 | 0 | 0 | 0 | 0 | 0 | 0 | 0 | 0 | 0.047552 | 0.00054 | 0.00108 | 0.00163 | 0.00217 | 0.13859 | 0.053895 | 0.036861 |  | 0.1524 | 0.248 | 0.3662 | 0.3669
2014-03-03 | 8時 |  | 2.2118 | 0 | 0 | 0 | [9 empty] | 0.29364 | 0 | 0 | 0 | 0 | 0 | 0 | 0 | 0 | 0 | 0 | 0 | 0 | 0 | 0 | 0 | 0 | 0 | 0 | 0 | 0 | 0 | 0.047552 | 0.00054 | 0.00108 | 0.00163 | 0.00217 | 0.093503 | 0 | 0.035602 |  | 0.1091 | 0.1448 | 0.2032 | 0.2039
2014-03-03 | 9時 |  | 0 | 0 | 0 | 0 | [9 empty] | 0 | 0 | 0 | 0 | 0 | 0 | 0 | 0 | 0 | 0 | 0 | 0 | 0 | 0 | 0 | 0 | 0 | 0 | 0 | 0 | 0 | 0 | 0.047552 | 0.00013 | 0.00025 | 0.00038 | 0.0005 | 0.17838 | 0.10971 | 0.042749 |  | 0.3011 | 0.3368 | 0.3953 | 0.396
2014-03-03 | 10時 |  | 0 | 0 | 0 | 0 | [9 empty] | 0 | 0 | 0 | 0 | 0 | 0 | 0 | 0 | 0 | 0 | 0 | 0 | 0 | 0 | 0 | 0 | 0 | 0 | 0 | 0 | 0 | 0 | 0.047552 | 0.00033 | 0.00067 | 0.001 | 0.00133 | 0.093503 | 0 | 0.012523 |  | 0.0483 | 0.0483 | 0.0711 | 0.0717
2014-03-03 | 11時 |  | 2.1266 | 0 | 0 | 0 | [9 empty] | 0.24916 | 0 | 0 | 0 | 0 | 0 | 0 | 0 | 0 | 0 | 0 | 0 | 0 | 0 | 0 | 0 | 0 | 0 | 0 | 0 | 0 | 0 | 0.047552 | 0.00013 | 0.00025 | 0.00038 | 0.0005 | 0 | 0 | 0.0052775 |  | 0.056 | 0.0561 | 0.0788 | 0.0795
2014-03-03 | 12時 |  | 0.080434 | 0 | 0 | 0 | [9 empty] | 0.12402 | 0 | 0 | 0 | 0 | 0 | 0 | 0 | 0 | 0 | 0 | 0 | 0 | 0 | 0 | 0 | 0 | 0 | 0 | 0 | 0 | 0 | 0.047552 | 0.00338 | 0.00675 | 0.01013 | 0.01351 | 0.05371 | 0 | 0.0052775 |  | 0.1983 | 0.2727 | 0.3698 | 0.3705
2014-03-03 | 13時 |  | 0 | 0 | 0 | 0 | [9 empty] | 0 | 0 | 0 | 0 | 0 | 0 | 0 | 0 | 0 | 0 | 0 | 0 | 0 | 0 | 0 | 0 | 0 | 0 | 0 | 0 | 0 | 0 | 0.047552 | 0.00033 | 0.00067 | 0.001 | 0.00133 | 0.11604 | 0 | 0 |  | 0.0483 | 0.0483 | 0.0711 | 0.0717
2014-03-03 | 14時 |  | 0 | 0 | 0 | 0 | [9 empty] | 0 | 0 | 0 | 0 | 0 | 0 | 0 | 0 | 0 | 0 | 0 | 0 | 0 | 0 | 0 | 0 | 0 | 0 | 0 | 0 | 0 | 0 | 0.047552 | 0.00013 | 0.00025 | 0.00038 | 0.0005 | 0.031168 | 0 | 0.017801 |  | 0.056 | 0.0561 | 0.0788 | 0.0795
2014-03-03 | 15時 |  | 3.7844 | 0 | 0 | 0 | [9 empty] | 0.36752 | 0 | 0 | 0 | 0 | 0 | 0 | 0 | 0 | 0 | 0 | 0 | 0 | 0 | 0 | 0 | 0 | 0 | 0 | 0 | 0 | 0 | 0.047552 | 0.00013 | 0.00025 | 0.00038 | 0.0005 | 0 | 0 | 0 |  | 0.056 | 0.0561 | 0.0788 | 0.0795
2014-03-03 | 16時 |  | 3.7412 | 0 | 0 | 0 | [9 empty] | 0.36967 | 0 | 0 | 0 | 0 | 0 | 0 | 0 | 0 | 0 | 0 | 0 | 0 | 0 | 0 | 0 | 0 | 0 | 0 | 0 | 0 | 0 | 0.047552 | 0.00033 | 0.00067 | 0.001 | 0.00133 | 0.062335 | 0 | 0.0052775 |  | 0.0483 | 0.0483 | 0.0711 | 0.0717
2014-03-03 | 17時 |  | 7.6913 | 0 | 3.6908 | 0 | [9 empty] | 0.64612 | 0 | 0 | 0 | 0 | 0.3079 | 0 | 0 | 0 | 0 | 0 | 0 | 0 | 0 | 0 | 0 | 0 | 0 | 0 | 0 | 0 | 0 | 0.047552 | 0.00033 | 0.00067 | 0.001 | 0.00133 | 0.10536 | 0 | 0.0082775 |  | 0.1304 | 0.2048 | 0.3019 | 0.3026
2014-03-03 | 18時 |  | 9.028 | 0 | 0 | 0 | [9 empty] | 0.7697 | 0 | 0 | 0 | 0 | 0 | 0 | 0 | 0 | 0 | 0 | 0 | 0 | 0 | 0 | 0 | 0 | 0 | 0 | 0 | 0 | 0 | 0.047552 | 0.00642 | 0.01284 | 0.01926 | 0.02568 | 0.12467 | 0 | 0.0082775 |  | 0.303 | 0.3387 | 0.3972 | 0.5469
2014-03-03 | 19時 |  | 5.5072 | 0 | 4.9409 | 0 | [9 empty] | 0.5354 | 0 | 0 | 0 | 0 | 0.41566 | 0 | 0 | 0 | 0 | 0 | 0 | 0 | 0 | 0 | 0 | 0 | 0 | 0 | 0 | 0 | 0 | 0.047552 | 0.00642 | 0.01284 | 0.01926 | 0.02568 | 0.21072 | 0.10708 | 0.0082775 |  | 0.0991 | 0.1348 | 0.1932 | 0.1939
2014-03-03 | 20時 |  | 6.2134 | 0 | 5.114 | 0 | [9 empty] | 0.58553 | 0 | 0 | 0 | 0 | 0.43045 | 0 | 0 | 0 | 0 | 0 | 0 | 0 | 0 | 0 | 0 | 0 | 0 | 0 | 0 | 0 | 0 | 0.047552 | 0.00033 | 0.00067 | 0.001 | 0.00133 | 0.14927 | 0.027125 | 0 |  | 0.0917 | 0.1275 | 0.2102 | 0.2109
2014-03-03 | 21時 |  | 6.8417 | 0 | 6.3534 | 0 | [9 empty] | 0.63679 | 0 | 0 | 0 | 0 | 0.5947 | 0 | 0 | 0 | 0 | 0 | 0 | 0 | 0 | 0 | 0 | 0 | 0 | 0 | 0 | 0 | 0 | 0.047552 | 0.00033 | 0.00067 | 0.001 | 0.00133 | 0.14618 | 0.10814 | 0.031304 |  | 0.1216 | 0.1873 | 0.2837 | 0.2844
2014-03-03 | 22時 |  | 7.5114 | 0 | 2.6307 | 0 | [9 empty] | 0.70268 | 0 | 0 | 0 | 0 | 0.26757 | 0 | 0 | 0 | 0 | 0 | 0 | 0 | 0 | 0 | 0 | 0 | 0 | 0 | 0 | 0 | 0 | 0.047552 | 0.00628 | 0.01256 | 0.01884 | 0.02512 | 0.12467 | 0.16133 | 0.043827 |  | 0.1738 | 0.1917 | 0.262 | 0.2626
2014-03-03 | 23時 |  | 0 | 0 | 0 | 0 | [9 empty] | 0 | 0 | 0 | 0 | 0 | 0 | 0 | 0 | 0 | 0 | 0 | 0 | 0 | 0 | 0 | 0 | 0 | 0 | 0 | 0 | 0 | 0 | 0.047552 | 0.0067 | 0.01339 | 0.02009 | 0.02679 | 0.12467 | 0.18881 | 0.031848 |  | 0.1877 | 0.2176 | 0.2756 | 0.2763
2014-03-04 | 0時 |  | 0 | 0 | 0 | 0 | [9 empty] | 0 | 0 | 0 | 0 | 0 | 0 | 0 | 0 | 0 | 0 | 0 | 0 | 0 | 0 | 0 | 0 | 0 | 0 | 0 | 0 | 0 | 0 | 0.047552 | 0.00013 | 0.00025 | 0.00038 | 0.0005 | 0 | 0 | 0 |  | 0.1578 | 0.1578 | 0.1806 | 0.1812
2014-03-04 | 1時 |  | 0 | 0 | 0 | 0 | [9 empty] | 0 | 0 | 0 | 0 | 0 | 0 | 0 | 0 | 0 | 0 | 0 | 0 | 0 | 0 | 0 | 0 | 0 | 0 | 0 | 0 | 0 | 0 | 0.047552 | 0.00013 | 0.00025 | 0.00038 | 0.0005 | 0 | 0 | 0 |  | 0.0483 | 0.0483 | 0.0711 | 0.0717
2014-03-04 | 2時 |  | 0 | 0 | 0 | 0 | [9 empty] | 0 | 0 | 0 | 0 | 0 | 0 | 0 | 0 | 0 | 0 | 0 | 0 | 0 | 0 | 0 | 0 | 0 | 0 | 0 | 0 | 0 | 0 | 0.047552 | 0.00013 | 0.00025 | 0.00038 | 0.0005 | 0 | 0 | 0 |  | 0.056 | 0.0561 | 0.0788 | 0.0795
2014-03-04 | 3時 |  | 0 | 0 | 0 | 0 | [9 empty] | 0 | 0 | 0 | 0 | 0 | 0 | 0 | 0 | 0 | 0 | 0 | 0 | 0 | 0 | 0 | 0 | 0 | 0 | 0 | 0 | 0 | 0 | 0.047552 | 0.00013 | 0.00025 | 0.00038 | 0.0005 | 0 | 0 | 0 |  | 0.056 | 0.0561 | 0.0788 | 0.0795
2014-03-04 | 4時 |  | 0 | 0 | 0 | 0 | [9 empty] | 0 | 0 | 0 | 0 | 0 | 0 | 0 | 0 | 0 | 0 | 0 | 0 | 0 | 0 | 0 | 0 | 0 | 0 | 0 | 0 | 0 | 0 | 0.047552 | 0.00013 | 0.00025 | 0.00038 | 0.0005 | 0 | 0 | 0 |  | 0.0483 | 0.0483 | 0.0711 | 0.0717
2014-03-04 | 5時 |  | 0 | 0 | 0 | 0 | [9 empty] | 0 | 0 | 0 | 0 | 0 | 0 | 0 | 0 | 0 | 0 | 0 | 0 | 0 | 0 | 0 | 0 | 0 | 0 | 0 | 0 | 0 | 0 | 0.047552 | 0.00013 | 0.00025 | 0.00038 | 0.0005 | 0 | 0 | 0 |  | 0.056 | 0.0561 | 0.0788 | 0.0795
2014-03-04 | 6時 |  | 0 | 0 | 0 | 0 | [9 empty] | 0 | 0 | 0 | 0 | 0 | 0 | 0 | 0 | 0 | 0 | 0 | 0 | 0 | 0 | 0 | 0 | 0 | 0 | 0 | 0 | 0 | 0 | 0.047552 | 0.00013 | 0.00025 | 0.00038 | 0.0005 | 0 | 0 | 0 |  | 0.056 | 0.0561 | 0.0788 | 0.0795
2014-03-04 | 7時 |  | 26.6424 | 4.3155 | 11.0303 | 0 | [9 empty] | 3.5818 | 0 | 0 | 0 | 0 | 1.0748 | 0 | 0 | 0 | 0 | 0 | 0 | 0 | 0 | 0 | 0 | 0 | 0 | 0 | 0 | 0 | 0 | 0.047552 | 0.00054 | 0.00108 | 0.00163 | 0.00217 | 0 | 0.024649 | 0.022689 |  | 0.1168 | 0.1854 | 0.2767 | 0.2774
2014-03-04 | 8時 |  | 10.0716 | 0 | 13.3063 | 0 | [9 empty] | 0.85894 | 0 | 0 | 0 | 0 | 1.1882 | 0 | 0 | 0 | 0 | 0 | 0 | 0 | 0 | 0 | 0 | 0 | 0 | 0 | 0 | 0 | 0 | 0.047552 | 0.00379 | 0.00759 | 0.01138 | 0.01518 | 0.084877 | 0.078545 | 0.064582 |  | 0.2156 | 0.2812 | 0.3696 | 0.3702
2014-03-04 | 9時 |  | 5.9113 | 0 | 4.3345 | 0 | [9 empty] | 0.53479 | 0 | 0 | 0 | 0 | 0.46265 | 0 | 0 | 0 | 0 | 0 | 0 | 0 | 0 | 0 | 0 | 0 | 0 | 0 | 0 | 0 | 0 | 0.047552 | 0.00033 | 0.00067 | 0.001 | 0.00133 | 0.23209 | 0.16325 | 0.052059 |  | 0.2163 | 0.252 | 0.3265 | 0.3272
2014-03-04 | 10時 |  | 4.0001 | 0 | 2.4503 | 0 | [9 empty] | 0.39528 | 0 | 0 | 0 | 0 | 0.39557 | 0 | 0 | 0 | 0 | 0 | 0 | 0 | 0 | 0 | 0 | 0 | 0 | 0 | 0 | 0 | 0 | 0.047552 | 0.00054 | 0.00108 | 0.00163 | 0.00217 | 0.12467 | 0.21558 | 0.037471 |  | 0.1917 | 0.2274 | 0.3128 | 0.3134
2014-03-04 | 11時 |  | 4.9024 | 0 | 1.0591 | 0 | [9 empty] | 0.43366 | 0 | 0 | 0 | 0 | 0.19048 | 0 | 0 | 0 | 0 | 0 | 0 | 0 | 0 | 0 | 0 | 0 | 0 | 0 | 0 | 0 | 0 | 0.047552 | 0.00033 | 0.00067 | 0.001 | 0.00133 | 0.12467 | 0.21558 | 0 |  | 0.1994 | 0.2352 | 0.315 | 0.3157
2014-03-04 | 12時 |  | 4.4465 | 0 | 0 | 0 | [9 empty] | 0.40055 | 0 | 0 | 0 | 0 | 0 | 0 | 0 | 0 | 0 | 0 | 0 | 0 | 0 | 0 | 0 | 0 | 0 | 0 | 0 | 0 | 0 | 0.047552 | 0.00338 | 0.00675 | 0.01013 | 0.01351 | 0.14721 | 0.13456 | 0.018352 |  | 0.1983 | 0.2727 | 0.3698 | 0.3705
2014-03-04 | 13時 |  | 0 | 0 | 0 | 0 | [9 empty] | 0 | 0 | 0 | 0 | 0 | 0 | 0 | 0 | 0 | 0 | 0 | 0 | 0 | 0 | 0 | 0 | 0 | 0 | 0 | 0 | 0 | 0 | 0.047552 | 0.00033 | 0.00067 | 0.001 | 0.00133 | 0.13756 | 0.026771 | 0.023629 |  | 0.0483 | 0.0483 | 0.0711 | 0.0717
2014-03-04 | 14時 |  | 0 | 0 | 0 | 0 | [9 empty] | 0 | 0 | 0 | 0 | 0 | 0 | 0 | 0 | 0 | 0 | 0 | 0 | 0 | 0 | 0 | 0 | 0 | 0 | 0 | 0 | 0 | 0 | 0.047552 | 0.00013 | 0.00025 | 0.00038 | 0.0005 | 0 | 0 | 0 |  | 0.056 | 0.0561 | 0.0788 | 0.0795
2014-03-04 | 15時 |  | 12.4864 | 0 | 5.3191 | 0 | [9 empty] | 1.4464 | 0 | 0 | 0 | 0 | 0.56543 | 0 | 0 | 0 | 0 | 0 | 0 | 0 | 0 | 0 | 0 | 0 | 0 | 0 | 0 | 0 | 0 | 0.047552 | 0.00013 | 0.00025 | 0.00038 | 0.0005 | 0 | 0 | 0 |  | 0.056 | 0.0561 | 0.0788 | 0.0795
2014-03-04 | 16時 |  | 10.7065 | 0 | 2.8965 | 0 | [9 empty] | 1.19 | 0 | 0 | 0 | 0 | 0.32165 | 0 | 0 | 0 | 0 | 0 | 0 | 0 | 0 | 0 | 0 | 0 | 0 | 0 | 0 | 0 | 0 | 0.047552 | 0.00054 | 0.00108 | 0.00163 | 0.00217 | 0.062335 | 0.054249 | 0.024058 |  | 0.2095 | 0.275 | 0.3956 | 0.5453
2014-03-04 | 17時 |  | 10.7343 | 0 | 3.0205 | 0 | [9 empty] | 1.1937 | 0 | 0 | 0 | 0 | 0.33236 | 0 | 0 | 0 | 0 | 0 | 0 | 0 | 0 | 0 | 0 | 0 | 0 | 0 | 0 | 0 | 0 | 0.047552 | 0.00642 | 0.01284 | 0.01926 | 0.02568 | 0.12467 | 0.1085 | 0.026923 |  | 0.2423 | 0.2781 | 0.3689 | 0.5187
2014-03-04 | 18時 |  | 6.7917 | 0 | 0 | 0 | [9 empty] | 0.61007 | 0 | 0 | 0 | 0 | 0 | 0 | 0 | 0 | 0 | 0 | 0 | 0 | 0 | 0 | 0 | 0 | 0 | 0 | 0 | 0 | 0 | 0.047552 | 0.00642 | 0.01284 | 0.01926 | 0.02568 | 0.21072 | 0.1085 | 0 |  | 0.1819 | 0.2177 | 0.2978 | 0.4476
2014-03-04 | 19時 |  | 7.059 | 0 | 11.5262 | 0 | [9 empty] | 0.63169 | 0 | 0 | 0 | 0 | 0.96212 | 0 | 0 | 0 | 0 | 0 | 0 | 0 | 0 | 0 | 0 | 0 | 0 | 0 | 0 | 0 | 0 | 0.047552 | 0.00013 | 0.00025 | 0.00038 | 0.0005 | 0.12879 | 0 | 0.006537 |  | 0.0998 | 0.1355 | 0.2049 | 0.2056
2014-03-04 | 20時 |  | 7.075 | 0 | 5.6805 | 0 | [9 empty] | 0.63592 | 0 | 0 | 0 | 0 | 0.53836 | 0 | 0 | 0 | 0 | 0 | 0 | 0 | 0 | 0 | 0 | 0 | 0 | 0 | 0 | 0 | 0 | 0.047552 | 0.00033 | 0.00067 | 0.001 | 0.00133 | 0.16769 | 0.10779 | 0.006537 |  | 0.0917 | 0.1275 | 0.2183 | 0.219
2014-03-04 | 21時 |  | 7.5868 | 0 | 4.9005 | 0 | [9 empty] | 0.85443 | 0 | 0 | 0 | 0 | 0.58779 | 0 | 0 | 0 | 0 | 0 | 0 | 0 | 0 | 0 | 0 | 0 | 0 | 0 | 0 | 0 | 0 | 0.047552 | 0.00628 | 0.01256 | 0.01884 | 0.02512 | 0.12467 | 0.18846 | 0.012659 |  | 0.1755 | 0.2411 | 0.3458 | 0.3465
2014-03-04 | 22時 |  | 0 | 0 | 0 | 0 | [9 empty] | 0 | 0 | 0 | 0 | 0 | 0 | 0 | 0 | 0 | 0 | 0 | 0 | 0 | 0 | 0 | 0 | 0 | 0 | 0 | 0 | 0 | 0 | 0.047552 | 0.00649 | 0.01298 | 0.01947 | 0.02595 | 0.12467 | 0.16133 | 0.043827 |  | 0.1139 | 0.1795 | 0.3002 | 0.3009
2014-03-04 | 23時 |  | 0 | 0 | 0 | 0 | [9 empty] | 0 | 0 | 0 | 0 | 0 | 0 | 0 | 0 | 0 | 0 | 0 | 0 | 0 | 0 | 0 | 0 | 0 | 0 | 0 | 0 | 0 | 0 | 0.047552 | 0.00331 | 0.00661 | 0.00992 | 0.01323 | 0.062335 | 0.15709 | 0.04296 |  | 0.1578 | 0.1578 | 0.1806 | 0.1812
2014-03-05 | 0時 |  | 0 | 0 | 0 | 0 | [9 empty] | 0 | 0 | 0 | 0 | 0 | 0 | 0 | 0 | 0 | 0 | 0 | 0 | 0 | 0 | 0 | 0 | 0 | 0 | 0 | 0 | 0 | 0 | 0.047552 | 0.00013 | 0.00025 | 0.00038 | 0.0005 | 0 | 0 | 0 |  | 0.1578 | 0.1578 | 0.1806 | 0.1812
2014-03-05 | 1時 |  | 0 | 0 | 0 | 0 | [9 empty] | 0 | 0 | 0 | 0 | 0 | 0 | 0 | 0 | 0 | 0 | 0 | 0 | 0 | 0 | 0 | 0 | 0 | 0 | 0 | 0 | 0 | 0 | 0.047552 | 0.00013 | 0.00025 | 0.00038 | 0.0005 | 0 | 0 | 0 |  | 0.0483 | 0.0483 | 0.0711 | 0.0717
2014-03-05 | 2時 |  | 0 | 0 | 0 | 0 | [9 empty] | 0 | 0 | 0 | 0 | 0 | 0 | 0 | 0 | 0 | 0 | 0 | 0 | 0 | 0 | 0 | 0 | 0 | 0 | 0 | 0 | 0 | 0 | 0.047552 | 0.00013 | 0.00025 | 0.00038 | 0.0005 | 0 | 0 | 0 |  | 0.056 | 0.0561 | 0.0788 | 0.0795
2014-03-05 | 3時 |  | 0 | 0 | 0 | 0 | [9 empty] | 0 | 0 | 0 | 0 | 0 | 0 | 0 | 0 | 0 | 0 | 0 | 0 | 0 | 0 | 0 | 0 | 0 | 0 | 0 | 0 | 0 | 0 | 0.047552 | 0.00013 | 0.00025 | 0.00038 | 0.0005 | 0 | 0 | 0 |  | 0.056 | 0.0561 | 0.0788 | 0.0795
2014-03-05 | 4時 |  | 0 | 0 | 0 | 0 | [9 empty] | 0 | 0 | 0 | 0 | 0 | 0 | 0 | 0 | 0 | 0 | 0 | 0 | 0 | 0 | 0 | 0 | 0 | 0 | 0 | 0 | 0 | 0 | 0.047552 | 0.00013 | 0.00025 | 0.00038 | 0.0005 | 0 | 0 | 0 |  | 0.0483 | 0.0483 | 0.0711 | 0.0717
2014-03-05 | 5時 |  | 0 | 0 | 0 | 0 | [9 empty] | 0 | 0 | 0 | 0 | 0 | 0 | 0 | 0 | 0 | 0 | 0 | 0 | 0 | 0 | 0 | 0 | 0 | 0 | 0 | 0 | 0 | 0 | 0.047552 | 0.00013 | 0.00025 | 0.00038 | 0.0005 | 0 | 0 | 0 |  | 0.056 | 0.0561 | 0.0788 | 0.0795
2014-03-05 | 6時 |  | 0 | 0 | 0 | 0 | [9 empty] | 0 | 0 | 0 | 0 | 0 | 0 | 0 | 0 | 0 | 0 | 0 | 0 | 0 | 0 | 0 | 0 | 0 | 0 | 0 | 0 | 0 | 0 | 0.047552 | 0.00033 | 0.00067 | 0.001 | 0.00133 | 0 | 0.024649 | 0.011815 |  | 0.0859 | 0.1159 | 0.1685 | 0.1692
2014-03-05 | 7時 |  | 26.3777 | 3.316 | 11.4075 | 0 | [9 empty] | 3.5892 | 0 | 0 | 0 | 0 | 1.1778 | 0 | 0 | 0 | 0 | 0 | 0 | 0 | 0 | 0 | 0 | 0 | 0 | 0 | 0 | 0 | 0 | 0.047552 | 0.00033 | 0.00067 | 0.001 | 0.00133 | 0.093503 | 0 | 0.015347 |  | 0.2346 | 0.2703 | 0.3287 | 0.3294
2014-03-05 | 8時 |  | 5.9622 | 0 | 10.9008 | 0 | [9 empty] | 0.57421 | 0 | 0 | 0 | 0 | 0.99148 | 0 | 0 | 0 | 0 | 0 | 0 | 0 | 0 | 0 | 0 | 0 | 0 | 0 | 0 | 0 | 0 | 0.047552 | 0.00705 | 0.01409 | 0.02114 | 0.02818 | 0.13653 | 0.078545 | 0.060527 |  | 0.2282 | 0.3325 | 0.4595 | 0.4602
2014-03-05 | 9時 |  | 1.4712 | 0 | 1.2065 | 0 | [9 empty] | 0.2303 | 0 | 0 | 0 | 0 | 0.38018 | 0 | 0 | 0 | 0 | 0 | 0 | 0 | 0 | 0 | 0 | 0 | 0 | 0 | 0 | 0 | 0 | 0.047552 | 0.00013 | 0.00025 | 0.00038 | 0.0005 | 0.084877 | 0.053895 | 0.0052775 |  | 0.056 | 0.0561 | 0.0788 | 0.0795
2014-03-05 | 10時 |  | 0.077574 | 0 | 0.031391 | 0 | [9 empty] | 0.12721 | 0 | 0 | 0 | 0 | 0.37557 | 0 | 0 | 0 | 0 | 0 | 0 | 0 | 0 | 0 | 0 | 0 | 0 | 0 | 0 | 0 | 0 | 0.047552 | 0.00013 | 0.00025 | 0.00038 | 0.0005 | 0 | 0 | 0 |  | 0.0483 | 0.0483 | 0.0711 | 0.0717
2014-03-05 | 11時 |  | 0.37872 | 0 | 0.013356 | 0 | [9 empty] | 0.14424 | 0 | 0 | 0 | 0 | 0.18319 | 0 | 0 | 0 | 0 | 0 | 0 | 0 | 0 | 0 | 0 | 0 | 0 | 0 | 0 | 0 | 0 | 0.047552 | 0.00013 | 0.00025 | 0.00038 | 0.0005 | 0 | 0 | 0 |  | 0.056 | 0.0561 | 0.0788 | 0.0795
2014-03-05 | 12時 |  | 0.56612 | 0 | 0 | 0 | [9 empty] | 0.15524 | 0 | 0 | 0 | 0 | 0 | 0 | 0 | 0 | 0 | 0 | 0 | 0 | 0 | 0 | 0 | 0 | 0 | 0 | 0 | 0 | 0 | 0.047552 | 0.00013 | 0.00025 | 0.00038 | 0.0005 | 0 | 0 | 0 |  | 0.056 | 0.0561 | 0.0788 | 0.0795
2014-03-05 | 13時 |  | 0 | 0 | 0 | 0 | [9 empty] | 0 | 0 | 0 | 0 | 0 | 0 | 0 | 0 | 0 | 0 | 0 | 0 | 0 | 0 | 0 | 0 | 0 | 0 | 0 | 0 | 0 | 0 | 0.047552 | 0.00013 | 0.00025 | 0.00038 | 0.0005 | 0 | 0 | 0 |  | 0.0483 | 0.0483 | 0.0711 | 0.0717
2014-03-05 | 14時 |  | 0 | 0 | 0 | 0 | [9 empty] | 0 | 0 | 0 | 0 | 0 | 0 | 0 | 0 | 0 | 0 | 0 | 0 | 0 | 0 | 0 | 0 | 0 | 0 | 0 | 0 | 0 | 0 | 0.047552 | 0.00013 | 0.00025 | 0.00038 | 0.0005 | 0 | 0 | 0 |  | 0.056 | 0.0561 | 0.0788 | 0.0795
2014-03-05 | 15時 |  | 5.3665 | 0 | 1.0841 | 0 | [9 empty] | 0.46786 | 0 | 0 | 0 | 0 | 0.19163 | 0 | 0 | 0 | 0 | 0 | 0 | 0 | 0 | 0 | 0 | 0 | 0 | 0 | 0 | 0 | 0 | 0.047552 | 0.00013 | 0.00025 | 0.00038 | 0.0005 | 0 | 0 | 0 |  | 0.056 | 0.0561 | 0.0788 | 0.0795
2014-03-05 | 16時 |  | 7.991 | 0 | 1.4876 | 0 | [9 empty] | 0.87077 | 0 | 0 | 0 | 0 | 0.2242 | 0 | 0 | 0 | 0 | 0 | 0 | 0 | 0 | 0 | 0 | 0 | 0 | 0 | 0 | 0 | 0 | 0.047552 | 0.00013 | 0.00025 | 0.00038 | 0.0005 | 0 | 0 | 0 |  | 0.0483 | 0.0483 | 0.0711 | 0.0717
2014-03-05 | 17時 |  | 8.9794 | 0 | 1.989 | 0 | [9 empty] | 0.75976 | 0 | 0 | 0 | 0 | 0.22575 | 0 | 0 | 0 | 0 | 0 | 0 | 0 | 0 | 0 | 0 | 0 | 0 | 0 | 0 | 0 | 0 | 0.047552 | 0.00013 | 0.00025 | 0.00038 | 0.0005 | 0 | 0 | 0 |  | 0.056 | 0.0561 | 0.0788 | 0.0795
2014-03-05 | 18時 |  | 5.539 | 0 | 0 | 0 | [9 empty] | 0.52293 | 0 | 0 | 0 | 0 | 0 | 0 | 0 | 0 | 0 | 0 | 0 | 0 | 0 | 0 | 0 | 0 | 0 | 0 | 0 | 0 | 0 | 0.047552 | 0.00013 | 0.00025 | 0.00038 | 0.0005 | 0 | 0 | 0 |  | 0.056 | 0.0561 | 0.0788 | 0.0795
2014-03-05 | 19時 |  | 6.1941 | 0 | 8.9159 | 0 | [9 empty] | 0.70743 | 0 | 0 | 0 | 0 | 0.97247 | 0 | 0 | 0 | 0 | 0 | 0 | 0 | 0 | 0 | 0 | 0 | 0 | 0 | 0 | 0 | 0 | 0.047552 | 0.00013 | 0.00025 | 0.00038 | 0.0005 | 0 | 0 | 0 |  | 0.0483 | 0.0483 | 0.0711 | 0.0717
2014-03-05 | 20時 |  | 6.5317 | 0 | 5.0421 | 0 | [9 empty] | 0.75015 | 0 | 0 | 0 | 0 | 0.59828 | 0 | 0 | 0 | 0 | 0 | 0 | 0 | 0 | 0 | 0 | 0 | 0 | 0 | 0 | 0 | 0 | 0.047552 | 0.00054 | 0.00108 | 0.00163 | 0.00217 | 0.062335 | 0 | 0.0082775 |  | 0.1304 | 0.2048 | 0.3129 | 0.4626
2014-03-05 | 21時 |  | 7.0583 | 0 | 4.44 | 0 | [9 empty] | 0.6488 | 0 | 0 | 0 | 0 | 0.48292 | 0 | 0 | 0 | 0 | 0 | 0 | 0 | 0 | 0 | 0 | 0 | 0 | 0 | 0 | 0 | 0 | 0.047552 | 0.00033 | 0.00067 | 0.001 | 0.00133 | 0.12467 | 0.026771 | 0.031304 |  | 0.1755 | 0.2411 | 0.3322 | 0.4447
2014-03-05 | 22時 |  | 0 | 0 | 0 | 0 | [9 empty] | 0 | 0 | 0 | 0 | 0 | 0 | 0 | 0 | 0 | 0 | 0 | 0 | 0 | 0 | 0 | 0 | 0 | 0 | 0 | 0 | 0 | 0 | 0.047552 | 0.00352 | 0.00703 | 0.01055 | 0.01406 | 0.12467 | 0.16133 | 0.043827 |  | 0.051 | 0.0511 | 0.0952 | 0.0959
2014-03-05 | 23時 |  | 0 | 0 | 0 | 0 | [9 empty] | 0 | 0 | 0 | 0 | 0 | 0 | 0 | 0 | 0 | 0 | 0 | 0 | 0 | 0 | 0 | 0 | 0 | 0 | 0 | 0 | 0 | 0 | 0.047552 | 0.00628 | 0.01256 | 0.01884 | 0.02512 | 0.062335 | 0.15709 | 0.044922 |  | 0.1877 | 0.2176 | 0.2703 | 0.2709
2014-03-06 | 0時 |  | 0 | 0 | 0 | 0 | [9 empty] | 0 | 0 | 0 | 0 | 0 | 0 | 0 | 0 | 0 | 0 | 0 | 0 | 0 | 0 | 0 | 0 | 0 | 0 | 0 | 0 | 0 | 0 | 0.047552 | 0.00013 | 0.00025 | 0.00038 | 0.0005 | 0 | 0.078899 | 0.011656 |  | 0.1578 | 0.1578 | 0.1806 | 0.1812
2014-03-06 | 1時 |  | 0 | 0 | 0 | 0 | [9 empty] | 0 | 0 | 0 | 0 | 0 | 0 | 0 | 0 | 0 | 0 | 0 | 0 | 0 | 0 | 0 | 0 | 0 | 0 | 0 | 0 | 0 | 0 | 0.047552 | 0.00013 | 0.00025 | 0.00038 | 0.0005 | 0 | 0 | 0 |  | 0.0483 | 0.0483 | 0.0711 | 0.0717
2014-03-06 | 2時 |  | 0 | 0 | 0 | 0 | [9 empty] | 0 | 0 | 0 | 0 | 0 | 0 | 0 | 0 | 0 | 0 | 0 | 0 | 0 | 0 | 0 | 0 | 0 | 0 | 0 | 0 | 0 | 0 | 0.047552 | 0.00013 | 0.00025 | 0.00038 | 0.0005 | 0 | 0 | 0 |  | 0.056 | 0.0561 | 0.0788 | 0.0795
2014-03-06 | 3時 |  | 0 | 0 | 0 | 0 | [9 empty] | 0 | 0 | 0 | 0 | 0 | 0 | 0 | 0 | 0 | 0 | 0 | 0 | 0 | 0 | 0 | 0 | 0 | 0 | 0 | 0 | 0 | 0 | 0.047552 | 0.00013 | 0.00025 | 0.00038 | 0.0005 | 0 | 0 | 0 |  | 0.056 | 0.0561 | 0.0788 | 0.0795
2014-03-06 | 4時 |  | 0 | 0 | 0 | 0 | [9 empty] | 0 | 0 | 0 | 0 | 0 | 0 | 0 | 0 | 0 | 0 | 0 | 0 | 0 | 0 | 0 | 0 | 0 | 0 | 0 | 0 | 0 | 0 | 0.047552 | 0.00013 | 0.00025 | 0.00038 | 0.0005 | 0 | 0 | 0 |  | 0.0483 | 0.0483 | 0.0711 | 0.0717
2014-03-06 | 5時 |  | 20.0918 | 14.5429 | 0 | 0 | [9 empty] | 3.6323 | 0 | 0 | 0 | 0 | 0 | 0 | 0 | 0 | 0 | 0 | 0 | 0 | 0 | 0 | 0 | 0 | 0 | 0 | 0 | 0 | 0 | 0.047552 | 0.00013 | 0.00025 | 0.00038 | 0.0005 | 0 | 0 | 0 |  | 0.056 | 0.0561 | 0.0788 | 0.0795
2014-03-06 | 6時 |  | 11.697 | 0 | 0 | 0 | [9 empty] | 1.4159 | 0 | 0 | 0 | 0 | 0 | 0 | 0 | 0 | 0 | 0 | 0 | 0 | 0 | 0 | 0 | 0 | 0 | 0 | 0 | 0 | 0 | 0.047552 | 0.00338 | 0.00675 | 0.01013 | 0.01351 | 0 | 0.024649 | 0.011815 |  | 0.1925 | 0.2611 | 0.3525 | 0.3531
2014-03-06 | 7時 |  | 6.7261 | 0 | 0 | 0 | [9 empty] | 0.63802 | 0 | 0 | 0 | 0 | 0 | 0 | 0 | 0 | 0 | 0 | 0 | 0 | 0 | 0 | 0 | 0 | 0 | 0 | 0 | 0 | 0 | 0.047552 | 0.00054 | 0.00108 | 0.00163 | 0.00217 | 0.13859 | 0.053895 | 0.036861 |  | 0.1524 | 0.248 | 0.3662 | 0.3669
2014-03-06 | 8時 |  | 3.4228 | 0 | 0 | 0 | [9 empty] | 0.37718 | 0 | 0 | 0 | 0 | 0 | 0 | 0 | 0 | 0 | 0 | 0 | 0 | 0 | 0 | 0 | 0 | 0 | 0 | 0 | 0 | 0 | 0.047552 | 0.00054 | 0.00108 | 0.00163 | 0.00217 | 0.093503 | 0 | 0.035602 |  | 0.1091 | 0.1448 | 0.2032 | 0.2039
2014-03-06 | 9時 |  | 0 | 0 | 0 | 0 | [9 empty] | 0 | 0 | 0 | 0 | 0 | 0 | 0 | 0 | 0 | 0 | 0 | 0 | 0 | 0 | 0 | 0 | 0 | 0 | 0 | 0 | 0 | 0 | 0.047552 | 0.00013 | 0.00025 | 0.00038 | 0.0005 | 0.17838 | 0.10971 | 0.042749 |  | 0.3011 | 0.3368 | 0.3953 | 0.396
2014-03-06 | 10時 |  | 0 | 0 | 0 | 0 | [9 empty] | 0 | 0 | 0 | 0 | 0 | 0 | 0 | 0 | 0 | 0 | 0 | 0 | 0 | 0 | 0 | 0 | 0 | 0 | 0 | 0 | 0 | 0 | 0.047552 | 0.00033 | 0.00067 | 0.001 | 0.00133 | 0.093503 | 0 | 0.012523 |  | 0.0483 | 0.0483 | 0.0711 | 0.0717
2014-03-06 | 11時 |  | 4.3408 | 0 | 0 | 0 | [9 empty] | 0.38332 | 0 | 0 | 0 | 0 | 0 | 0 | 0 | 0 | 0 | 0 | 0 | 0 | 0 | 0 | 0 | 0 | 0 | 0 | 0 | 0 | 0 | 0.047552 | 0.00013 | 0.00025 | 0.00038 | 0.0005 | 0 | 0 | 0.0052775 |  | 0.056 | 0.0561 | 0.0788 | 0.0795
2014-03-06 | 12時 |  | 1.5504 | 0 | 0 | 0 | [9 empty] | 0.21761 | 0 | 0 | 0 | 0 | 0 | 0 | 0 | 0 | 0 | 0 | 0 | 0 | 0 | 0 | 0 | 0 | 0 | 0 | 0 | 0 | 0 | 0.047552 | 0.00338 | 0.00675 | 0.01013 | 0.01351 | 0.05371 | 0 | 0.0052775 |  | 0.1983 | 0.2727 | 0.3698 | 0.3705
2014-03-06 | 13時 |  | 0 | 0 | 0 | 0 | [9 empty] | 0 | 0 | 0 | 0 | 0 | 0 | 0 | 0 | 0 | 0 | 0 | 0 | 0 | 0 | 0 | 0 | 0 | 0 | 0 | 0 | 0 | 0 | 0.047552 | 0.00033 | 0.00067 | 0.001 | 0.00133 | 0.11604 | 0 | 0 |  | 0.0483 | 0.0483 | 0.0711 | 0.0717
2014-03-06 | 14時 |  | 0 | 0 | 0 | 0 | [9 empty] | 0 | 0 | 0 | 0 | 0 | 0 | 0 | 0 | 0 | 0 | 0 | 0 | 0 | 0 | 0 | 0 | 0 | 0 | 0 | 0 | 0 | 0 | 0.047552 | 0.00013 | 0.00025 | 0.00038 | 0.0005 | 0.031168 | 0 | 0.017801 |  | 0.056 | 0.0561 | 0.0788 | 0.0795
2014-03-06 | 15時 |  | 5.0274 | 0 | 0 | 0 | [9 empty] | 0.43886 | 0 | 0 | 0 | 0 | 0 | 0 | 0 | 0 | 0 | 0 | 0 | 0 | 0 | 0 | 0 | 0 | 0 | 0 | 0 | 0 | 0 | 0.047552 | 0.00013 | 0.00025 | 0.00038 | 0.0005 | 0 | 0 | 0 |  | 0.056 | 0.0561 | 0.0788 | 0.0795
2014-03-06 | 16時 |  | 4.243 | 0 | 0 | 0 | [9 empty] | 0.40208 | 0 | 0 | 0 | 0 | 0 | 0 | 0 | 0 | 0 | 0 | 0 | 0 | 0 | 0 | 0 | 0 | 0 | 0 | 0 | 0 | 0 | 0.047552 | 0.00033 | 0.00067 | 0.001 | 0.00133 | 0.062335 | 0 | 0.0052775 |  | 0.0483 | 0.0483 | 0.0711 | 0.0717
2014-03-06 | 17時 |  | 8.377 | 0 | 4.5624 | 0 | [9 empty] | 0.69504 | 0 | 0 | 0 | 0 | 0.36536 | 0 | 0 | 0 | 0 | 0 | 0 | 0 | 0 | 0 | 0 | 0 | 0 | 0 | 0 | 0 | 0 | 0.047552 | 0.00033 | 0.00067 | 0.001 | 0.00133 | 0.10536 | 0 | 0.0082775 |  | 0.1304 | 0.2048 | 0.3019 | 0.3026
2014-03-06 | 18時 |  | 9.2827 | 0 | 0 | 0 | [9 empty] | 0.78092 | 0 | 0 | 0 | 0 | 0 | 0 | 0 | 0 | 0 | 0 | 0 | 0 | 0 | 0 | 0 | 0 | 0 | 0 | 0 | 0 | 0 | 0.047552 | 0.00642 | 0.01284 | 0.01926 | 0.02568 | 0.12467 | 0 | 0.0082775 |  | 0.303 | 0.3387 | 0.3972 | 0.5469
2014-03-06 | 19時 |  | 5.6243 | 0 | 5.4617 | 0 | [9 empty] | 0.52431 | 0 | 0 | 0 | 0 | 0.44449 | 0 | 0 | 0 | 0 | 0 | 0 | 0 | 0 | 0 | 0 | 0 | 0 | 0 | 0 | 0 | 0 | 0.047552 | 0.00642 | 0.01284 | 0.01926 | 0.02568 | 0.21072 | 0.10708 | 0.0082775 |  | 0.0991 | 0.1348 | 0.1932 | 0.1939
2014-03-06 | 20時 |  | 6.4586 | 0 | 5.3404 | 0 | [9 empty] | 0.60093 | 0 | 0 | 0 | 0 | 0.44788 | 0 | 0 | 0 | 0 | 0 | 0 | 0 | 0 | 0 | 0 | 0 | 0 | 0 | 0 | 0 | 0 | 0.047552 | 0.00033 | 0.00067 | 0.001 | 0.00133 | 0.14927 | 0.027125 | 0 |  | 0.0917 | 0.1275 | 0.2102 | 0.2109
2014-03-06 | 21時 |  | 6.9258 | 0 | 6.5398 | 0 | [9 empty] | 0.62866 | 0 | 0 | 0 | 0 | 0.5973 | 0 | 0 | 0 | 0 | 0 | 0 | 0 | 0 | 0 | 0 | 0 | 0 | 0 | 0 | 0 | 0 | 0.047552 | 0.00033 | 0.00067 | 0.001 | 0.00133 | 0.14618 | 0.10814 | 0.031304 |  | 0.1216 | 0.1873 | 0.2837 | 0.2844
2014-03-06 | 22時 |  | 7.2512 | 0 | 2.5599 | 0 | [9 empty] | 0.64508 | 0 | 0 | 0 | 0 | 0.25351 | 0 | 0 | 0 | 0 | 0 | 0 | 0 | 0 | 0 | 0 | 0 | 0 | 0 | 0 | 0 | 0 | 0.047552 | 0.00628 | 0.01256 | 0.01884 | 0.02512 | 0.12467 | 0.16133 | 0.043827 |  | 0.1738 | 0.1917 | 0.262 | 0.2626
2014-03-06 | 23時 |  | 0 | 0 | 0 | 0 | [9 empty] | 0 | 0 | 0 | 0 | 0 | 0 | 0 | 0 | 0 | 0 | 0 | 0 | 0 | 0 | 0 | 0 | 0 | 0 | 0 | 0 | 0 | 0 | 0.047552 | 0.0067 | 0.01339 | 0.02009 | 0.02679 | 0.12467 | 0.18881 | 0.031848 |  | 0.1877 | 0.2176 | 0.2756 | 0.2763
2014-03-07 | 0時 |  | 0 | 0 | 0 | 0 | [9 empty] | 0 | 0 | 0 | 0 | 0 | 0 | 0 | 0 | 0 | 0 | 0 | 0 | 0 | 0 | 0 | 0 | 0 | 0 | 0 | 0 | 0 | 0 | 0.047552 | 0.00013 | 0.00025 | 0.00038 | 0.0005 | 0 | 0.078899 | 0.011656 |  | 0.1578 | 0.1578 | 0.1806 | 0.1812
2014-03-07 | 1時 |  | 0 | 0 | 0 | 0 | [9 empty] | 0 | 0 | 0 | 0 | 0 | 0 | 0 | 0 | 0 | 0 | 0 | 0 | 0 | 0 | 0 | 0 | 0 | 0 | 0 | 0 | 0 | 0 | 0.047552 | 0.00013 | 0.00025 | 0.00038 | 0.0005 | 0 | 0 | 0 |  | 0.0483 | 0.0483 | 0.0711 | 0.0717
2014-03-07 | 2時 |  | 0 | 0 | 0 | 0 | [9 empty] | 0 | 0 | 0 | 0 | 0 | 0 | 0 | 0 | 0 | 0 | 0 | 0 | 0 | 0 | 0 | 0 | 0 | 0 | 0 | 0 | 0 | 0 | 0.047552 | 0.00013 | 0.00025 | 0.00038 | 0.0005 | 0 | 0 | 0 |  | 0.056 | 0.0561 | 0.0788 | 0.0795
2014-03-07 | 3時 |  | 0 | 0 | 0 | 0 | [9 empty] | 0 | 0 | 0 | 0 | 0 | 0 | 0 | 0 | 0 | 0 | 0 | 0 | 0 | 0 | 0 | 0 | 0 | 0 | 0 | 0 | 0 | 0 | 0.047552 | 0.00013 | 0.00025 | 0.00038 | 0.0005 | 0 | 0 | 0 |  | 0.056 | 0.0561 | 0.0788 | 0.0795
2014-03-07 | 4時 |  | 0 | 0 | 0 | 0 | [9 empty] | 0 | 0 | 0 | 0 | 0 | 0 | 0 | 0 | 0 | 0 | 0 | 0 | 0 | 0 | 0 | 0 | 0 | 0 | 0 | 0 | 0 | 0 | 0.047552 | 0.00013 | 0.00025 | 0.00038 | 0.0005 | 0 | 0 | 0 |  | 0.0483 | 0.0483 | 0.0711 | 0.0717
2014-03-07 | 5時 |  | 20.3108 | 9.574 | 0 | 0 | [9 empty] | 3.5892 | 0 | 0 | 0 | 0 | 0 | 0 | 0 | 0 | 0 | 0 | 0 | 0 | 0 | 0 | 0 | 0 | 0 | 0 | 0 | 0 | 0 | 0.047552 | 0.00013 | 0.00025 | 0.00038 | 0.0005 | 0 | 0 | 0 |  | 0.056 | 0.0561 | 0.0788 | 0.0795
2014-03-07 | 6時 |  | 9.8746 | 0 | 0 | 0 | [9 empty] | 1.118 | 0 | 0 | 0 | 0 | 0 | 0 | 0 | 0 | 0 | 0 | 0 | 0 | 0 | 0 | 0 | 0 | 0 | 0 | 0 | 0 | 0 | 0.047552 | 0.00338 | 0.00675 | 0.01013 | 0.01351 | 0 | 0.024649 | 0.011815 |  | 0.1925 | 0.2611 | 0.3525 | 0.3531
2014-03-07 | 7時 |  | 5.7302 | 0 | 0 | 0 | [9 empty] | 0.53444 | 0 | 0 | 0 | 0 | 0 | 0 | 0 | 0 | 0 | 0 | 0 | 0 | 0 | 0 | 0 | 0 | 0 | 0 | 0 | 0 | 0 | 0.047552 | 0.00054 | 0.00108 | 0.00163 | 0.00217 | 0.13859 | 0.053895 | 0.036861 |  | 0.1524 | 0.248 | 0.3662 | 0.3669
2014-03-07 | 8時 |  | 2.5726 | 0 | 0 | 0 | [9 empty] | 0.29397 | 0 | 0 | 0 | 0 | 0 | 0 | 0 | 0 | 0 | 0 | 0 | 0 | 0 | 0 | 0 | 0 | 0 | 0 | 0 | 0 | 0 | 0.047552 | 0.00054 | 0.00108 | 0.00163 | 0.00217 | 0.093503 | 0 | 0.035602 |  | 0.1091 | 0.1448 | 0.2032 | 0.2039
2014-03-07 | 9時 |  | 0 | 0 | 0 | 0 | [9 empty] | 0 | 0 | 0 | 0 | 0 | 0 | 0 | 0 | 0 | 0 | 0 | 0 | 0 | 0 | 0 | 0 | 0 | 0 | 0 | 0 | 0 | 0 | 0.047552 | 0.00013 | 0.00025 | 0.00038 | 0.0005 | 0.17838 | 0.10971 | 0.042749 |  | 0.3011 | 0.3368 | 0.3953 | 0.396
2014-03-07 | 10時 |  | 0 | 0 | 0 | 0 | [9 empty] | 0 | 0 | 0 | 0 | 0 | 0 | 0 | 0 | 0 | 0 | 0 | 0 | 0 | 0 | 0 | 0 | 0 | 0 | 0 | 0 | 0 | 0 | 0.047552 | 0.00033 | 0.00067 | 0.001 | 0.00133 | 0.093503 | 0 | 0.012523 |  | 0.0483 | 0.0483 | 0.0711 | 0.0717
2014-03-07 | 11時 |  | 2.6827 | 0 | 0 | 0 | [9 empty] | 0.26078 | 0 | 0 | 0 | 0 | 0 | 0 | 0 | 0 | 0 | 0 | 0 | 0 | 0 | 0 | 0 | 0 | 0 | 0 | 0 | 0 | 0 | 0.047552 | 0.00013 | 0.00025 | 0.00038 | 0.0005 | 0 | 0 | 0.0052775 |  | 0.056 | 0.0561 | 0.0788 | 0.0795
2014-03-07 | 12時 |  | 0.072752 | 0 | 0 | 0 | [9 empty] | 0.11822 | 0 | 0 | 0 | 0 | 0 | 0 | 0 | 0 | 0 | 0 | 0 | 0 | 0 | 0 | 0 | 0 | 0 | 0 | 0 | 0 | 0 | 0.047552 | 0.00338 | 0.00675 | 0.01013 | 0.01351 | 0.05371 | 0 | 0.0052775 |  | 0.1983 | 0.2727 | 0.3698 | 0.3705
2014-03-07 | 13時 |  | 0 | 0 | 0 | 0 | [9 empty] | 0 | 0 | 0 | 0 | 0 | 0 | 0 | 0 | 0 | 0 | 0 | 0 | 0 | 0 | 0 | 0 | 0 | 0 | 0 | 0 | 0 | 0 | 0.047552 | 0.00033 | 0.00067 | 0.001 | 0.00133 | 0.11604 | 0 | 0 |  | 0.0483 | 0.0483 | 0.0711 | 0.0717
2014-03-07 | 14時 |  | 0 | 0 | 0 | 0 | [9 empty] | 0 | 0 | 0 | 0 | 0 | 0 | 0 | 0 | 0 | 0 | 0 | 0 | 0 | 0 | 0 | 0 | 0 | 0 | 0 | 0 | 0 | 0 | 0.047552 | 0.00013 | 0.00025 | 0.00038 | 0.0005 | 0.031168 | 0 | 0.017801 |  | 0.056 | 0.0561 | 0.0788 | 0.0795
2014-03-07 | 15時 |  | 1.0723 | 0 | 0 | 0 | [9 empty] | 0.17506 | 0 | 0 | 0 | 0 | 0 | 0 | 0 | 0 | 0 | 0 | 0 | 0 | 0 | 0 | 0 | 0 | 0 | 0 | 0 | 0 | 0 | 0.047552 | 0.00013 | 0.00025 | 0.00038 | 0.0005 | 0 | 0 | 0 |  | 0.056 | 0.0561 | 0.0788 | 0.0795
2014-03-07 | 16時 |  | 2.1112 | 0 | 0 | 0 | [9 empty] | 0.24303 | 0 | 0 | 0 | 0 | 0 | 0 | 0 | 0 | 0 | 0 | 0 | 0 | 0 | 0 | 0 | 0 | 0 | 0 | 0 | 0 | 0 | 0.047552 | 0.00033 | 0.00067 | 0.001 | 0.00133 | 0.062335 | 0 | 0.0052775 |  | 0.0483 | 0.0483 | 0.0711 | 0.0717
2014-03-07 | 17時 |  | 5.7951 | 0 | 2.2336 | 0 | [9 empty] | 0.48254 | 0 | 0 | 0 | 0 | 0.22318 | 0 | 0 | 0 | 0 | 0 | 0 | 0 | 0 | 0 | 0 | 0 | 0 | 0 | 0 | 0 | 0 | 0.047552 | 0.00033 | 0.00067 | 0.001 | 0.00133 | 0.10536 | 0 | 0.0082775 |  | 0.1304 | 0.2048 | 0.3019 | 0.3026
2014-03-07 | 18時 |  | 7.1311 | 0 | 0 | 0 | [9 empty] | 0.59466 | 0 | 0 | 0 | 0 | 0 | 0 | 0 | 0 | 0 | 0 | 0 | 0 | 0 | 0 | 0 | 0 | 0 | 0 | 0 | 0 | 0 | 0.047552 | 0.00642 | 0.01284 | 0.01926 | 0.02568 | 0.12467 | 0 | 0.0082775 |  | 0.303 | 0.3387 | 0.3972 | 0.5469
2014-03-07 | 19時 |  | 4.3837 | 0 | 3.4102 | 0 | [9 empty] | 0.43643 | 0 | 0 | 0 | 0 | 0.29653 | 0 | 0 | 0 | 0 | 0 | 0 | 0 | 0 | 0 | 0 | 0 | 0 | 0 | 0 | 0 | 0 | 0.047552 | 0.00642 | 0.01284 | 0.01926 | 0.02568 | 0.21072 | 0.10708 | 0.0082775 |  | 0.0991 | 0.1348 | 0.1932 | 0.1939
2014-03-07 | 20時 |  | 5.3141 | 0 | 4.2366 | 0 | [9 empty] | 0.50766 | 0 | 0 | 0 | 0 | 0.35476 | 0 | 0 | 0 | 0 | 0 | 0 | 0 | 0 | 0 | 0 | 0 | 0 | 0 | 0 | 0 | 0 | 0.047552 | 0.00033 | 0.00067 | 0.001 | 0.00133 | 0.14927 | 0.027125 | 0 |  | 0.0917 | 0.1275 | 0.2102 | 0.2109
2014-03-07 | 21時 |  | 5.9639 | 0 | 5.3003 | 0 | [9 empty] | 0.55182 | 0 | 0 | 0 | 0 | 0.51791 | 0 | 0 | 0 | 0 | 0 | 0 | 0 | 0 | 0 | 0 | 0 | 0 | 0 | 0 | 0 | 0 | 0.047552 | 0.00033 | 0.00067 | 0.001 | 0.00133 | 0.14618 | 0.10814 | 0.031304 |  | 0.1216 | 0.1873 | 0.2837 | 0.2844
2014-03-07 | 22時 |  | 6.5668 | 0 | 2.2031 | 0 | [9 empty] | 0.60072 | 0 | 0 | 0 | 0 | 0.23742 | 0 | 0 | 0 | 0 | 0 | 0 | 0 | 0 | 0 | 0 | 0 | 0 | 0 | 0 | 0 | 0 | 0.047552 | 0.00628 | 0.01256 | 0.01884 | 0.02512 | 0.12467 | 0.16133 | 0.043827 |  | 0.1738 | 0.1917 | 0.262 | 0.2626
2014-03-07 | 23時 |  | 0 | 0 | 0 | 0 | [9 empty] | 0 | 0 | 0 | 0 | 0 | 0 | 0 | 0 | 0 | 0 | 0 | 0 | 0 | 0 | 0 | 0 | 0 | 0 | 0 | 0 | 0 | 0 | 0.047552 | 0.0067 | 0.01339 | 0.02009 | 0.02679 | 0.12467 | 0.18881 | 0.031848 |  | 0.1877 | 0.2176 | 0.2756 | 0.2763
2014-03-08 | 0時 |  | 0 | 0 | 0 | 0 | [9 empty] | 0 | 0 | 0 | 0 | 0 | 0 | 0 | 0 | 0 | 0 | 0 | 0 | 0 | 0 | 0 | 0 | 0 | 0 | 0 | 0 | 0 | 0 | 0.047552 | 0.00013 | 0.00025 | 0.00038 | 0.0005 | 0 | 0.078899 | 0.011656 |  | 0.1578 | 0.1578 | 0.1806 | 0.1812
2014-03-08 | 1時 |  | 0 | 0 | 0 | 0 | [9 empty] | 0 | 0 | 0 | 0 | 0 | 0 | 0 | 0 | 0 | 0 | 0 | 0 | 0 | 0 | 0 | 0 | 0 | 0 | 0 | 0 | 0 | 0 | 0.047552 | 0.00013 | 0.00025 | 0.00038 | 0.0005 | 0 | 0 | 0 |  | 0.0483 | 0.0483 | 0.0711 | 0.0717
2014-03-08 | 2時 |  | 0 | 0 | 0 | 0 | [9 empty] | 0 | 0 | 0 | 0 | 0 | 0 | 0 | 0 | 0 | 0 | 0 | 0 | 0 | 0 | 0 | 0 | 0 | 0 | 0 | 0 | 0 | 0 | 0.047552 | 0.00013 | 0.00025 | 0.00038 | 0.0005 | 0 | 0 | 0 |  | 0.056 | 0.0561 | 0.0788 | 0.0795
2014-03-08 | 3時 |  | 0 | 0 | 0 | 0 | [9 empty] | 0 | 0 | 0 | 0 | 0 | 0 | 0 | 0 | 0 | 0 | 0 | 0 | 0 | 0 | 0 | 0 | 0 | 0 | 0 | 0 | 0 | 0 | 0.047552 | 0.00013 | 0.00025 | 0.00038 | 0.0005 | 0 | 0 | 0 |  | 0.056 | 0.0561 | 0.0788 | 0.0795
2014-03-08 | 4時 |  | 0 | 0 | 0 | 0 | [9 empty] | 0 | 0 | 0 | 0 | 0 | 0 | 0 | 0 | 0 | 0 | 0 | 0 | 0 | 0 | 0 | 0 | 0 | 0 | 0 | 0 | 0 | 0 | 0.047552 | 0.00013 | 0.00025 | 0.00038 | 0.0005 | 0 | 0 | 0 |  | 0.0483 | 0.0483 | 0.0711 | 0.0717
2014-03-08 | 5時 |  | 26.6992 | 1.8285 | 0 | 0 | [9 empty] | 3.582 | 0 | 0 | 0 | 0 | 0 | 0 | 0 | 0 | 0 | 0 | 0 | 0 | 0 | 0 | 0 | 0 | 0 | 0 | 0 | 0 | 0 | 0.047552 | 0.00013 | 0.00025 | 0.00038 | 0.0005 | 0 | 0 | 0 |  | 0.056 | 0.0561 | 0.0788 | 0.0795
2014-03-08 | 6時 |  | 10.9975 | 0 | 0 | 0 | [9 empty] | 0.9368 | 0 | 0 | 0 | 0 | 0 | 0 | 0 | 0 | 0 | 0 | 0 | 0 | 0 | 0 | 0 | 0 | 0 | 0 | 0 | 0 | 0 | 0.047552 | 0.00338 | 0.00675 | 0.01013 | 0.01351 | 0 | 0.024649 | 0.011815 |  | 0.1925 | 0.2611 | 0.3525 | 0.3531
2014-03-08 | 7時 |  | 9.0674 | 0 | 0 | 0 | [9 empty] | 0.77264 | 0 | 0 | 0 | 0 | 0 | 0 | 0 | 0 | 0 | 0 | 0 | 0 | 0 | 0 | 0 | 0 | 0 | 0 | 0 | 0 | 0 | 0.047552 | 0.00054 | 0.00108 | 0.00163 | 0.00217 | 0.13859 | 0.053895 | 0.036861 |  | 0.1524 | 0.248 | 0.3662 | 0.3669
2014-03-08 | 8時 |  | 6.9772 | 0 | 0 | 0 | [9 empty] | 0.59805 | 0 | 0 | 0 | 0 | 0 | 0 | 0 | 0 | 0 | 0 | 0 | 0 | 0 | 0 | 0 | 0 | 0 | 0 | 0 | 0 | 0 | 0.047552 | 0.00054 | 0.00108 | 0.00163 | 0.00217 | 0.093503 | 0 | 0.035602 |  | 0.1091 | 0.1448 | 0.2032 | 0.2039
2014-03-08 | 9時 |  | 0 | 0 | 0 | 0 | [9 empty] | 0 | 0 | 0 | 0 | 0 | 0 | 0 | 0 | 0 | 0 | 0 | 0 | 0 | 0 | 0 | 0 | 0 | 0 | 0 | 0 | 0 | 0 | 0.047552 | 0.00013 | 0.00025 | 0.00038 | 0.0005 | 0.17838 | 0.10971 | 0.042749 |  | 0.3011 | 0.3368 | 0.3953 | 0.396
2014-03-08 | 10時 |  | 0 | 0 | 0 | 0 | [9 empty] | 0 | 0 | 0 | 0 | 0 | 0 | 0 | 0 | 0 | 0 | 0 | 0 | 0 | 0 | 0 | 0 | 0 | 0 | 0 | 0 | 0 | 0 | 0.047552 | 0.00033 | 0.00067 | 0.001 | 0.00133 | 0.093503 | 0 | 0.012523 |  | 0.0483 | 0.0483 | 0.0711 | 0.0717
2014-03-08 | 11時 |  | 6.8818 | 0 | 0 | 0 | [9 empty] | 0.50832 | 0 | 0 | 0 | 0 | 0 | 0 | 0 | 0 | 0 | 0 | 0 | 0 | 0 | 0 | 0 | 0 | 0 | 0 | 0 | 0 | 0 | 0.047552 | 0.00013 | 0.00025 | 0.00038 | 0.0005 | 0 | 0 | 0.0052775 |  | 0.056 | 0.0561 | 0.0788 | 0.0795
2014-03-08 | 12時 |  | 1.4337 | 0 | 0 | 0 | [9 empty] | 0.17971 | 0 | 0 | 0 | 0 | 0 | 0 | 0 | 0 | 0 | 0 | 0 | 0 | 0 | 0 | 0 | 0 | 0 | 0 | 0 | 0 | 0 | 0.047552 | 0.00338 | 0.00675 | 0.01013 | 0.01351 | 0.05371 | 0 | 0.0052775 |  | 0.1983 | 0.2727 | 0.3698 | 0.3705
2014-03-08 | 13時 |  | 0 | 0 | 0 | 0 | [9 empty] | 0 | 0 | 0 | 0 | 0 | 0 | 0 | 0 | 0 | 0 | 0 | 0 | 0 | 0 | 0 | 0 | 0 | 0 | 0 | 0 | 0 | 0 | 0.047552 | 0.00033 | 0.00067 | 0.001 | 0.00133 | 0.11604 | 0 | 0 |  | 0.0483 | 0.0483 | 0.0711 | 0.0717
2014-03-08 | 14時 |  | 0 | 0 | 0 | 0 | [9 empty] | 0 | 0 | 0 | 0 | 0 | 0 | 0 | 0 | 0 | 0 | 0 | 0 | 0 | 0 | 0 | 0 | 0 | 0 | 0 | 0 | 0 | 0 | 0.047552 | 0.00013 | 0.00025 | 0.00038 | 0.0005 | 0.031168 | 0 | 0.017801 |  | 0.056 | 0.0561 | 0.0788 | 0.0795
2014-03-08 | 15時 |  | 4.9546 | 0 | 0 | 0 | [9 empty] | 0.38535 | 0 | 0 | 0 | 0 | 0 | 0 | 0 | 0 | 0 | 0 | 0 | 0 | 0 | 0 | 0 | 0 | 0 | 0 | 0 | 0 | 0 | 0.047552 | 0.00013 | 0.00025 | 0.00038 | 0.0005 | 0 | 0 | 0 |  | 0.056 | 0.0561 | 0.0788 | 0.0795
2014-03-08 | 16時 |  | 3.976 | 0 | 0 | 0 | [9 empty] | 0.35827 | 0 | 0 | 0 | 0 | 0 | 0 | 0 | 0 | 0 | 0 | 0 | 0 | 0 | 0 | 0 | 0 | 0 | 0 | 0 | 0 | 0 | 0.047552 | 0.00033 | 0.00067 | 0.001 | 0.00133 | 0.062335 | 0 | 0.0052775 |  | 0.0483 | 0.0483 | 0.0711 | 0.0717
2014-03-08 | 17時 |  | 7.3972 | 0 | 4.4537 | 0 | [9 empty] | 0.58808 | 0 | 0 | 0 | 0 | 0.33935 | 0 | 0 | 0 | 0 | 0 | 0 | 0 | 0 | 0 | 0 | 0 | 0 | 0 | 0 | 0 | 0 | 0.047552 | 0.00033 | 0.00067 | 0.001 | 0.00133 | 0.10536 | 0 | 0.0082775 |  | 0.1304 | 0.2048 | 0.3019 | 0.3026
2014-03-08 | 18時 |  | 8.034 | 0 | 0 | 0 | [9 empty] | 0.64838 | 0 | 0 | 0 | 0 | 0 | 0 | 0 | 0 | 0 | 0 | 0 | 0 | 0 | 0 | 0 | 0 | 0 | 0 | 0 | 0 | 0 | 0.047552 | 0.00642 | 0.01284 | 0.01926 | 0.02568 | 0.12467 | 0 | 0.0082775 |  | 0.303 | 0.3387 | 0.3972 | 0.5469
2014-03-08 | 19時 |  | 4.8663 | 0 | 5.0692 | 0 | [9 empty] | 0.44524 | 0 | 0 | 0 | 0 | 0.39534 | 0 | 0 | 0 | 0 | 0 | 0 | 0 | 0 | 0 | 0 | 0 | 0 | 0 | 0 | 0 | 0 | 0.047552 | 0.00642 | 0.01284 | 0.01926 | 0.02568 | 0.21072 | 0.10708 | 0.0082775 |  | 0.0991 | 0.1348 | 0.1932 | 0.1939
2014-03-08 | 20時 |  | 5.3851 | 0 | 4.662 | 0 | [9 empty] | 0.47485 | 0 | 0 | 0 | 0 | 0.36415 | 0 | 0 | 0 | 0 | 0 | 0 | 0 | 0 | 0 | 0 | 0 | 0 | 0 | 0 | 0 | 0 | 0.047552 | 0.00033 | 0.00067 | 0.001 | 0.00133 | 0.14927 | 0.027125 | 0 |  | 0.0917 | 0.1275 | 0.2102 | 0.2109
2014-03-08 | 21時 |  | 5.8501 | 0 | 5.5017 | 0 | [9 empty] | 0.50837 | 0 | 0 | 0 | 0 | 0.50912 | 0 | 0 | 0 | 0 | 0 | 0 | 0 | 0 | 0 | 0 | 0 | 0 | 0 | 0 | 0 | 0 | 0.047552 | 0.00033 | 0.00067 | 0.001 | 0.00133 | 0.14618 | 0.10814 | 0.031304 |  | 0.1216 | 0.1873 | 0.2837 | 0.2844
2014-03-08 | 22時 |  | 6.1702 | 0 | 2.1395 | 0 | [9 empty] | 0.52813 | 0 | 0 | 0 | 0 | 0.22428 | 0 | 0 | 0 | 0 | 0 | 0 | 0 | 0 | 0 | 0 | 0 | 0 | 0 | 0 | 0 | 0 | 0.047552 | 0.00628 | 0.01256 | 0.01884 | 0.02512 | 0.12467 | 0.16133 | 0.043827 |  | 0.1738 | 0.1917 | 0.262 | 0.2626
2014-03-08 | 23時 |  | 0 | 0 | 0 | 0 | [9 empty] | 0 | 0 | 0 | 0 | 0 | 0 | 0 | 0 | 0 | 0 | 0 | 0 | 0 | 0 | 0 | 0 | 0 | 0 | 0 | 0 | 0 | 0 | 0.047552 | 0.0067 | 0.01339 | 0.02009 | 0.02679 | 0.12467 | 0.18881 | 0.031848 |  | 0.1877 | 0.2176 | 0.2756 | 0.2763
2014-03-09 | 0時 |  | 0 | 0 | 0 | 0 | [9 empty] | 0 | 0 | 0 | 0 | 0 | 0 | 0 | 0 | 0 | 0 | 0 | 0 | 0 | 0 | 0 | 0 | 0 | 0 | 0 | 0 | 0 | 0 | 0.047552 | 0.00013 | 0.00025 | 0.00038 | 0.0005 | 0 | 0.078899 | 0.011656 |  | 0.1578 | 0.1578 | 0.1806 | 0.1812
2014-03-09 | 1時 |  | 0 | 0 | 0 | 0 | [9 empty] | 0 | 0 | 0 | 0 | 0 | 0 | 0 | 0 | 0 | 0 | 0 | 0 | 0 | 0 | 0 | 0 | 0 | 0 | 0 | 0 | 0 | 0 | 0.047552 | 0.00013 | 0.00025 | 0.00038 | 0.0005 | 0 | 0 | 0 |  | 0.0483 | 0.0483 | 0.0711 | 0.0717
2014-03-09 | 2時 |  | 0 | 0 | 0 | 0 | [9 empty] | 0 | 0 | 0 | 0 | 0 | 0 | 0 | 0 | 0 | 0 | 0 | 0 | 0 | 0 | 0 | 0 | 0 | 0 | 0 | 0 | 0 | 0 | 0.047552 | 0.00013 | 0.00025 | 0.00038 | 0.0005 | 0 | 0 | 0 |  | 0.056 | 0.0561 | 0.0788 | 0.0795
2014-03-09 | 3時 |  | 0 | 0 | 0 | 0 | [9 empty] | 0 | 0 | 0 | 0 | 0 | 0 | 0 | 0 | 0 | 0 | 0 | 0 | 0 | 0 | 0 | 0 | 0 | 0 | 0 | 0 | 0 | 0 | 0.047552 | 0.00013 | 0.00025 | 0.00038 | 0.0005 | 0 | 0 | 0 |  | 0.056 | 0.0561 | 0.0788 | 0.0795
2014-03-09 | 4時 |  | 0 | 0 | 0 | 0 | [9 empty] | 0 | 0 | 0 | 0 | 0 | 0 | 0 | 0 | 0 | 0 | 0 | 0 | 0 | 0 | 0 | 0 | 0 | 0 | 0 | 0 | 0 | 0 | 0.047552 | 0.00013 | 0.00025 | 0.00038 | 0.0005 | 0 | 0 | 0 |  | 0.0483 | 0.0483 | 0.0711 | 0.0717
2014-03-09 | 5時 |  | 25.8784 | 0 | 0 | 0 | [9 empty] | 3.2826 | 0 | 0 | 0 | 0 | 0 | 0 | 0 | 0 | 0 | 0 | 0 | 0 | 0 | 0 | 0 | 0 | 0 | 0 | 0 | 0 | 0 | 0.047552 | 0.00013 | 0.00025 | 0.00038 | 0.0005 | 0 | 0 | 0 |  | 0.056 | 0.0561 | 0.0788 | 0.0795
2014-03-09 | 6時 |  | 9.4546 | 0 | 0 | 0 | [9 empty] | 0.78767 | 0 | 0 | 0 | 0 | 0 | 0 | 0 | 0 | 0 | 0 | 0 | 0 | 0 | 0 | 0 | 0 | 0 | 0 | 0 | 0 | 0 | 0.047552 | 0.00338 | 0.00675 | 0.01013 | 0.01351 | 0 | 0.024649 | 0.011815 |  | 0.1925 | 0.2611 | 0.3525 | 0.3531
2014-03-09 | 7時 |  | 6.0631 | 0 | 0 | 0 | [9 empty] | 0.65117 | 0 | 0 | 0 | 0 | 0 | 0 | 0 | 0 | 0 | 0 | 0 | 0 | 0 | 0 | 0 | 0 | 0 | 0 | 0 | 0 | 0 | 0.047552 | 0.00054 | 0.00108 | 0.00163 | 0.00217 | 0.13859 | 0.053895 | 0.036861 |  | 0.1524 | 0.248 | 0.3662 | 0.3669
2014-03-09 | 8時 |  | 4.05 | 0 | 0 | 0 | [9 empty] | 0.35261 | 0 | 0 | 0 | 0 | 0 | 0 | 0 | 0 | 0 | 0 | 0 | 0 | 0 | 0 | 0 | 0 | 0 | 0 | 0 | 0 | 0 | 0.047552 | 0.00054 | 0.00108 | 0.00163 | 0.00217 | 0.093503 | 0 | 0.035602 |  | 0.1091 | 0.1448 | 0.2032 | 0.2039
2014-03-09 | 9時 |  | 0 | 0 | 0 | 0 | [9 empty] | 0 | 0 | 0 | 0 | 0 | 0 | 0 | 0 | 0 | 0 | 0 | 0 | 0 | 0 | 0 | 0 | 0 | 0 | 0 | 0 | 0 | 0 | 0.047552 | 0.00013 | 0.00025 | 0.00038 | 0.0005 | 0.17838 | 0.10971 | 0.042749 |  | 0.3011 | 0.3368 | 0.3953 | 0.396
2014-03-09 | 10時 |  | 0 | 0 | 0 | 0 | [9 empty] | 0 | 0 | 0 | 0 | 0 | 0 | 0 | 0 | 0 | 0 | 0 | 0 | 0 | 0 | 0 | 0 | 0 | 0 | 0 | 0 | 0 | 0 | 0.047552 | 0.00033 | 0.00067 | 0.001 | 0.00133 | 0.093503 | 0 | 0.012523 |  | 0.0483 | 0.0483 | 0.0711 | 0.0717
2014-03-09 | 11時 |  | 10.6877 | 0 | 0 | 0 | [9 empty] | 0.78706 | 0 | 0 | 0 | 0 | 0 | 0 | 0 | 0 | 0 | 0 | 0 | 0 | 0 | 0 | 0 | 0 | 0 | 0 | 0 | 0 | 0 | 0.047552 | 0.00013 | 0.00025 | 0.00038 | 0.0005 | 0 | 0 | 0.0052775 |  | 0.056 | 0.0561 | 0.0788 | 0.0795
2014-03-09 | 12時 |  | 3.8591 | 0 | 0 | 0 | [9 empty] | 0.29898 | 0 | 0 | 0 | 0 | 0 | 0 | 0 | 0 | 0 | 0 | 0 | 0 | 0 | 0 | 0 | 0 | 0 | 0 | 0 | 0 | 0 | 0.047552 | 0.00338 | 0.00675 | 0.01013 | 0.01351 | 0.05371 | 0 | 0.0052775 |  | 0.1983 | 0.2727 | 0.3698 | 0.3705
2014-03-09 | 13時 |  | 0 | 0 | 0 | 0 | [9 empty] | 0 | 0 | 0 | 0 | 0 | 0 | 0 | 0 | 0 | 0 | 0 | 0 | 0 | 0 | 0 | 0 | 0 | 0 | 0 | 0 | 0 | 0 | 0.047552 | 0.00033 | 0.00067 | 0.001 | 0.00133 | 0.11604 | 0 | 0 |  | 0.0483 | 0.0483 | 0.0711 | 0.0717
2014-03-09 | 14時 |  | 0 | 0 | 0 | 0 | [9 empty] | 0 | 0 | 0 | 0 | 0 | 0 | 0 | 0 | 0 | 0 | 0 | 0 | 0 | 0 | 0 | 0 | 0 | 0 | 0 | 0 | 0 | 0 | 0.047552 | 0.00013 | 0.00025 | 0.00038 | 0.0005 | 0.031168 | 0 | 0.017801 |  | 0.056 | 0.0561 | 0.0788 | 0.0795
2014-03-09 | 15時 |  | 4.7259 | 0 | 0 | 0 | [9 empty] | 0.36352 | 0 | 0 | 0 | 0 | 0 | 0 | 0 | 0 | 0 | 0 | 0 | 0 | 0 | 0 | 0 | 0 | 0 | 0 | 0 | 0 | 0 | 0.047552 | 0.00013 | 0.00025 | 0.00038 | 0.0005 | 0 | 0 | 0 |  | 0.056 | 0.0561 | 0.0788 | 0.0795
2014-03-09 | 16時 |  | 3.6028 | 0 | 0 | 0 | [9 empty] | 0.31874 | 0 | 0 | 0 | 0 | 0 | 0 | 0 | 0 | 0 | 0 | 0 | 0 | 0 | 0 | 0 | 0 | 0 | 0 | 0 | 0 | 0 | 0.047552 | 0.00033 | 0.00067 | 0.001 | 0.00133 | 0.062335 | 0 | 0.0052775 |  | 0.0483 | 0.0483 | 0.0711 | 0.0717
2014-03-09 | 17時 |  | 7.0869 | 0 | 4.5978 | 0 | [9 empty] | 0.55752 | 0 | 0 | 0 | 0 | 0.34385 | 0 | 0 | 0 | 0 | 0 | 0 | 0 | 0 | 0 | 0 | 0 | 0 | 0 | 0 | 0 | 0 | 0.047552 | 0.00033 | 0.00067 | 0.001 | 0.00133 | 0.10536 | 0 | 0.0082775 |  | 0.1304 | 0.2048 | 0.3019 | 0.3026
2014-03-09 | 18時 |  | 7.6238 | 0 | 0 | 0 | [9 empty] | 0.60536 | 0 | 0 | 0 | 0 | 0 | 0 | 0 | 0 | 0 | 0 | 0 | 0 | 0 | 0 | 0 | 0 | 0 | 0 | 0 | 0 | 0 | 0.047552 | 0.00642 | 0.01284 | 0.01926 | 0.02568 | 0.12467 | 0 | 0.0082775 |  | 0.303 | 0.3387 | 0.3972 | 0.5469
2014-03-09 | 19時 |  | 4.5989 | 0 | 4.9092 | 0 | [9 empty] | 0.41426 | 0 | 0 | 0 | 0 | 0.37516 | 0 | 0 | 0 | 0 | 0 | 0 | 0 | 0 | 0 | 0 | 0 | 0 | 0 | 0 | 0 | 0 | 0.047552 | 0.00642 | 0.01284 | 0.01926 | 0.02568 | 0.21072 | 0.10708 | 0.0082775 |  | 0.0991 | 0.1348 | 0.1932 | 0.1939
2014-03-09 | 20時 |  | 5.7011 | 0 | 4.7487 | 0 | [9 empty] | 0.52951 | 0 | 0 | 0 | 0 | 0.38953 | 0 | 0 | 0 | 0 | 0 | 0 | 0 | 0 | 0 | 0 | 0 | 0 | 0 | 0 | 0 | 0 | 0.047552 | 0.00033 | 0.00067 | 0.001 | 0.00133 | 0.14927 | 0.027125 | 0 |  | 0.0917 | 0.1275 | 0.2102 | 0.2109
2014-03-09 | 21時 |  | 6.4533 | 0 | 5.9955 | 0 | [9 empty] | 0.5975 | 0 | 0 | 0 | 0 | 0.5649 | 0 | 0 | 0 | 0 | 0 | 0 | 0 | 0 | 0 | 0 | 0 | 0 | 0 | 0 | 0 | 0 | 0.047552 | 0.00033 | 0.00067 | 0.001 | 0.00133 | 0.14618 | 0.10814 | 0.031304 |  | 0.1216 | 0.1873 | 0.2837 | 0.2844
2014-03-09 | 22時 |  | 6.8966 | 0 | 2.4 | 0 | [9 empty] | 0.62508 | 0 | 0 | 0 | 0 | 0.24685 | 0 | 0 | 0 | 0 | 0 | 0 | 0 | 0 | 0 | 0 | 0 | 0 | 0 | 0 | 0 | 0 | 0.047552 | 0.00628 | 0.01256 | 0.01884 | 0.02512 | 0.12467 | 0.16133 | 0.043827 |  | 0.1738 | 0.1917 | 0.262 | 0.2626
2014-03-09 | 23時 |  | 0 | 0 | 0 | 0 | [9 empty] | 0 | 0 | 0 | 0 | 0 | 0 | 0 | 0 | 0 | 0 | 0 | 0 | 0 | 0 | 0 | 0 | 0 | 0 | 0 | 0 | 0 | 0 | 0.047552 | 0.0067 | 0.01339 | 0.02009 | 0.02679 | 0.12467 | 0.18881 | 0.031848 |  | 0.1877 | 0.2176 | 0.2756 | 0.2763
2014-03-10 | 0時 |  | 0 | 0 | 0 | 0 | [9 empty] | 0 | 0 | 0 | 0 | 0 | 0 | 0 | 0 | 0 | 0 | 0 | 0 | 0 | 0 | 0 | 0 | 0 | 0 | 0 | 0 | 0 | 0 | 0.047552 | 0.00013 | 0.00025 | 0.00038 | 0.0005 | 0 | 0.078899 | 0.011656 |  | 0.1578 | 0.1578 | 0.1806 | 0.1812
2014-03-10 | 1時 |  | 0 | 0 | 0 | 0 | [9 empty] | 0 | 0 | 0 | 0 | 0 | 0 | 0 | 0 | 0 | 0 | 0 | 0 | 0 | 0 | 0 | 0 | 0 | 0 | 0 | 0 | 0 | 0 | 0.047552 | 0.00013 | 0.00025 | 0.00038 | 0.0005 | 0 | 0 | 0 |  | 0.0483 | 0.0483 | 0.0711 | 0.0717
2014-03-10 | 2時 |  | 0 | 0 | 0 | 0 | [9 empty] | 0 | 0 | 0 | 0 | 0 | 0 | 0 | 0 | 0 | 0 | 0 | 0 | 0 | 0 | 0 | 0 | 0 | 0 | 0 | 0 | 0 | 0 | 0.047552 | 0.00013 | 0.00025 | 0.00038 | 0.0005 | 0 | 0 | 0 |  | 0.056 | 0.0561 | 0.0788 | 0.0795
2014-03-10 | 3時 |  | 0 | 0 | 0 | 0 | [9 empty] | 0 | 0 | 0 | 0 | 0 | 0 | 0 | 0 | 0 | 0 | 0 | 0 | 0 | 0 | 0 | 0 | 0 | 0 | 0 | 0 | 0 | 0 | 0.047552 | 0.00013 | 0.00025 | 0.00038 | 0.0005 | 0 | 0 | 0 |  | 0.056 | 0.0561 | 0.0788 | 0.0795
2014-03-10 | 4時 |  | 0 | 0 | 0 | 0 | [9 empty] | 0 | 0 | 0 | 0 | 0 | 0 | 0 | 0 | 0 | 0 | 0 | 0 | 0 | 0 | 0 | 0 | 0 | 0 | 0 | 0 | 0 | 0 | 0.047552 | 0.00013 | 0.00025 | 0.00038 | 0.0005 | 0 | 0 | 0 |  | 0.0483 | 0.0483 | 0.0711 | 0.0717
2014-03-10 | 5時 |  | 20.3108 | 9.5272 | 0 | 0 | [9 empty] | 3.5892 | 0 | 0 | 0 | 0 | 0 | 0 | 0 | 0 | 0 | 0 | 0 | 0 | 0 | 0 | 0 | 0 | 0 | 0 | 0 | 0 | 0 | 0.047552 | 0.00013 | 0.00025 | 0.00038 | 0.0005 | 0 | 0 | 0 |  | 0.056 | 0.0561 | 0.0788 | 0.0795
2014-03-10 | 6時 |  | 11.3302 | 0 | 0 | 0 | [9 empty] | 1.327 | 0 | 0 | 0 | 0 | 0 | 0 | 0 | 0 | 0 | 0 | 0 | 0 | 0 | 0 | 0 | 0 | 0 | 0 | 0 | 0 | 0 | 0.047552 | 0.00338 | 0.00675 | 0.01013 | 0.01351 | 0 | 0.024649 | 0.011815 |  | 0.1925 | 0.2611 | 0.3525 | 0.3531
2014-03-10 | 7時 |  | 9.2122 | 0 | 0 | 0 | [9 empty] | 0.80402 | 0 | 0 | 0 | 0 | 0 | 0 | 0 | 0 | 0 | 0 | 0 | 0 | 0 | 0 | 0 | 0 | 0 | 0 | 0 | 0 | 0 | 0.047552 | 0.00054 | 0.00108 | 0.00163 | 0.00217 | 0.13859 | 0.053895 | 0.036861 |  | 0.1524 | 0.248 | 0.3662 | 0.3669
2014-03-10 | 8時 |  | 7.4511 | 0 | 0 | 0 | [9 empty] | 0.65122 | 0 | 0 | 0 | 0 | 0 | 0 | 0 | 0 | 0 | 0 | 0 | 0 | 0 | 0 | 0 | 0 | 0 | 0 | 0 | 0 | 0 | 0.047552 | 0.00054 | 0.00108 | 0.00163 | 0.00217 | 0.093503 | 0 | 0.035602 |  | 0.1091 | 0.1448 | 0.2032 | 0.2039
2014-03-10 | 9時 |  | 0 | 0 | 0 | 0 | [9 empty] | 0 | 0 | 0 | 0 | 0 | 0 | 0 | 0 | 0 | 0 | 0 | 0 | 0 | 0 | 0 | 0 | 0 | 0 | 0 | 0 | 0 | 0 | 0.047552 | 0.00013 | 0.00025 | 0.00038 | 0.0005 | 0.17838 | 0.10971 | 0.042749 |  | 0.3011 | 0.3368 | 0.3953 | 0.396
2014-03-10 | 10時 |  | 0 | 0 | 0 | 0 | [9 empty] | 0 | 0 | 0 | 0 | 0 | 0 | 0 | 0 | 0 | 0 | 0 | 0 | 0 | 0 | 0 | 0 | 0 | 0 | 0 | 0 | 0 | 0 | 0.047552 | 0.00033 | 0.00067 | 0.001 | 0.00133 | 0.093503 | 0 | 0.012523 |  | 0.0483 | 0.0483 | 0.0711 | 0.0717
2014-03-10 | 11時 |  | 11.0601 | 0 | 0 | 0 | [9 empty] | 0.85335 | 0 | 0 | 0 | 0 | 0 | 0 | 0 | 0 | 0 | 0 | 0 | 0 | 0 | 0 | 0 | 0 | 0 | 0 | 0 | 0 | 0 | 0.047552 | 0.00013 | 0.00025 | 0.00038 | 0.0005 | 0 | 0 | 0.0052775 |  | 0.056 | 0.0561 | 0.0788 | 0.0795
2014-03-10 | 12時 |  | 2.6824 | 0 | 0 | 0 | [9 empty] | 0.25472 | 0 | 0 | 0 | 0 | 0 | 0 | 0 | 0 | 0 | 0 | 0 | 0 | 0 | 0 | 0 | 0 | 0 | 0 | 0 | 0 | 0 | 0.047552 | 0.00338 | 0.00675 | 0.01013 | 0.01351 | 0.05371 | 0 | 0.0052775 |  | 0.1983 | 0.2727 | 0.3698 | 0.3705
2014-03-10 | 13時 |  | 0 | 0 | 0 | 0 | [9 empty] | 0 | 0 | 0 | 0 | 0 | 0 | 0 | 0 | 0 | 0 | 0 | 0 | 0 | 0 | 0 | 0 | 0 | 0 | 0 | 0 | 0 | 0 | 0.047552 | 0.00033 | 0.00067 | 0.001 | 0.00133 | 0.11604 | 0 | 0 |  | 0.0483 | 0.0483 | 0.0711 | 0.0717
2014-03-10 | 14時 |  | 0 | 0 | 0 | 0 | [9 empty] | 0 | 0 | 0 | 0 | 0 | 0 | 0 | 0 | 0 | 0 | 0 | 0 | 0 | 0 | 0 | 0 | 0 | 0 | 0 | 0 | 0 | 0 | 0.047552 | 0.00013 | 0.00025 | 0.00038 | 0.0005 | 0.031168 | 0 | 0.017801 |  | 0.056 | 0.0561 | 0.0788 | 0.0795
2014-03-10 | 15時 |  | 8.8524 | 0 | 0 | 0 | [9 empty] | 0.66085 | 0 | 0 | 0 | 0 | 0 | 0 | 0 | 0 | 0 | 0 | 0 | 0 | 0 | 0 | 0 | 0 | 0 | 0 | 0 | 0 | 0 | 0.047552 | 0.00013 | 0.00025 | 0.00038 | 0.0005 | 0 | 0 | 0 |  | 0.056 | 0.0561 | 0.0788 | 0.0795
2014-03-10 | 16時 |  | 5.4798 | 0 | 0 | 0 | [9 empty] | 0.43751 | 0 | 0 | 0 | 0 | 0 | 0 | 0 | 0 | 0 | 0 | 0 | 0 | 0 | 0 | 0 | 0 | 0 | 0 | 0 | 0 | 0 | 0.047552 | 0.00033 | 0.00067 | 0.001 | 0.00133 | 0.062335 | 0 | 0.0052775 |  | 0.0483 | 0.0483 | 0.0711 | 0.0717
2014-03-10 | 17時 |  | 8.1036 | 0 | 6.1667 | 0 | [9 empty] | 0.62354 | 0 | 0 | 0 | 0 | 0.44889 | 0 | 0 | 0 | 0 | 0 | 0 | 0 | 0 | 0 | 0 | 0 | 0 | 0 | 0 | 0 | 0 | 0.047552 | 0.00033 | 0.00067 | 0.001 | 0.00133 | 0.10536 | 0 | 0.0082775 |  | 0.1304 | 0.2048 | 0.3019 | 0.3026
2014-03-10 | 18時 |  | 8.4189 | 0 | 0 | 0 | [9 empty] | 0.66189 | 0 | 0 | 0 | 0 | 0 | 0 | 0 | 0 | 0 | 0 | 0 | 0 | 0 | 0 | 0 | 0 | 0 | 0 | 0 | 0 | 0 | 0.047552 | 0.00642 | 0.01284 | 0.01926 | 0.02568 | 0.12467 | 0 | 0.0082775 |  | 0.303 | 0.3387 | 0.3972 | 0.5469
2014-03-10 | 19時 |  | 5.1483 | 0 | 6.1707 | 0 | [9 empty] | 0.44661 | 0 | 0 | 0 | 0 | 0.46519 | 0 | 0 | 0 | 0 | 0 | 0 | 0 | 0 | 0 | 0 | 0 | 0 | 0 | 0 | 0 | 0 | 0.047552 | 0.00642 | 0.01284 | 0.01926 | 0.02568 | 0.21072 | 0.10708 | 0.0082775 |  | 0.0991 | 0.1348 | 0.1932 | 0.1939
2014-03-10 | 20時 |  | 5.695 | 0 | 5.0192 | 0 | [9 empty] | 0.60827 | 0 | 0 | 0 | 0 | 0.50229 | 0 | 0 | 0 | 0 | 0 | 0 | 0 | 0 | 0 | 0 | 0 | 0 | 0 | 0 | 0 | 0 | 0.047552 | 0.00033 | 0.00067 | 0.001 | 0.00133 | 0.14927 | 0.027125 | 0 |  | 0.0917 | 0.1275 | 0.2102 | 0.2109
2014-03-10 | 21時 |  | 6.2063 | 0 | 5.9908 | 0 | [9 empty] | 0.67068 | 0 | 0 | 0 | 0 | 0.64907 | 0 | 0 | 0 | 0 | 0 | 0 | 0 | 0 | 0 | 0 | 0 | 0 | 0 | 0 | 0 | 0 | 0.047552 | 0.00033 | 0.00067 | 0.001 | 0.00133 | 0.14618 | 0.10814 | 0.031304 |  | 0.1216 | 0.1873 | 0.2837 | 0.2844
2014-03-10 | 22時 |  | 6.5929 | 0 | 2.3448 | 0 | [9 empty] | 0.71482 | 0 | 0 | 0 | 0 | 0.27237 | 0 | 0 | 0 | 0 | 0 | 0 | 0 | 0 | 0 | 0 | 0 | 0 | 0 | 0 | 0 | 0 | 0.047552 | 0.00628 | 0.01256 | 0.01884 | 0.02512 | 0.12467 | 0.16133 | 0.043827 |  | 0.1738 | 0.1917 | 0.262 | 0.2626
2014-03-10 | 23時 |  | 0 | 0 | 0 | 0 | [9 empty] | 0 | 0 | 0 | 0 | 0 | 0 | 0 | 0 | 0 | 0 | 0 | 0 | 0 | 0 | 0 | 0 | 0 | 0 | 0 | 0 | 0 | 0 | 0.047552 | 0.0067 | 0.01339 | 0.02009 | 0.02679 | 0.12467 | 0.18881 | 0.031848 |  | 0.1877 | 0.2176 | 0.2756 | 0.2763
2014-03-11 | 0時 |  | 0 | 0 | 0 | 0 | [9 empty] | 0 | 0 | 0 | 0 | 0 | 0 | 0 | 0 | 0 | 0 | 0 | 0 | 0 | 0 | 0 | 0 | 0 | 0 | 0 | 0 | 0 | 0 | 0.047552 | 0.00013 | 0.00025 | 0.00038 | 0.0005 | 0 | 0 | 0 |  | 0.1578 | 0.1578 | 0.1806 | 0.1812
2014-03-11 | 1時 |  | 0 | 0 | 0 | 0 | [9 empty] | 0 | 0 | 0 | 0 | 0 | 0 | 0 | 0 | 0 | 0 | 0 | 0 | 0 | 0 | 0 | 0 | 0 | 0 | 0 | 0 | 0 | 0 | 0.047552 | 0.00013 | 0.00025 | 0.00038 | 0.0005 | 0 | 0 | 0 |  | 0.0483 | 0.0483 | 0.0711 | 0.0717
2014-03-11 | 2時 |  | 0 | 0 | 0 | 0 | [9 empty] | 0 | 0 | 0 | 0 | 0 | 0 | 0 | 0 | 0 | 0 | 0 | 0 | 0 | 0 | 0 | 0 | 0 | 0 | 0 | 0 | 0 | 0 | 0.047552 | 0.00013 | 0.00025 | 0.00038 | 0.0005 | 0 | 0 | 0 |  | 0.056 | 0.0561 | 0.0788 | 0.0795
2014-03-11 | 3時 |  | 0 | 0 | 0 | 0 | [9 empty] | 0 | 0 | 0 | 0 | 0 | 0 | 0 | 0 | 0 | 0 | 0 | 0 | 0 | 0 | 0 | 0 | 0 | 0 | 0 | 0 | 0 | 0 | 0.047552 | 0.00013 | 0.00025 | 0.00038 | 0.0005 | 0 | 0 | 0 |  | 0.056 | 0.0561 | 0.0788 | 0.0795
2014-03-11 | 4時 |  | 0 | 0 | 0 | 0 | [9 empty] | 0 | 0 | 0 | 0 | 0 | 0 | 0 | 0 | 0 | 0 | 0 | 0 | 0 | 0 | 0 | 0 | 0 | 0 | 0 | 0 | 0 | 0 | 0.047552 | 0.00013 | 0.00025 | 0.00038 | 0.0005 | 0 | 0 | 0 |  | 0.0483 | 0.0483 | 0.0711 | 0.0717
2014-03-11 | 5時 |  | 0 | 0 | 0 | 0 | [9 empty] | 0 | 0 | 0 | 0 | 0 | 0 | 0 | 0 | 0 | 0 | 0 | 0 | 0 | 0 | 0 | 0 | 0 | 0 | 0 | 0 | 0 | 0 | 0.047552 | 0.00013 | 0.00025 | 0.00038 | 0.0005 | 0 | 0 | 0 |  | 0.056 | 0.0561 | 0.0788 | 0.0795
2014-03-11 | 6時 |  | 0 | 0 | 0 | 0 | [9 empty] | 0 | 0 | 0 | 0 | 0 | 0 | 0 | 0 | 0 | 0 | 0 | 0 | 0 | 0 | 0 | 0 | 0 | 0 | 0 | 0 | 0 | 0 | 0.047552 | 0.00013 | 0.00025 | 0.00038 | 0.0005 | 0 | 0 | 0 |  | 0.056 | 0.0561 | 0.0788 | 0.0795
2014-03-11 | 7時 |  | 21.0919 | 4.7447 | 8.9655 | 0 | [9 empty] | 3.6078 | 0 | 0 | 0 | 0 | 1.0771 | 0 | 0 | 0 | 0 | 0 | 0 | 0 | 0 | 0 | 0 | 0 | 0 | 0 | 0 | 0 | 0 | 0.047552 | 0.00054 | 0.00108 | 0.00163 | 0.00217 | 0 | 0.024649 | 0.022689 |  | 0.1168 | 0.1854 | 0.2767 | 0.2774
2014-03-11 | 8時 |  | 9.4082 | 0 | 11.6355 | 0 | [9 empty] | 1.0033 | 0 | 0 | 0 | 0 | 1.3056 | 0 | 0 | 0 | 0 | 0 | 0 | 0 | 0 | 0 | 0 | 0 | 0 | 0 | 0 | 0 | 0 | 0.047552 | 0.00379 | 0.00759 | 0.01138 | 0.01518 | 0.084877 | 0.078545 | 0.064582 |  | 0.2156 | 0.2812 | 0.3696 | 0.3702
2014-03-11 | 9時 |  | 6.8672 | 0 | 5.0427 | 0 | [9 empty] | 0.72687 | 0 | 0 | 0 | 0 | 0.56211 | 0 | 0 | 0 | 0 | 0 | 0 | 0 | 0 | 0 | 0 | 0 | 0 | 0 | 0 | 0 | 0 | 0.047552 | 0.00033 | 0.00067 | 0.001 | 0.00133 | 0.23209 | 0.16325 | 0.052059 |  | 0.2163 | 0.252 | 0.3265 | 0.3272
2014-03-11 | 10時 |  | 5.6605 | 0 | 3.8792 | 0 | [9 empty] | 0.60361 | 0 | 0 | 0 | 0 | 0.47854 | 0 | 0 | 0 | 0 | 0 | 0 | 0 | 0 | 0 | 0 | 0 | 0 | 0 | 0 | 0 | 0 | 0.047552 | 0.00054 | 0.00108 | 0.00163 | 0.00217 | 0.12467 | 0.21558 | 0.037471 |  | 0.1917 | 0.2274 | 0.3128 | 0.3134
2014-03-11 | 11時 |  | 6.4341 | 0 | 1.7679 | 0 | [9 empty] | 0.52904 | 0 | 0 | 0 | 0 | 0.20762 | 0 | 0 | 0 | 0 | 0 | 0 | 0 | 0 | 0 | 0 | 0 | 0 | 0 | 0 | 0 | 0 | 0.047552 | 0.00033 | 0.00067 | 0.001 | 0.00133 | 0.12467 | 0.21558 | 0 |  | 0.1994 | 0.2352 | 0.315 | 0.3157
2014-03-11 | 12時 |  | 5.4497 | 0 | 0 | 0 | [9 empty] | 0.46022 | 0 | 0 | 0 | 0 | 0 | 0 | 0 | 0 | 0 | 0 | 0 | 0 | 0 | 0 | 0 | 0 | 0 | 0 | 0 | 0 | 0 | 0.047552 | 0.00338 | 0.00675 | 0.01013 | 0.01351 | 0.14721 | 0.13456 | 0.018352 |  | 0.1983 | 0.2727 | 0.3698 | 0.3705
2014-03-11 | 13時 |  | 0 | 0 | 0 | 0 | [9 empty] | 0 | 0 | 0 | 0 | 0 | 0 | 0 | 0 | 0 | 0 | 0 | 0 | 0 | 0 | 0 | 0 | 0 | 0 | 0 | 0 | 0 | 0 | 0.047552 | 0.00033 | 0.00067 | 0.001 | 0.00133 | 0.13756 | 0.026771 | 0.023629 |  | 0.0483 | 0.0483 | 0.0711 | 0.0717
2014-03-11 | 14時 |  | 0 | 0 | 0 | 0 | [9 empty] | 0 | 0 | 0 | 0 | 0 | 0 | 0 | 0 | 0 | 0 | 0 | 0 | 0 | 0 | 0 | 0 | 0 | 0 | 0 | 0 | 0 | 0 | 0.047552 | 0.00013 | 0.00025 | 0.00038 | 0.0005 | 0 | 0 | 0 |  | 0.056 | 0.0561 | 0.0788 | 0.0795
2014-03-11 | 15時 |  | 12.1212 | 0 | 5.4178 | 0 | [9 empty] | 0.97654 | 0 | 0 | 0 | 0 | 0.41502 | 0 | 0 | 0 | 0 | 0 | 0 | 0 | 0 | 0 | 0 | 0 | 0 | 0 | 0 | 0 | 0 | 0.047552 | 0.00013 | 0.00025 | 0.00038 | 0.0005 | 0 | 0 | 0 |  | 0.056 | 0.0561 | 0.0788 | 0.0795
2014-03-11 | 16時 |  | 9.6396 | 0 | 2.7151 | 0 | [9 empty] | 0.77368 | 0 | 0 | 0 | 0 | 0.24906 | 0 | 0 | 0 | 0 | 0 | 0 | 0 | 0 | 0 | 0 | 0 | 0 | 0 | 0 | 0 | 0 | 0.047552 | 0.00054 | 0.00108 | 0.00163 | 0.00217 | 0.062335 | 0.054249 | 0.024058 |  | 0.2095 | 0.275 | 0.3956 | 0.5453
2014-03-11 | 17時 |  | 9.658 | 0 | 2.7962 | 0 | [9 empty] | 0.77979 | 0 | 0 | 0 | 0 | 0.25431 | 0 | 0 | 0 | 0 | 0 | 0 | 0 | 0 | 0 | 0 | 0 | 0 | 0 | 0 | 0 | 0 | 0.047552 | 0.00642 | 0.01284 | 0.01926 | 0.02568 | 0.12467 | 0.1085 | 0.026923 |  | 0.2423 | 0.2781 | 0.3689 | 0.5187
2014-03-11 | 18時 |  | 6.0388 | 0 | 0 | 0 | [9 empty] | 0.52389 | 0 | 0 | 0 | 0 | 0 | 0 | 0 | 0 | 0 | 0 | 0 | 0 | 0 | 0 | 0 | 0 | 0 | 0 | 0 | 0 | 0 | 0.047552 | 0.00642 | 0.01284 | 0.01926 | 0.02568 | 0.21072 | 0.1085 | 0 |  | 0.1819 | 0.2177 | 0.2978 | 0.4476
2014-03-11 | 19時 |  | 6.2535 | 0 | 10.4824 | 0 | [9 empty] | 0.53974 | 0 | 0 | 0 | 0 | 0.83015 | 0 | 0 | 0 | 0 | 0 | 0 | 0 | 0 | 0 | 0 | 0 | 0 | 0 | 0 | 0 | 0 | 0.047552 | 0.00013 | 0.00025 | 0.00038 | 0.0005 | 0.12879 | 0 | 0.006537 |  | 0.0998 | 0.1355 | 0.2049 | 0.2056
2014-03-11 | 20時 |  | 6.1482 | 0 | 4.9603 | 0 | [9 empty] | 0.52968 | 0 | 0 | 0 | 0 | 0.47896 | 0 | 0 | 0 | 0 | 0 | 0 | 0 | 0 | 0 | 0 | 0 | 0 | 0 | 0 | 0 | 0 | 0.047552 | 0.00033 | 0.00067 | 0.001 | 0.00133 | 0.16769 | 0.10779 | 0.006537 |  | 0.0917 | 0.1275 | 0.2183 | 0.219
2014-03-11 | 21時 |  | 6.4229 | 0 | 4.0378 | 0 | [9 empty] | 0.54808 | 0 | 0 | 0 | 0 | 0.44073 | 0 | 0 | 0 | 0 | 0 | 0 | 0 | 0 | 0 | 0 | 0 | 0 | 0 | 0 | 0 | 0 | 0.047552 | 0.00628 | 0.01256 | 0.01884 | 0.02512 | 0.12467 | 0.18846 | 0.012659 |  | 0.1755 | 0.2411 | 0.3458 | 0.3465
2014-03-11 | 22時 |  | 0 | 0 | 0 | 0 | [9 empty] | 0 | 0 | 0 | 0 | 0 | 0 | 0 | 0 | 0 | 0 | 0 | 0 | 0 | 0 | 0 | 0 | 0 | 0 | 0 | 0 | 0 | 0 | 0.047552 | 0.00649 | 0.01298 | 0.01947 | 0.02595 | 0.12467 | 0.16133 | 0.043827 |  | 0.1139 | 0.1795 | 0.3002 | 0.3009
2014-03-11 | 23時 |  | 0 | 0 | 0 | 0 | [9 empty] | 0 | 0 | 0 | 0 | 0 | 0 | 0 | 0 | 0 | 0 | 0 | 0 | 0 | 0 | 0 | 0 | 0 | 0 | 0 | 0 | 0 | 0 | 0.047552 | 0.00331 | 0.00661 | 0.00992 | 0.01323 | 0.062335 | 0.15709 | 0.04296 |  | 0.1578 | 0.1578 | 0.1806 | 0.1812
2014-03-12 | 0時 |  | 0 | 0 | 0 | 0 | [9 empty] | 0 | 0 | 0 | 0 | 0 | 0 | 0 | 0 | 0 | 0 | 0 | 0 | 0 | 0 | 0 | 0 | 0 | 0 | 0 | 0 | 0 | 0 | 0.047552 | 0.00013 | 0.00025 | 0.00038 | 0.0005 | 0 | 0 | 0 |  | 0.1578 | 0.1578 | 0.1806 | 0.1812
2014-03-12 | 1時 |  | 0 | 0 | 0 | 0 | [9 empty] | 0 | 0 | 0 | 0 | 0 | 0 | 0 | 0 | 0 | 0 | 0 | 0 | 0 | 0 | 0 | 0 | 0 | 0 | 0 | 0 | 0 | 0 | 0.047552 | 0.00013 | 0.00025 | 0.00038 | 0.0005 | 0 | 0 | 0 |  | 0.0483 | 0.0483 | 0.0711 | 0.0717
2014-03-12 | 2時 |  | 0 | 0 | 0 | 0 | [9 empty] | 0 | 0 | 0 | 0 | 0 | 0 | 0 | 0 | 0 | 0 | 0 | 0 | 0 | 0 | 0 | 0 | 0 | 0 | 0 | 0 | 0 | 0 | 0.047552 | 0.00013 | 0.00025 | 0.00038 | 0.0005 | 0 | 0 | 0 |  | 0.056 | 0.0561 | 0.0788 | 0.0795
2014-03-12 | 3時 |  | 0 | 0 | 0 | 0 | [9 empty] | 0 | 0 | 0 | 0 | 0 | 0 | 0 | 0 | 0 | 0 | 0 | 0 | 0 | 0 | 0 | 0 | 0 | 0 | 0 | 0 | 0 | 0 | 0.047552 | 0.00013 | 0.00025 | 0.00038 | 0.0005 | 0 | 0 | 0 |  | 0.056 | 0.0561 | 0.0788 | 0.0795
2014-03-12 | 4時 |  | 0 | 0 | 0 | 0 | [9 empty] | 0 | 0 | 0 | 0 | 0 | 0 | 0 | 0 | 0 | 0 | 0 | 0 | 0 | 0 | 0 | 0 | 0 | 0 | 0 | 0 | 0 | 0 | 0.047552 | 0.00013 | 0.00025 | 0.00038 | 0.0005 | 0 | 0 | 0 |  | 0.0483 | 0.0483 | 0.0711 | 0.0717
2014-03-12 | 5時 |  | 0 | 0 | 0 | 0 | [9 empty] | 0 | 0 | 0 | 0 | 0 | 0 | 0 | 0 | 0 | 0 | 0 | 0 | 0 | 0 | 0 | 0 | 0 | 0 | 0 | 0 | 0 | 0 | 0.047552 | 0.00013 | 0.00025 | 0.00038 | 0.0005 | 0 | 0 | 0 |  | 0.056 | 0.0561 | 0.0788 | 0.0795
2014-03-12 | 6時 |  | 0 | 0 | 0 | 0 | [9 empty] | 0 | 0 | 0 | 0 | 0 | 0 | 0 | 0 | 0 | 0 | 0 | 0 | 0 | 0 | 0 | 0 | 0 | 0 | 0 | 0 | 0 | 0 | 0.047552 | 0.00013 | 0.00025 | 0.00038 | 0.0005 | 0 | 0 | 0 |  | 0.056 | 0.0561 | 0.0788 | 0.0795
2014-03-12 | 7時 |  | 25.4282 | 0 | 8.892 | 0 | [9 empty] | 3.0227 | 0 | 0 | 0 | 0 | 0.71326 | 0 | 0 | 0 | 0 | 0 | 0 | 0 | 0 | 0 | 0 | 0 | 0 | 0 | 0 | 0 | 0 | 0.047552 | 0.00054 | 0.00108 | 0.00163 | 0.00217 | 0 | 0.024649 | 0.022689 |  | 0.1168 | 0.1854 | 0.2767 | 0.2774
2014-03-12 | 8時 |  | 8.2734 | 0 | 10.6622 | 0 | [9 empty] | 0.65138 | 0 | 0 | 0 | 0 | 0.84448 | 0 | 0 | 0 | 0 | 0 | 0 | 0 | 0 | 0 | 0 | 0 | 0 | 0 | 0 | 0 | 0 | 0.047552 | 0.00379 | 0.00759 | 0.01138 | 0.01518 | 0.084877 | 0.078545 | 0.064582 |  | 0.2156 | 0.2812 | 0.3696 | 0.3702
2014-03-12 | 9時 |  | 5.3117 | 0 | 3.8159 | 0 | [9 empty] | 0.44419 | 0 | 0 | 0 | 0 | 0.41998 | 0 | 0 | 0 | 0 | 0 | 0 | 0 | 0 | 0 | 0 | 0 | 0 | 0 | 0 | 0 | 0 | 0.047552 | 0.00033 | 0.00067 | 0.001 | 0.00133 | 0.23209 | 0.16325 | 0.052059 |  | 0.2163 | 0.252 | 0.3265 | 0.3272
2014-03-12 | 10時 |  | 3.7374 | 0 | 2.3207 | 0 | [9 empty] | 0.33637 | 0 | 0 | 0 | 0 | 0.37516 | 0 | 0 | 0 | 0 | 0 | 0 | 0 | 0 | 0 | 0 | 0 | 0 | 0 | 0 | 0 | 0 | 0.047552 | 0.00054 | 0.00108 | 0.00163 | 0.00217 | 0.12467 | 0.21558 | 0.037471 |  | 0.1917 | 0.2274 | 0.3128 | 0.3134
2014-03-12 | 11時 |  | 4.7976 | 0 | 1.1579 | 0 | [9 empty] | 0.40212 | 0 | 0 | 0 | 0 | 0.18779 | 0 | 0 | 0 | 0 | 0 | 0 | 0 | 0 | 0 | 0 | 0 | 0 | 0 | 0 | 0 | 0 | 0.047552 | 0.00033 | 0.00067 | 0.001 | 0.00133 | 0.12467 | 0.21558 | 0 |  | 0.1994 | 0.2352 | 0.315 | 0.3157
2014-03-12 | 12時 |  | 4.452 | 0 | 0 | 0 | [9 empty] | 0.37821 | 0 | 0 | 0 | 0 | 0 | 0 | 0 | 0 | 0 | 0 | 0 | 0 | 0 | 0 | 0 | 0 | 0 | 0 | 0 | 0 | 0 | 0.047552 | 0.00338 | 0.00675 | 0.01013 | 0.01351 | 0.14721 | 0.13456 | 0.018352 |  | 0.1983 | 0.2727 | 0.3698 | 0.3705
2014-03-12 | 13時 |  | 0 | 0 | 0 | 0 | [9 empty] | 0 | 0 | 0 | 0 | 0 | 0 | 0 | 0 | 0 | 0 | 0 | 0 | 0 | 0 | 0 | 0 | 0 | 0 | 0 | 0 | 0 | 0 | 0.047552 | 0.00033 | 0.00067 | 0.001 | 0.00133 | 0.13756 | 0.026771 | 0.023629 |  | 0.0483 | 0.0483 | 0.0711 | 0.0717
2014-03-12 | 14時 |  | 0 | 0 | 0 | 0 | [9 empty] | 0 | 0 | 0 | 0 | 0 | 0 | 0 | 0 | 0 | 0 | 0 | 0 | 0 | 0 | 0 | 0 | 0 | 0 | 0 | 0 | 0 | 0 | 0.047552 | 0.00013 | 0.00025 | 0.00038 | 0.0005 | 0 | 0 | 0 |  | 0.056 | 0.0561 | 0.0788 | 0.0795
2014-03-12 | 15時 |  | 10.7728 | 0 | 4.6629 | 0 | [9 empty] | 0.83678 | 0 | 0 | 0 | 0 | 0.34956 | 0 | 0 | 0 | 0 | 0 | 0 | 0 | 0 | 0 | 0 | 0 | 0 | 0 | 0 | 0 | 0 | 0.047552 | 0.00013 | 0.00025 | 0.00038 | 0.0005 | 0 | 0 | 0 |  | 0.056 | 0.0561 | 0.0788 | 0.0795
2014-03-12 | 16時 |  | 8.6367 | 0 | 2.3934 | 0 | [9 empty] | 0.67308 | 0 | 0 | 0 | 0 | 0.22839 | 0 | 0 | 0 | 0 | 0 | 0 | 0 | 0 | 0 | 0 | 0 | 0 | 0 | 0 | 0 | 0 | 0.047552 | 0.00054 | 0.00108 | 0.00163 | 0.00217 | 0.062335 | 0.054249 | 0.024058 |  | 0.2095 | 0.275 | 0.3956 | 0.5453
2014-03-12 | 17時 |  | 8.7199 | 0 | 2.4996 | 0 | [9 empty] | 0.68704 | 0 | 0 | 0 | 0 | 0.23476 | 0 | 0 | 0 | 0 | 0 | 0 | 0 | 0 | 0 | 0 | 0 | 0 | 0 | 0 | 0 | 0 | 0.047552 | 0.00642 | 0.01284 | 0.01926 | 0.02568 | 0.12467 | 0.1085 | 0.026923 |  | 0.2423 | 0.2781 | 0.3689 | 0.5187
2014-03-12 | 18時 |  | 5.3866 | 0 | 0 | 0 | [9 empty] | 0.4605 | 0 | 0 | 0 | 0 | 0 | 0 | 0 | 0 | 0 | 0 | 0 | 0 | 0 | 0 | 0 | 0 | 0 | 0 | 0 | 0 | 0 | 0.047552 | 0.00642 | 0.01284 | 0.01926 | 0.02568 | 0.21072 | 0.1085 | 0 |  | 0.1819 | 0.2177 | 0.2978 | 0.4476
2014-03-12 | 19時 |  | 5.656 | 0 | 9.4646 | 0 | [9 empty] | 0.48086 | 0 | 0 | 0 | 0 | 0.73417 | 0 | 0 | 0 | 0 | 0 | 0 | 0 | 0 | 0 | 0 | 0 | 0 | 0 | 0 | 0 | 0 | 0.047552 | 0.00013 | 0.00025 | 0.00038 | 0.0005 | 0.12879 | 0 | 0.006537 |  | 0.0998 | 0.1355 | 0.2049 | 0.2056
2014-03-12 | 20時 |  | 5.6502 | 0 | 4.5353 | 0 | [9 empty] | 0.48342 | 0 | 0 | 0 | 0 | 0.45408 | 0 | 0 | 0 | 0 | 0 | 0 | 0 | 0 | 0 | 0 | 0 | 0 | 0 | 0 | 0 | 0 | 0.047552 | 0.00033 | 0.00067 | 0.001 | 0.00133 | 0.16769 | 0.10779 | 0.006537 |  | 0.0917 | 0.1275 | 0.2183 | 0.219
2014-03-12 | 21時 |  | 5.9981 | 0 | 3.7135 | 0 | [9 empty] | 0.50921 | 0 | 0 | 0 | 0 | 0.42465 | 0 | 0 | 0 | 0 | 0 | 0 | 0 | 0 | 0 | 0 | 0 | 0 | 0 | 0 | 0 | 0 | 0.047552 | 0.00628 | 0.01256 | 0.01884 | 0.02512 | 0.12467 | 0.18846 | 0.012659 |  | 0.1755 | 0.2411 | 0.3458 | 0.3465
2014-03-12 | 22時 |  | 0 | 0 | 0 | 0 | [9 empty] | 0 | 0 | 0 | 0 | 0 | 0 | 0 | 0 | 0 | 0 | 0 | 0 | 0 | 0 | 0 | 0 | 0 | 0 | 0 | 0 | 0 | 0 | 0.047552 | 0.00649 | 0.01298 | 0.01947 | 0.02595 | 0.12467 | 0.16133 | 0.043827 |  | 0.1139 | 0.1795 | 0.3002 | 0.3009
2014-03-12 | 23時 |  | 0 | 0 | 0 | 0 | [9 empty] | 0 | 0 | 0 | 0 | 0 | 0 | 0 | 0 | 0 | 0 | 0 | 0 | 0 | 0 | 0 | 0 | 0 | 0 | 0 | 0 | 0 | 0 | 0.047552 | 0.00331 | 0.00661 | 0.00992 | 0.01323 | 0.062335 | 0.15709 | 0.04296 |  | 0.1578 | 0.1578 | 0.1806 | 0.1812
2014-03-13 | 0時 |  | 0 | 0 | 0 | 0 | [9 empty] | 0 | 0 | 0 | 0 | 0 | 0 | 0 | 0 | 0 | 0 | 0 | 0 | 0 | 0 | 0 | 0 | 0 | 0 | 0 | 0 | 0 | 0 | 0.047552 | 0.00013 | 0.00025 | 0.00038 | 0.0005 | 0 | 0.078899 | 0.011656 |  | 0.1578 | 0.1578 | 0.1806 | 0.1812
2014-03-13 | 1時 |  | 0 | 0 | 0 | 0 | [9 empty] | 0 | 0 | 0 | 0 | 0 | 0 | 0 | 0 | 0 | 0 | 0 | 0 | 0 | 0 | 0 | 0 | 0 | 0 | 0 | 0 | 0 | 0 | 0.047552 | 0.00013 | 0.00025 | 0.00038 | 0.0005 | 0 | 0 | 0 |  | 0.0483 | 0.0483 | 0.0711 | 0.0717
2014-03-13 | 2時 |  | 0 | 0 | 0 | 0 | [9 empty] | 0 | 0 | 0 | 0 | 0 | 0 | 0 | 0 | 0 | 0 | 0 | 0 | 0 | 0 | 0 | 0 | 0 | 0 | 0 | 0 | 0 | 0 | 0.047552 | 0.00013 | 0.00025 | 0.00038 | 0.0005 | 0 | 0 | 0 |  | 0.056 | 0.0561 | 0.0788 | 0.0795
2014-03-13 | 3時 |  | 0 | 0 | 0 | 0 | [9 empty] | 0 | 0 | 0 | 0 | 0 | 0 | 0 | 0 | 0 | 0 | 0 | 0 | 0 | 0 | 0 | 0 | 0 | 0 | 0 | 0 | 0 | 0 | 0.047552 | 0.00013 | 0.00025 | 0.00038 | 0.0005 | 0 | 0 | 0 |  | 0.056 | 0.0561 | 0.0788 | 0.0795
2014-03-13 | 4時 |  | 0 | 0 | 0 | 0 | [9 empty] | 0 | 0 | 0 | 0 | 0 | 0 | 0 | 0 | 0 | 0 | 0 | 0 | 0 | 0 | 0 | 0 | 0 | 0 | 0 | 0 | 0 | 0 | 0.047552 | 0.00013 | 0.00025 | 0.00038 | 0.0005 | 0 | 0 | 0 |  | 0.0483 | 0.0483 | 0.0711 | 0.0717
2014-03-13 | 5時 |  | 27.0759 | 0 | 0 | 0 | [9 empty] | 3.5716 | 0 | 0 | 0 | 0 | 0 | 0 | 0 | 0 | 0 | 0 | 0 | 0 | 0 | 0 | 0 | 0 | 0 | 0 | 0 | 0 | 0 | 0.047552 | 0.00013 | 0.00025 | 0.00038 | 0.0005 | 0 | 0 | 0 |  | 0.056 | 0.0561 | 0.0788 | 0.0795
2014-03-13 | 6時 |  | 9.8749 | 0 | 0 | 0 | [9 empty] | 0.81383 | 0 | 0 | 0 | 0 | 0 | 0 | 0 | 0 | 0 | 0 | 0 | 0 | 0 | 0 | 0 | 0 | 0 | 0 | 0 | 0 | 0 | 0.047552 | 0.00338 | 0.00675 | 0.01013 | 0.01351 | 0 | 0.024649 | 0.011815 |  | 0.1925 | 0.2611 | 0.3525 | 0.3531
2014-03-13 | 7時 |  | 7.1526 | 0 | 0 | 0 | [9 empty] | 0.58836 | 0 | 0 | 0 | 0 | 0 | 0 | 0 | 0 | 0 | 0 | 0 | 0 | 0 | 0 | 0 | 0 | 0 | 0 | 0 | 0 | 0 | 0.047552 | 0.00054 | 0.00108 | 0.00163 | 0.00217 | 0.13859 | 0.053895 | 0.036861 |  | 0.1524 | 0.248 | 0.3662 | 0.3669
2014-03-13 | 8時 |  | 4.8107 | 0 | 0 | 0 | [9 empty] | 0.41121 | 0 | 0 | 0 | 0 | 0 | 0 | 0 | 0 | 0 | 0 | 0 | 0 | 0 | 0 | 0 | 0 | 0 | 0 | 0 | 0 | 0 | 0.047552 | 0.00054 | 0.00108 | 0.00163 | 0.00217 | 0.093503 | 0 | 0.035602 |  | 0.1091 | 0.1448 | 0.2032 | 0.2039
2014-03-13 | 9時 |  | 0 | 0 | 0 | 0 | [9 empty] | 0 | 0 | 0 | 0 | 0 | 0 | 0 | 0 | 0 | 0 | 0 | 0 | 0 | 0 | 0 | 0 | 0 | 0 | 0 | 0 | 0 | 0 | 0.047552 | 0.00013 | 0.00025 | 0.00038 | 0.0005 | 0.17838 | 0.10971 | 0.042749 |  | 0.3011 | 0.3368 | 0.3953 | 0.396
2014-03-13 | 10時 |  | 0 | 0 | 0 | 0 | [9 empty] | 0 | 0 | 0 | 0 | 0 | 0 | 0 | 0 | 0 | 0 | 0 | 0 | 0 | 0 | 0 | 0 | 0 | 0 | 0 | 0 | 0 | 0 | 0.047552 | 0.00033 | 0.00067 | 0.001 | 0.00133 | 0.093503 | 0 | 0.012523 |  | 0.0483 | 0.0483 | 0.0711 | 0.0717
2014-03-13 | 11時 |  | 9.5584 | 0 | 0 | 0 | [9 empty] | 0.7238 | 0 | 0 | 0 | 0 | 0 | 0 | 0 | 0 | 0 | 0 | 0 | 0 | 0 | 0 | 0 | 0 | 0 | 0 | 0 | 0 | 0 | 0.047552 | 0.00013 | 0.00025 | 0.00038 | 0.0005 | 0 | 0 | 0.0052775 |  | 0.056 | 0.0561 | 0.0788 | 0.0795
2014-03-13 | 12時 |  | 3.8345 | 0 | 0 | 0 | [9 empty] | 0.3298 | 0 | 0 | 0 | 0 | 0 | 0 | 0 | 0 | 0 | 0 | 0 | 0 | 0 | 0 | 0 | 0 | 0 | 0 | 0 | 0 | 0 | 0.047552 | 0.00338 | 0.00675 | 0.01013 | 0.01351 | 0.05371 | 0 | 0.0052775 |  | 0.1983 | 0.2727 | 0.3698 | 0.3705
2014-03-13 | 13時 |  | 0 | 0 | 0 | 0 | [9 empty] | 0 | 0 | 0 | 0 | 0 | 0 | 0 | 0 | 0 | 0 | 0 | 0 | 0 | 0 | 0 | 0 | 0 | 0 | 0 | 0 | 0 | 0 | 0.047552 | 0.00033 | 0.00067 | 0.001 | 0.00133 | 0.11604 | 0 | 0 |  | 0.0483 | 0.0483 | 0.0711 | 0.0717
2014-03-13 | 14時 |  | 0 | 0 | 0 | 0 | [9 empty] | 0 | 0 | 0 | 0 | 0 | 0 | 0 | 0 | 0 | 0 | 0 | 0 | 0 | 0 | 0 | 0 | 0 | 0 | 0 | 0 | 0 | 0 | 0.047552 | 0.00013 | 0.00025 | 0.00038 | 0.0005 | 0.031168 | 0 | 0.017801 |  | 0.056 | 0.0561 | 0.0788 | 0.0795
2014-03-13 | 15時 |  | 5.3576 | 0 | 0 | 0 | [9 empty] | 0.40115 | 0 | 0 | 0 | 0 | 0 | 0 | 0 | 0 | 0 | 0 | 0 | 0 | 0 | 0 | 0 | 0 | 0 | 0 | 0 | 0 | 0 | 0.047552 | 0.00013 | 0.00025 | 0.00038 | 0.0005 | 0 | 0 | 0 |  | 0.056 | 0.0561 | 0.0788 | 0.0795
2014-03-13 | 16時 |  | 3.976 | 0 | 0 | 0 | [9 empty] | 0.3406 | 0 | 0 | 0 | 0 | 0 | 0 | 0 | 0 | 0 | 0 | 0 | 0 | 0 | 0 | 0 | 0 | 0 | 0 | 0 | 0 | 0 | 0.047552 | 0.00033 | 0.00067 | 0.001 | 0.00133 | 0.062335 | 0 | 0.0052775 |  | 0.0483 | 0.0483 | 0.0711 | 0.0717
2014-03-13 | 17時 |  | 7.0502 | 0 | 4.7103 | 0 | [9 empty] | 0.54577 | 0 | 0 | 0 | 0 | 0.34617 | 0 | 0 | 0 | 0 | 0 | 0 | 0 | 0 | 0 | 0 | 0 | 0 | 0 | 0 | 0 | 0 | 0.047552 | 0.00033 | 0.00067 | 0.001 | 0.00133 | 0.10536 | 0 | 0.0082775 |  | 0.1304 | 0.2048 | 0.3019 | 0.3026
2014-03-13 | 18時 |  | 7.828 | 0 | 0 | 0 | [9 empty] | 0.62437 | 0 | 0 | 0 | 0 | 0 | 0 | 0 | 0 | 0 | 0 | 0 | 0 | 0 | 0 | 0 | 0 | 0 | 0 | 0 | 0 | 0 | 0.047552 | 0.00642 | 0.01284 | 0.01926 | 0.02568 | 0.12467 | 0 | 0.0082775 |  | 0.303 | 0.3387 | 0.3972 | 0.5469
2014-03-13 | 19時 |  | 4.7204 | 0 | 5.0563 | 0 | [9 empty] | 0.42475 | 0 | 0 | 0 | 0 | 0.38716 | 0 | 0 | 0 | 0 | 0 | 0 | 0 | 0 | 0 | 0 | 0 | 0 | 0 | 0 | 0 | 0 | 0.047552 | 0.00642 | 0.01284 | 0.01926 | 0.02568 | 0.21072 | 0.10708 | 0.0082775 |  | 0.0991 | 0.1348 | 0.1932 | 0.1939
2014-03-13 | 20時 |  | 5.5084 | 0 | 4.7249 | 0 | [9 empty] | 0.49458 | 0 | 0 | 0 | 0 | 0.37514 | 0 | 0 | 0 | 0 | 0 | 0 | 0 | 0 | 0 | 0 | 0 | 0 | 0 | 0 | 0 | 0 | 0.047552 | 0.00033 | 0.00067 | 0.001 | 0.00133 | 0.14927 | 0.027125 | 0 |  | 0.0917 | 0.1275 | 0.2102 | 0.2109
2014-03-13 | 21時 |  | 6.1248 | 0 | 5.7486 | 0 | [9 empty] | 0.5477 | 0 | 0 | 0 | 0 | 0.5342 | 0 | 0 | 0 | 0 | 0 | 0 | 0 | 0 | 0 | 0 | 0 | 0 | 0 | 0 | 0 | 0 | 0.047552 | 0.00033 | 0.00067 | 0.001 | 0.00133 | 0.14618 | 0.10814 | 0.031304 |  | 0.1216 | 0.1873 | 0.2837 | 0.2844
2014-03-13 | 22時 |  | 6.6725 | 0 | 2.3274 | 0 | [9 empty] | 0.59722 | 0 | 0 | 0 | 0 | 0.24045 | 0 | 0 | 0 | 0 | 0 | 0 | 0 | 0 | 0 | 0 | 0 | 0 | 0 | 0 | 0 | 0 | 0.047552 | 0.00628 | 0.01256 | 0.01884 | 0.02512 | 0.12467 | 0.16133 | 0.043827 |  | 0.1738 | 0.1917 | 0.262 | 0.2626
2014-03-13 | 23時 |  | 0 | 0 | 0 | 0 | [9 empty] | 0 | 0 | 0 | 0 | 0 | 0 | 0 | 0 | 0 | 0 | 0 | 0 | 0 | 0 | 0 | 0 | 0 | 0 | 0 | 0 | 0 | 0 | 0.047552 | 0.0067 | 0.01339 | 0.02009 | 0.02679 | 0.12467 | 0.18881 | 0.031848 |  | 0.1877 | 0.2176 | 0.2756 | 0.2763
2014-03-14 | 0時 |  | 0 | 0 | 0 | 0 | [9 empty] | 0 | 0 | 0 | 0 | 0 | 0 | 0 | 0 | 0 | 0 | 0 | 0 | 0 | 0 | 0 | 0 | 0 | 0 | 0 | 0 | 0 | 0 | 0.047552 | 0.00013 | 0.00025 | 0.00038 | 0.0005 | 0 | 0.078899 | 0.011656 |  | 0.1578 | 0.1578 | 0.1806 | 0.1812
2014-03-14 | 1時 |  | 0 | 0 | 0 | 0 | [9 empty] | 0 | 0 | 0 | 0 | 0 | 0 | 0 | 0 | 0 | 0 | 0 | 0 | 0 | 0 | 0 | 0 | 0 | 0 | 0 | 0 | 0 | 0 | 0.047552 | 0.00013 | 0.00025 | 0.00038 | 0.0005 | 0 | 0 | 0 |  | 0.0483 | 0.0483 | 0.0711 | 0.0717
2014-03-14 | 2時 |  | 0 | 0 | 0 | 0 | [9 empty] | 0 | 0 | 0 | 0 | 0 | 0 | 0 | 0 | 0 | 0 | 0 | 0 | 0 | 0 | 0 | 0 | 0 | 0 | 0 | 0 | 0 | 0 | 0.047552 | 0.00013 | 0.00025 | 0.00038 | 0.0005 | 0 | 0 | 0 |  | 0.056 | 0.0561 | 0.0788 | 0.0795
2014-03-14 | 3時 |  | 0 | 0 | 0 | 0 | [9 empty] | 0 | 0 | 0 | 0 | 0 | 0 | 0 | 0 | 0 | 0 | 0 | 0 | 0 | 0 | 0 | 0 | 0 | 0 | 0 | 0 | 0 | 0 | 0.047552 | 0.00013 | 0.00025 | 0.00038 | 0.0005 | 0 | 0 | 0 |  | 0.056 | 0.0561 | 0.0788 | 0.0795
2014-03-14 | 4時 |  | 0 | 0 | 0 | 0 | [9 empty] | 0 | 0 | 0 | 0 | 0 | 0 | 0 | 0 | 0 | 0 | 0 | 0 | 0 | 0 | 0 | 0 | 0 | 0 | 0 | 0 | 0 | 0 | 0.047552 | 0.00013 | 0.00025 | 0.00038 | 0.0005 | 0 | 0 | 0 |  | 0.0483 | 0.0483 | 0.0711 | 0.0717
2014-03-14 | 5時 |  | 20.7856 | 7.0017 | 0 | 0 | [9 empty] | 3.5889 | 0 | 0 | 0 | 0 | 0 | 0 | 0 | 0 | 0 | 0 | 0 | 0 | 0 | 0 | 0 | 0 | 0 | 0 | 0 | 0 | 0 | 0.047552 | 0.00013 | 0.00025 | 0.00038 | 0.0005 | 0 | 0 | 0 |  | 0.056 | 0.0561 | 0.0788 | 0.0795
2014-03-14 | 6時 |  | 9.9959 | 0 | 0 | 0 | [9 empty] | 0.82643 | 0 | 0 | 0 | 0 | 0 | 0 | 0 | 0 | 0 | 0 | 0 | 0 | 0 | 0 | 0 | 0 | 0 | 0 | 0 | 0 | 0 | 0.047552 | 0.00338 | 0.00675 | 0.01013 | 0.01351 | 0 | 0.024649 | 0.011815 |  | 0.1925 | 0.2611 | 0.3525 | 0.3531
2014-03-14 | 7時 |  | 6.1837 | 0 | 0 | 0 | [9 empty] | 0.52451 | 0 | 0 | 0 | 0 | 0 | 0 | 0 | 0 | 0 | 0 | 0 | 0 | 0 | 0 | 0 | 0 | 0 | 0 | 0 | 0 | 0 | 0.047552 | 0.00054 | 0.00108 | 0.00163 | 0.00217 | 0.13859 | 0.053895 | 0.036861 |  | 0.1524 | 0.248 | 0.3662 | 0.3669
2014-03-14 | 8時 |  | 1.6779 | 0 | 0 | 0 | [9 empty] | 0.20557 | 0 | 0 | 0 | 0 | 0 | 0 | 0 | 0 | 0 | 0 | 0 | 0 | 0 | 0 | 0 | 0 | 0 | 0 | 0 | 0 | 0 | 0.047552 | 0.00054 | 0.00108 | 0.00163 | 0.00217 | 0.093503 | 0 | 0.035602 |  | 0.1091 | 0.1448 | 0.2032 | 0.2039
2014-03-14 | 9時 |  | 0 | 0 | 0 | 0 | [9 empty] | 0 | 0 | 0 | 0 | 0 | 0 | 0 | 0 | 0 | 0 | 0 | 0 | 0 | 0 | 0 | 0 | 0 | 0 | 0 | 0 | 0 | 0 | 0.047552 | 0.00013 | 0.00025 | 0.00038 | 0.0005 | 0.17838 | 0.10971 | 0.042749 |  | 0.3011 | 0.3368 | 0.3953 | 0.396
2014-03-14 | 10時 |  | 0 | 0 | 0 | 0 | [9 empty] | 0 | 0 | 0 | 0 | 0 | 0 | 0 | 0 | 0 | 0 | 0 | 0 | 0 | 0 | 0 | 0 | 0 | 0 | 0 | 0 | 0 | 0 | 0.047552 | 0.00033 | 0.00067 | 0.001 | 0.00133 | 0.093503 | 0 | 0.012523 |  | 0.0483 | 0.0483 | 0.0711 | 0.0717
2014-03-14 | 11時 |  | 0.37394 | 0 | 0 | 0 | [9 empty] | 0.12862 | 0 | 0 | 0 | 0 | 0 | 0 | 0 | 0 | 0 | 0 | 0 | 0 | 0 | 0 | 0 | 0 | 0 | 0 | 0 | 0 | 0 | 0.047552 | 0.00013 | 0.00025 | 0.00038 | 0.0005 | 0 | 0 | 0.0052775 |  | 0.056 | 0.0561 | 0.0788 | 0.0795
2014-03-14 | 12時 |  | 0.039935 | 0 | 0 | 0 | [9 empty] | 0.11323 | 0 | 0 | 0 | 0 | 0 | 0 | 0 | 0 | 0 | 0 | 0 | 0 | 0 | 0 | 0 | 0 | 0 | 0 | 0 | 0 | 0 | 0.047552 | 0.00338 | 0.00675 | 0.01013 | 0.01351 | 0.05371 | 0 | 0.0052775 |  | 0.1983 | 0.2727 | 0.3698 | 0.3705
2014-03-14 | 13時 |  | 0 | 0 | 0 | 0 | [9 empty] | 0 | 0 | 0 | 0 | 0 | 0 | 0 | 0 | 0 | 0 | 0 | 0 | 0 | 0 | 0 | 0 | 0 | 0 | 0 | 0 | 0 | 0 | 0.047552 | 0.00033 | 0.00067 | 0.001 | 0.00133 | 0.11604 | 0 | 0 |  | 0.0483 | 0.0483 | 0.0711 | 0.0717
2014-03-14 | 14時 |  | 0 | 0 | 0 | 0 | [9 empty] | 0 | 0 | 0 | 0 | 0 | 0 | 0 | 0 | 0 | 0 | 0 | 0 | 0 | 0 | 0 | 0 | 0 | 0 | 0 | 0 | 0 | 0 | 0.047552 | 0.00013 | 0.00025 | 0.00038 | 0.0005 | 0.031168 | 0 | 0.017801 |  | 0.056 | 0.0561 | 0.0788 | 0.0795
2014-03-14 | 15時 |  | 1.6416 | 0 | 0 | 0 | [9 empty] | 0.19776 | 0 | 0 | 0 | 0 | 0 | 0 | 0 | 0 | 0 | 0 | 0 | 0 | 0 | 0 | 0 | 0 | 0 | 0 | 0 | 0 | 0 | 0.047552 | 0.00013 | 0.00025 | 0.00038 | 0.0005 | 0 | 0 | 0 |  | 0.056 | 0.0561 | 0.0788 | 0.0795
2014-03-14 | 16時 |  | 2.2042 | 0 | 0 | 0 | [9 empty] | 0.2352 | 0 | 0 | 0 | 0 | 0 | 0 | 0 | 0 | 0 | 0 | 0 | 0 | 0 | 0 | 0 | 0 | 0 | 0 | 0 | 0 | 0 | 0.047552 | 0.00033 | 0.00067 | 0.001 | 0.00133 | 0.062335 | 0 | 0.0052775 |  | 0.0483 | 0.0483 | 0.0711 | 0.0717
2014-03-14 | 17時 |  | 5.1888 | 0 | 1.9813 | 0 | [9 empty] | 0.41792 | 0 | 0 | 0 | 0 | 0.20806 | 0 | 0 | 0 | 0 | 0 | 0 | 0 | 0 | 0 | 0 | 0 | 0 | 0 | 0 | 0 | 0 | 0.047552 | 0.00033 | 0.00067 | 0.001 | 0.00133 | 0.10536 | 0 | 0.0082775 |  | 0.1304 | 0.2048 | 0.3019 | 0.3026
2014-03-14 | 18時 |  | 6.0316 | 0 | 0 | 0 | [9 empty] | 0.47853 | 0 | 0 | 0 | 0 | 0 | 0 | 0 | 0 | 0 | 0 | 0 | 0 | 0 | 0 | 0 | 0 | 0 | 0 | 0 | 0 | 0 | 0.047552 | 0.00642 | 0.01284 | 0.01926 | 0.02568 | 0.12467 | 0 | 0.0082775 |  | 0.303 | 0.3387 | 0.3972 | 0.5469
2014-03-14 | 19時 |  | 3.353 | 0 | 2.9951 | 0 | [9 empty] | 0.31691 | 0 | 0 | 0 | 0 | 0.25215 | 0 | 0 | 0 | 0 | 0 | 0 | 0 | 0 | 0 | 0 | 0 | 0 | 0 | 0 | 0 | 0 | 0.047552 | 0.00642 | 0.01284 | 0.01926 | 0.02568 | 0.21072 | 0.10708 | 0.0082775 |  | 0.0991 | 0.1348 | 0.1932 | 0.1939
2014-03-14 | 20時 |  | 4.0824 | 0 | 3.4331 | 0 | [9 empty] | 0.36479 | 0 | 0 | 0 | 0 | 0.27577 | 0 | 0 | 0 | 0 | 0 | 0 | 0 | 0 | 0 | 0 | 0 | 0 | 0 | 0 | 0 | 0 | 0.047552 | 0.00033 | 0.00067 | 0.001 | 0.00133 | 0.14927 | 0.027125 | 0 |  | 0.0917 | 0.1275 | 0.2102 | 0.2109
2014-03-14 | 21時 |  | 4.6623 | 0 | 4.1019 | 0 | [9 empty] | 0.40467 | 0 | 0 | 0 | 0 | 0.43284 | 0 | 0 | 0 | 0 | 0 | 0 | 0 | 0 | 0 | 0 | 0 | 0 | 0 | 0 | 0 | 0 | 0.047552 | 0.00033 | 0.00067 | 0.001 | 0.00133 | 0.14618 | 0.10814 | 0.031304 |  | 0.1216 | 0.1873 | 0.2837 | 0.2844
2014-03-14 | 22時 |  | 5.1318 | 0 | 1.6743 | 0 | [9 empty] | 0.43846 | 0 | 0 | 0 | 0 | 0.20346 | 0 | 0 | 0 | 0 | 0 | 0 | 0 | 0 | 0 | 0 | 0 | 0 | 0 | 0 | 0 | 0 | 0.047552 | 0.00628 | 0.01256 | 0.01884 | 0.02512 | 0.12467 | 0.16133 | 0.043827 |  | 0.1738 | 0.1917 | 0.262 | 0.2626
2014-03-14 | 23時 |  | 0 | 0 | 0 | 0 | [9 empty] | 0 | 0 | 0 | 0 | 0 | 0 | 0 | 0 | 0 | 0 | 0 | 0 | 0 | 0 | 0 | 0 | 0 | 0 | 0 | 0 | 0 | 0 | 0.047552 | 0.0067 | 0.01339 | 0.02009 | 0.02679 | 0.12467 | 0.18881 | 0.031848 |  | 0.1877 | 0.2176 | 0.2756 | 0.2763
2014-03-15 | 0時 |  | 0 | 0 | 0 | 0 | [9 empty] | 0 | 0 | 0 | 0 | 0 | 0 | 0 | 0 | 0 | 0 | 0 | 0 | 0 | 0 | 0 | 0 | 0 | 0 | 0 | 0 | 0 | 0 | 0.047552 | 0.00013 | 0.00025 | 0.00038 | 0.0005 | 0 | 0.078899 | 0.011656 |  | 0.1578 | 0.1578 | 0.1806 | 0.1812
2014-03-15 | 1時 |  | 0 | 0 | 0 | 0 | [9 empty] | 0 | 0 | 0 | 0 | 0 | 0 | 0 | 0 | 0 | 0 | 0 | 0 | 0 | 0 | 0 | 0 | 0 | 0 | 0 | 0 | 0 | 0 | 0.047552 | 0.00013 | 0.00025 | 0.00038 | 0.0005 | 0 | 0 | 0 |  | 0.0483 | 0.0483 | 0.0711 | 0.0717
2014-03-15 | 2時 |  | 0 | 0 | 0 | 0 | [9 empty] | 0 | 0 | 0 | 0 | 0 | 0 | 0 | 0 | 0 | 0 | 0 | 0 | 0 | 0 | 0 | 0 | 0 | 0 | 0 | 0 | 0 | 0 | 0.047552 | 0.00013 | 0.00025 | 0.00038 | 0.0005 | 0 | 0 | 0 |  | 0.056 | 0.0561 | 0.0788 | 0.0795
2014-03-15 | 3時 |  | 0 | 0 | 0 | 0 | [9 empty] | 0 | 0 | 0 | 0 | 0 | 0 | 0 | 0 | 0 | 0 | 0 | 0 | 0 | 0 | 0 | 0 | 0 | 0 | 0 | 0 | 0 | 0 | 0.047552 | 0.00013 | 0.00025 | 0.00038 | 0.0005 | 0 | 0 | 0 |  | 0.056 | 0.0561 | 0.0788 | 0.0795
2014-03-15 | 4時 |  | 0 | 0 | 0 | 0 | [9 empty] | 0 | 0 | 0 | 0 | 0 | 0 | 0 | 0 | 0 | 0 | 0 | 0 | 0 | 0 | 0 | 0 | 0 | 0 | 0 | 0 | 0 | 0 | 0.047552 | 0.00013 | 0.00025 | 0.00038 | 0.0005 | 0 | 0 | 0 |  | 0.0483 | 0.0483 | 0.0711 | 0.0717
2014-03-15 | 5時 |  | 25.1344 | 0 | 0 | 0 | [9 empty] | 3.0838 | 0 | 0 | 0 | 0 | 0 | 0 | 0 | 0 | 0 | 0 | 0 | 0 | 0 | 0 | 0 | 0 | 0 | 0 | 0 | 0 | 0 | 0.047552 | 0.00013 | 0.00025 | 0.00038 | 0.0005 | 0 | 0 | 0 |  | 0.056 | 0.0561 | 0.0788 | 0.0795
2014-03-15 | 6時 |  | 9.0716 | 0 | 0 | 0 | [9 empty] | 0.76822 | 0 | 0 | 0 | 0 | 0 | 0 | 0 | 0 | 0 | 0 | 0 | 0 | 0 | 0 | 0 | 0 | 0 | 0 | 0 | 0 | 0 | 0.047552 | 0.00338 | 0.00675 | 0.01013 | 0.01351 | 0 | 0.024649 | 0.011815 |  | 0.1925 | 0.2611 | 0.3525 | 0.3531
2014-03-15 | 7時 |  | 4.0638 | 0 | 0 | 0 | [9 empty] | 0.3905 | 0 | 0 | 0 | 0 | 0 | 0 | 0 | 0 | 0 | 0 | 0 | 0 | 0 | 0 | 0 | 0 | 0 | 0 | 0 | 0 | 0 | 0.047552 | 0.00054 | 0.00108 | 0.00163 | 0.00217 | 0.13859 | 0.053895 | 0.036861 |  | 0.1524 | 0.248 | 0.3662 | 0.3669
2014-03-15 | 8時 |  | 1.0334 | 0 | 0 | 0 | [9 empty] | 0.18038 | 0 | 0 | 0 | 0 | 0 | 0 | 0 | 0 | 0 | 0 | 0 | 0 | 0 | 0 | 0 | 0 | 0 | 0 | 0 | 0 | 0 | 0.047552 | 0.00054 | 0.00108 | 0.00163 | 0.00217 | 0.093503 | 0 | 0.035602 |  | 0.1091 | 0.1448 | 0.2032 | 0.2039
2014-03-15 | 9時 |  | 0 | 0 | 0 | 0 | [9 empty] | 0 | 0 | 0 | 0 | 0 | 0 | 0 | 0 | 0 | 0 | 0 | 0 | 0 | 0 | 0 | 0 | 0 | 0 | 0 | 0 | 0 | 0 | 0.047552 | 0.00013 | 0.00025 | 0.00038 | 0.0005 | 0.17838 | 0.10971 | 0.042749 |  | 0.3011 | 0.3368 | 0.3953 | 0.396
2014-03-15 | 10時 |  | 0 | 0 | 0 | 0 | [9 empty] | 0 | 0 | 0 | 0 | 0 | 0 | 0 | 0 | 0 | 0 | 0 | 0 | 0 | 0 | 0 | 0 | 0 | 0 | 0 | 0 | 0 | 0 | 0.047552 | 0.00033 | 0.00067 | 0.001 | 0.00133 | 0.093503 | 0 | 0.012523 |  | 0.0483 | 0.0483 | 0.0711 | 0.0717
2014-03-15 | 11時 |  | 0.12048 | 0 | 0 | 0 | [9 empty] | 0.11613 | 0 | 0 | 0 | 0 | 0 | 0 | 0 | 0 | 0 | 0 | 0 | 0 | 0 | 0 | 0 | 0 | 0 | 0 | 0 | 0 | 0 | 0.047552 | 0.00013 | 0.00025 | 0.00038 | 0.0005 | 0 | 0 | 0.0052775 |  | 0.056 | 0.0561 | 0.0788 | 0.0795
2014-03-15 | 12時 |  | 0.036908 | 0 | 0 | 0 | [9 empty] | 0.11129 | 0 | 0 | 0 | 0 | 0 | 0 | 0 | 0 | 0 | 0 | 0 | 0 | 0 | 0 | 0 | 0 | 0 | 0 | 0 | 0 | 0 | 0.047552 | 0.00338 | 0.00675 | 0.01013 | 0.01351 | 0.05371 | 0 | 0.0052775 |  | 0.1983 | 0.2727 | 0.3698 | 0.3705
2014-03-15 | 13時 |  | 0 | 0 | 0 | 0 | [9 empty] | 0 | 0 | 0 | 0 | 0 | 0 | 0 | 0 | 0 | 0 | 0 | 0 | 0 | 0 | 0 | 0 | 0 | 0 | 0 | 0 | 0 | 0 | 0.047552 | 0.00033 | 0.00067 | 0.001 | 0.00133 | 0.11604 | 0 | 0 |  | 0.0483 | 0.0483 | 0.0711 | 0.0717
2014-03-15 | 14時 |  | 0 | 0 | 0 | 0 | [9 empty] | 0 | 0 | 0 | 0 | 0 | 0 | 0 | 0 | 0 | 0 | 0 | 0 | 0 | 0 | 0 | 0 | 0 | 0 | 0 | 0 | 0 | 0 | 0.047552 | 0.00013 | 0.00025 | 0.00038 | 0.0005 | 0.031168 | 0 | 0.017801 |  | 0.056 | 0.0561 | 0.0788 | 0.0795
2014-03-15 | 15時 |  | 0.10768 | 0 | 0 | 0 | [9 empty] | 0.11272 | 0 | 0 | 0 | 0 | 0 | 0 | 0 | 0 | 0 | 0 | 0 | 0 | 0 | 0 | 0 | 0 | 0 | 0 | 0 | 0 | 0 | 0.047552 | 0.00013 | 0.00025 | 0.00038 | 0.0005 | 0 | 0 | 0 |  | 0.056 | 0.0561 | 0.0788 | 0.0795
2014-03-15 | 16時 |  | 0.079879 | 0 | 0 | 0 | [9 empty] | 0.11282 | 0 | 0 | 0 | 0 | 0 | 0 | 0 | 0 | 0 | 0 | 0 | 0 | 0 | 0 | 0 | 0 | 0 | 0 | 0 | 0 | 0 | 0.047552 | 0.00033 | 0.00067 | 0.001 | 0.00133 | 0.062335 | 0 | 0.0052775 |  | 0.0483 | 0.0483 | 0.0711 | 0.0717
2014-03-15 | 17時 |  | 3.0918 | 0 | 0.65355 | 0 | [9 empty] | 0.25737 | 0 | 0 | 0 | 0 | 0.17186 | 0 | 0 | 0 | 0 | 0 | 0 | 0 | 0 | 0 | 0 | 0 | 0 | 0 | 0 | 0 | 0 | 0.047552 | 0.00033 | 0.00067 | 0.001 | 0.00133 | 0.10536 | 0 | 0.0082775 |  | 0.1304 | 0.2048 | 0.3019 | 0.3026
2014-03-15 | 18時 |  | 4.6876 | 0 | 0 | 0 | [9 empty] | 0.38579 | 0 | 0 | 0 | 0 | 0 | 0 | 0 | 0 | 0 | 0 | 0 | 0 | 0 | 0 | 0 | 0 | 0 | 0 | 0 | 0 | 0 | 0.047552 | 0.00642 | 0.01284 | 0.01926 | 0.02568 | 0.12467 | 0 | 0.0082775 |  | 0.303 | 0.3387 | 0.3972 | 0.5469
2014-03-15 | 19時 |  | 2.7167 | 0 | 2.003 | 0 | [9 empty] | 0.28808 | 0 | 0 | 0 | 0 | 0.21418 | 0 | 0 | 0 | 0 | 0 | 0 | 0 | 0 | 0 | 0 | 0 | 0 | 0 | 0 | 0 | 0 | 0.047552 | 0.00642 | 0.01284 | 0.01926 | 0.02568 | 0.21072 | 0.10708 | 0.0082775 |  | 0.0991 | 0.1348 | 0.1932 | 0.1939
2014-03-15 | 20時 |  | 3.9468 | 0 | 3.0645 | 0 | [9 empty] | 0.38421 | 0 | 0 | 0 | 0 | 0.26765 | 0 | 0 | 0 | 0 | 0 | 0 | 0 | 0 | 0 | 0 | 0 | 0 | 0 | 0 | 0 | 0 | 0.047552 | 0.00033 | 0.00067 | 0.001 | 0.00133 | 0.14927 | 0.027125 | 0 |  | 0.0917 | 0.1275 | 0.2102 | 0.2109
2014-03-15 | 21時 |  | 4.3291 | 0 | 3.6796 | 0 | [9 empty] | 0.38259 | 0 | 0 | 0 | 0 | 0.41686 | 0 | 0 | 0 | 0 | 0 | 0 | 0 | 0 | 0 | 0 | 0 | 0 | 0 | 0 | 0 | 0 | 0.047552 | 0.00033 | 0.00067 | 0.001 | 0.00133 | 0.14618 | 0.10814 | 0.031304 |  | 0.1216 | 0.1873 | 0.2837 | 0.2844
2014-03-15 | 22時 |  | 5.0508 | 0 | 1.6025 | 0 | [9 empty] | 0.44741 | 0 | 0 | 0 | 0 | 0.20422 | 0 | 0 | 0 | 0 | 0 | 0 | 0 | 0 | 0 | 0 | 0 | 0 | 0 | 0 | 0 | 0 | 0.047552 | 0.00628 | 0.01256 | 0.01884 | 0.02512 | 0.12467 | 0.16133 | 0.043827 |  | 0.1738 | 0.1917 | 0.262 | 0.2626
2014-03-15 | 23時 |  | 0 | 0 | 0 | 0 | [9 empty] | 0 | 0 | 0 | 0 | 0 | 0 | 0 | 0 | 0 | 0 | 0 | 0 | 0 | 0 | 0 | 0 | 0 | 0 | 0 | 0 | 0 | 0 | 0.047552 | 0.0067 | 0.01339 | 0.02009 | 0.02679 | 0.12467 | 0.18881 | 0.031848 |  | 0.1877 | 0.2176 | 0.2756 | 0.2763
2014-03-16 | 0時 |  | 0 | 0 | 0 | 0 | [9 empty] | 0 | 0 | 0 | 0 | 0 | 0 | 0 | 0 | 0 | 0 | 0 | 0 | 0 | 0 | 0 | 0 | 0 | 0 | 0 | 0 | 0 | 0 | 0.047552 | 0.00013 | 0.00025 | 0.00038 | 0.0005 | 0 | 0.078899 | 0.011656 |  | 0.1578 | 0.1578 | 0.1806 | 0.1812
2014-03-16 | 1時 |  | 0 | 0 | 0 | 0 | [9 empty] | 0 | 0 | 0 | 0 | 0 | 0 | 0 | 0 | 0 | 0 | 0 | 0 | 0 | 0 | 0 | 0 | 0 | 0 | 0 | 0 | 0 | 0 | 0.047552 | 0.00013 | 0.00025 | 0.00038 | 0.0005 | 0 | 0 | 0 |  | 0.0483 | 0.0483 | 0.0711 | 0.0717
2014-03-16 | 2時 |  | 0 | 0 | 0 | 0 | [9 empty] | 0 | 0 | 0 | 0 | 0 | 0 | 0 | 0 | 0 | 0 | 0 | 0 | 0 | 0 | 0 | 0 | 0 | 0 | 0 | 0 | 0 | 0 | 0.047552 | 0.00013 | 0.00025 | 0.00038 | 0.0005 | 0 | 0 | 0 |  | 0.056 | 0.0561 | 0.0788 | 0.0795
2014-03-16 | 3時 |  | 0 | 0 | 0 | 0 | [9 empty] | 0 | 0 | 0 | 0 | 0 | 0 | 0 | 0 | 0 | 0 | 0 | 0 | 0 | 0 | 0 | 0 | 0 | 0 | 0 | 0 | 0 | 0 | 0.047552 | 0.00013 | 0.00025 | 0.00038 | 0.0005 | 0 | 0 | 0 |  | 0.056 | 0.0561 | 0.0788 | 0.0795
2014-03-16 | 4時 |  | 0 | 0 | 0 | 0 | [9 empty] | 0 | 0 | 0 | 0 | 0 | 0 | 0 | 0 | 0 | 0 | 0 | 0 | 0 | 0 | 0 | 0 | 0 | 0 | 0 | 0 | 0 | 0 | 0.047552 | 0.00013 | 0.00025 | 0.00038 | 0.0005 | 0 | 0 | 0 |  | 0.0483 | 0.0483 | 0.0711 | 0.0717
2014-03-16 | 5時 |  | 20.5004 | 5.4587 | 0 | 0 | [9 empty] | 3.5819 | 0 | 0 | 0 | 0 | 0 | 0 | 0 | 0 | 0 | 0 | 0 | 0 | 0 | 0 | 0 | 0 | 0 | 0 | 0 | 0 | 0 | 0.047552 | 0.00013 | 0.00025 | 0.00038 | 0.0005 | 0 | 0 | 0 |  | 0.056 | 0.0561 | 0.0788 | 0.0795
2014-03-16 | 6時 |  | 9.6538 | 0 | 0 | 0 | [9 empty] | 1.0716 | 0 | 0 | 0 | 0 | 0 | 0 | 0 | 0 | 0 | 0 | 0 | 0 | 0 | 0 | 0 | 0 | 0 | 0 | 0 | 0 | 0 | 0.047552 | 0.00338 | 0.00675 | 0.01013 | 0.01351 | 0 | 0.024649 | 0.011815 |  | 0.1925 | 0.2611 | 0.3525 | 0.3531
2014-03-16 | 7時 |  | 7.6794 | 0 | 0 | 0 | [9 empty] | 0.64214 | 0 | 0 | 0 | 0 | 0 | 0 | 0 | 0 | 0 | 0 | 0 | 0 | 0 | 0 | 0 | 0 | 0 | 0 | 0 | 0 | 0 | 0.047552 | 0.00054 | 0.00108 | 0.00163 | 0.00217 | 0.13859 | 0.053895 | 0.036861 |  | 0.1524 | 0.248 | 0.3662 | 0.3669
2014-03-16 | 8時 |  | 5.1514 | 0 | 0 | 0 | [9 empty] | 0.43403 | 0 | 0 | 0 | 0 | 0 | 0 | 0 | 0 | 0 | 0 | 0 | 0 | 0 | 0 | 0 | 0 | 0 | 0 | 0 | 0 | 0 | 0.047552 | 0.00054 | 0.00108 | 0.00163 | 0.00217 | 0.093503 | 0 | 0.035602 |  | 0.1091 | 0.1448 | 0.2032 | 0.2039
2014-03-16 | 9時 |  | 0 | 0 | 0 | 0 | [9 empty] | 0 | 0 | 0 | 0 | 0 | 0 | 0 | 0 | 0 | 0 | 0 | 0 | 0 | 0 | 0 | 0 | 0 | 0 | 0 | 0 | 0 | 0 | 0.047552 | 0.00013 | 0.00025 | 0.00038 | 0.0005 | 0.17838 | 0.10971 | 0.042749 |  | 0.3011 | 0.3368 | 0.3953 | 0.396
2014-03-16 | 10時 |  | 0 | 0 | 0 | 0 | [9 empty] | 0 | 0 | 0 | 0 | 0 | 0 | 0 | 0 | 0 | 0 | 0 | 0 | 0 | 0 | 0 | 0 | 0 | 0 | 0 | 0 | 0 | 0 | 0.047552 | 0.00033 | 0.00067 | 0.001 | 0.00133 | 0.093503 | 0 | 0.012523 |  | 0.0483 | 0.0483 | 0.0711 | 0.0717
2014-03-16 | 11時 |  | 1.663 | 0 | 0 | 0 | [9 empty] | 0.17097 | 0 | 0 | 0 | 0 | 0 | 0 | 0 | 0 | 0 | 0 | 0 | 0 | 0 | 0 | 0 | 0 | 0 | 0 | 0 | 0 | 0 | 0.047552 | 0.00013 | 0.00025 | 0.00038 | 0.0005 | 0 | 0 | 0.0052775 |  | 0.056 | 0.0561 | 0.0788 | 0.0795
2014-03-16 | 12時 |  | 0.9537 | 0 | 0 | 0 | [9 empty] | 0.14482 | 0 | 0 | 0 | 0 | 0 | 0 | 0 | 0 | 0 | 0 | 0 | 0 | 0 | 0 | 0 | 0 | 0 | 0 | 0 | 0 | 0 | 0.047552 | 0.00338 | 0.00675 | 0.01013 | 0.01351 | 0.05371 | 0 | 0.0052775 |  | 0.1983 | 0.2727 | 0.3698 | 0.3705
2014-03-16 | 13時 |  | 0 | 0 | 0 | 0 | [9 empty] | 0 | 0 | 0 | 0 | 0 | 0 | 0 | 0 | 0 | 0 | 0 | 0 | 0 | 0 | 0 | 0 | 0 | 0 | 0 | 0 | 0 | 0 | 0.047552 | 0.00033 | 0.00067 | 0.001 | 0.00133 | 0.11604 | 0 | 0 |  | 0.0483 | 0.0483 | 0.0711 | 0.0717
2014-03-16 | 14時 |  | 0 | 0 | 0 | 0 | [9 empty] | 0 | 0 | 0 | 0 | 0 | 0 | 0 | 0 | 0 | 0 | 0 | 0 | 0 | 0 | 0 | 0 | 0 | 0 | 0 | 0 | 0 | 0 | 0.047552 | 0.00013 | 0.00025 | 0.00038 | 0.0005 | 0.031168 | 0 | 0.017801 |  | 0.056 | 0.0561 | 0.0788 | 0.0795
2014-03-16 | 15時 |  | 4.28 | 0 | 0 | 0 | [9 empty] | 0.29989 | 0 | 0 | 0 | 0 | 0 | 0 | 0 | 0 | 0 | 0 | 0 | 0 | 0 | 0 | 0 | 0 | 0 | 0 | 0 | 0 | 0 | 0.047552 | 0.00013 | 0.00025 | 0.00038 | 0.0005 | 0 | 0 | 0 |  | 0.056 | 0.0561 | 0.0788 | 0.0795
2014-03-16 | 16時 |  | 2.6981 | 0 | 0 | 0 | [9 empty] | 0.22328 | 0 | 0 | 0 | 0 | 0 | 0 | 0 | 0 | 0 | 0 | 0 | 0 | 0 | 0 | 0 | 0 | 0 | 0 | 0 | 0 | 0 | 0.047552 | 0.00033 | 0.00067 | 0.001 | 0.00133 | 0.062335 | 0 | 0.0052775 |  | 0.0483 | 0.0483 | 0.0711 | 0.0717
2014-03-16 | 17時 |  | 4.5267 | 0 | 3.2804 | 0 | [9 empty] | 0.31713 | 0 | 0 | 0 | 0 | 0.23902 | 0 | 0 | 0 | 0 | 0 | 0 | 0 | 0 | 0 | 0 | 0 | 0 | 0 | 0 | 0 | 0 | 0.047552 | 0.00033 | 0.00067 | 0.001 | 0.00133 | 0.10536 | 0 | 0.0082775 |  | 0.1304 | 0.2048 | 0.3019 | 0.3026
2014-03-16 | 18時 |  | 4.5805 | 0 | 0 | 0 | [9 empty] | 0.32276 | 0 | 0 | 0 | 0 | 0 | 0 | 0 | 0 | 0 | 0 | 0 | 0 | 0 | 0 | 0 | 0 | 0 | 0 | 0 | 0 | 0 | 0.047552 | 0.00642 | 0.01284 | 0.01926 | 0.02568 | 0.12467 | 0 | 0.0082775 |  | 0.303 | 0.3387 | 0.3972 | 0.5469
2014-03-16 | 19時 |  | 2.4852 | 0 | 3.4004 | 0 | [9 empty] | 0.22105 | 0 | 0 | 0 | 0 | 0.24767 | 0 | 0 | 0 | 0 | 0 | 0 | 0 | 0 | 0 | 0 | 0 | 0 | 0 | 0 | 0 | 0 | 0.047552 | 0.00642 | 0.01284 | 0.01926 | 0.02568 | 0.21072 | 0.10708 | 0.0082775 |  | 0.0991 | 0.1348 | 0.1932 | 0.1939
2014-03-16 | 20時 |  | 3.0323 | 0 | 2.9044 | 0 | [9 empty] | 0.25216 | 0 | 0 | 0 | 0 | 0.22907 | 0 | 0 | 0 | 0 | 0 | 0 | 0 | 0 | 0 | 0 | 0 | 0 | 0 | 0 | 0 | 0 | 0.047552 | 0.00033 | 0.00067 | 0.001 | 0.00133 | 0.14927 | 0.027125 | 0 |  | 0.0917 | 0.1275 | 0.2102 | 0.2109
2014-03-16 | 21時 |  | 3.4085 | 0 | 3.0759 | 0 | [9 empty] | 0.27264 | 0 | 0 | 0 | 0 | 0.37456 | 0 | 0 | 0 | 0 | 0 | 0 | 0 | 0 | 0 | 0 | 0 | 0 | 0 | 0 | 0 | 0 | 0.047552 | 0.00033 | 0.00067 | 0.001 | 0.00133 | 0.14618 | 0.10814 | 0.031304 |  | 0.1216 | 0.1873 | 0.2837 | 0.2844
2014-03-16 | 22時 |  | 3.6014 | 0 | 1.1278 | 0 | [9 empty] | 0.27919 | 0 | 0 | 0 | 0 | 0.17709 | 0 | 0 | 0 | 0 | 0 | 0 | 0 | 0 | 0 | 0 | 0 | 0 | 0 | 0 | 0 | 0 | 0.047552 | 0.00628 | 0.01256 | 0.01884 | 0.02512 | 0.12467 | 0.16133 | 0.043827 |  | 0.1738 | 0.1917 | 0.262 | 0.2626
2014-03-16 | 23時 |  | 0 | 0 | 0 | 0 | [9 empty] | 0 | 0 | 0 | 0 | 0 | 0 | 0 | 0 | 0 | 0 | 0 | 0 | 0 | 0 | 0 | 0 | 0 | 0 | 0 | 0 | 0 | 0 | 0.047552 | 0.0067 | 0.01339 | 0.02009 | 0.02679 | 0.12467 | 0.18881 | 0.031848 |  | 0.1877 | 0.2176 | 0.2756 | 0.2763
2014-03-17 | 0時 |  | 0 | 0 | 0 | 0 | [9 empty] | 0 | 0 | 0 | 0 | 0 | 0 | 0 | 0 | 0 | 0 | 0 | 0 | 0 | 0 | 0 | 0 | 0 | 0 | 0 | 0 | 0 | 0 | 0.047552 | 0.00013 | 0.00025 | 0.00038 | 0.0005 | 0 | 0.078899 | 0.011656 |  | 0.1578 | 0.1578 | 0.1806 | 0.1812
2014-03-17 | 1時 |  | 0 | 0 | 0 | 0 | [9 empty] | 0 | 0 | 0 | 0 | 0 | 0 | 0 | 0 | 0 | 0 | 0 | 0 | 0 | 0 | 0 | 0 | 0 | 0 | 0 | 0 | 0 | 0 | 0.047552 | 0.00013 | 0.00025 | 0.00038 | 0.0005 | 0 | 0 | 0 |  | 0.0483 | 0.0483 | 0.0711 | 0.0717
2014-03-17 | 2時 |  | 0 | 0 | 0 | 0 | [9 empty] | 0 | 0 | 0 | 0 | 0 | 0 | 0 | 0 | 0 | 0 | 0 | 0 | 0 | 0 | 0 | 0 | 0 | 0 | 0 | 0 | 0 | 0 | 0.047552 | 0.00013 | 0.00025 | 0.00038 | 0.0005 | 0 | 0 | 0 |  | 0.056 | 0.0561 | 0.0788 | 0.0795
2014-03-17 | 3時 |  | 0 | 0 | 0 | 0 | [9 empty] | 0 | 0 | 0 | 0 | 0 | 0 | 0 | 0 | 0 | 0 | 0 | 0 | 0 | 0 | 0 | 0 | 0 | 0 | 0 | 0 | 0 | 0 | 0.047552 | 0.00013 | 0.00025 | 0.00038 | 0.0005 | 0 | 0 | 0 |  | 0.056 | 0.0561 | 0.0788 | 0.0795
2014-03-17 | 4時 |  | 0 | 0 | 0 | 0 | [9 empty] | 0 | 0 | 0 | 0 | 0 | 0 | 0 | 0 | 0 | 0 | 0 | 0 | 0 | 0 | 0 | 0 | 0 | 0 | 0 | 0 | 0 | 0 | 0.047552 | 0.00013 | 0.00025 | 0.00038 | 0.0005 | 0 | 0 | 0 |  | 0.0483 | 0.0483 | 0.0711 | 0.0717
2014-03-17 | 5時 |  | 13.5908 | 0 | 0 | 0 | [9 empty] | 0.98422 | 0 | 0 | 0 | 0 | 0 | 0 | 0 | 0 | 0 | 0 | 0 | 0 | 0 | 0 | 0 | 0 | 0 | 0 | 0 | 0 | 0 | 0.047552 | 0.00013 | 0.00025 | 0.00038 | 0.0005 | 0 | 0 | 0 |  | 0.056 | 0.0561 | 0.0788 | 0.0795
2014-03-17 | 6時 |  | 4.2617 | 0 | 0 | 0 | [9 empty] | 0.27167 | 0 | 0 | 0 | 0 | 0 | 0 | 0 | 0 | 0 | 0 | 0 | 0 | 0 | 0 | 0 | 0 | 0 | 0 | 0 | 0 | 0 | 0.047552 | 0.00338 | 0.00675 | 0.01013 | 0.01351 | 0 | 0.024649 | 0.011815 |  | 0.1925 | 0.2611 | 0.3525 | 0.3531
2014-03-17 | 7時 |  | 3.6599 | 0 | 0 | 0 | [9 empty] | 0.24377 | 0 | 0 | 0 | 0 | 0 | 0 | 0 | 0 | 0 | 0 | 0 | 0 | 0 | 0 | 0 | 0 | 0 | 0 | 0 | 0 | 0 | 0.047552 | 0.00054 | 0.00108 | 0.00163 | 0.00217 | 0.13859 | 0.053895 | 0.036861 |  | 0.1524 | 0.248 | 0.3662 | 0.3669
2014-03-17 | 8時 |  | 2.9921 | 0 | 0 | 0 | [9 empty] | 0.21043 | 0 | 0 | 0 | 0 | 0 | 0 | 0 | 0 | 0 | 0 | 0 | 0 | 0 | 0 | 0 | 0 | 0 | 0 | 0 | 0 | 0 | 0.047552 | 0.00054 | 0.00108 | 0.00163 | 0.00217 | 0.093503 | 0 | 0.035602 |  | 0.1091 | 0.1448 | 0.2032 | 0.2039
2014-03-17 | 9時 |  | 0 | 0 | 0 | 0 | [9 empty] | 0 | 0 | 0 | 0 | 0 | 0 | 0 | 0 | 0 | 0 | 0 | 0 | 0 | 0 | 0 | 0 | 0 | 0 | 0 | 0 | 0 | 0 | 0.047552 | 0.00013 | 0.00025 | 0.00038 | 0.0005 | 0.17838 | 0.10971 | 0.042749 |  | 0.3011 | 0.3368 | 0.3953 | 0.396
2014-03-17 | 10時 |  | 0 | 0 | 0 | 0 | [9 empty] | 0 | 0 | 0 | 0 | 0 | 0 | 0 | 0 | 0 | 0 | 0 | 0 | 0 | 0 | 0 | 0 | 0 | 0 | 0 | 0 | 0 | 0 | 0.047552 | 0.00033 | 0.00067 | 0.001 | 0.00133 | 0.093503 | 0 | 0.012523 |  | 0.0483 | 0.0483 | 0.0711 | 0.0717
2014-03-17 | 11時 |  | 6.1769 | 0 | 0 | 0 | [9 empty] | 0.35803 | 0 | 0 | 0 | 0 | 0 | 0 | 0 | 0 | 0 | 0 | 0 | 0 | 0 | 0 | 0 | 0 | 0 | 0 | 0 | 0 | 0 | 0.047552 | 0.00013 | 0.00025 | 0.00038 | 0.0005 | 0 | 0 | 0.0052775 |  | 0.056 | 0.0561 | 0.0788 | 0.0795
2014-03-17 | 12時 |  | 2.732 | 0 | 0 | 0 | [9 empty] | 0.18532 | 0 | 0 | 0 | 0 | 0 | 0 | 0 | 0 | 0 | 0 | 0 | 0 | 0 | 0 | 0 | 0 | 0 | 0 | 0 | 0 | 0 | 0.047552 | 0.00338 | 0.00675 | 0.01013 | 0.01351 | 0.05371 | 0 | 0.0052775 |  | 0.1983 | 0.2727 | 0.3698 | 0.3705
2014-03-17 | 13時 |  | 0 | 0 | 0 | 0 | [9 empty] | 0 | 0 | 0 | 0 | 0 | 0 | 0 | 0 | 0 | 0 | 0 | 0 | 0 | 0 | 0 | 0 | 0 | 0 | 0 | 0 | 0 | 0 | 0.047552 | 0.00033 | 0.00067 | 0.001 | 0.00133 | 0.11604 | 0 | 0 |  | 0.0483 | 0.0483 | 0.0711 | 0.0717
2014-03-17 | 14時 |  | 0 | 0 | 0 | 0 | [9 empty] | 0 | 0 | 0 | 0 | 0 | 0 | 0 | 0 | 0 | 0 | 0 | 0 | 0 | 0 | 0 | 0 | 0 | 0 | 0 | 0 | 0 | 0 | 0.047552 | 0.00013 | 0.00025 | 0.00038 | 0.0005 | 0.031168 | 0 | 0.017801 |  | 0.056 | 0.0561 | 0.0788 | 0.0795
2014-03-17 | 15時 |  | 6.8674 | 0 | 0 | 0 | [9 empty] | 0.44164 | 0 | 0 | 0 | 0 | 0 | 0 | 0 | 0 | 0 | 0 | 0 | 0 | 0 | 0 | 0 | 0 | 0 | 0 | 0 | 0 | 0 | 0.047552 | 0.00013 | 0.00025 | 0.00038 | 0.0005 | 0 | 0 | 0 |  | 0.056 | 0.0561 | 0.0788 | 0.0795
2014-03-17 | 16時 |  | 3.4427 | 0 | 0 | 0 | [9 empty] | 0.24649 | 0 | 0 | 0 | 0 | 0 | 0 | 0 | 0 | 0 | 0 | 0 | 0 | 0 | 0 | 0 | 0 | 0 | 0 | 0 | 0 | 0 | 0.047552 | 0.00033 | 0.00067 | 0.001 | 0.00133 | 0.062335 | 0 | 0.0052775 |  | 0.0483 | 0.0483 | 0.0711 | 0.0717
2014-03-17 | 17時 |  | 5.3392 | 0 | 4.383 | 0 | [9 empty] | 0.37715 | 0 | 0 | 0 | 0 | 0.29681 | 0 | 0 | 0 | 0 | 0 | 0 | 0 | 0 | 0 | 0 | 0 | 0 | 0 | 0 | 0 | 0 | 0.047552 | 0.00033 | 0.00067 | 0.001 | 0.00133 | 0.10536 | 0 | 0.0082775 |  | 0.1304 | 0.2048 | 0.3019 | 0.3026
2014-03-17 | 18時 |  | 6.0611 | 0 | 0 | 0 | [9 empty] | 0.45505 | 0 | 0 | 0 | 0 | 0 | 0 | 0 | 0 | 0 | 0 | 0 | 0 | 0 | 0 | 0 | 0 | 0 | 0 | 0 | 0 | 0 | 0.047552 | 0.00642 | 0.01284 | 0.01926 | 0.02568 | 0.12467 | 0 | 0.0082775 |  | 0.303 | 0.3387 | 0.3972 | 0.5469
2014-03-17 | 19時 |  | 3.565 | 0 | 4.4534 | 0 | [9 empty] | 0.32011 | 0 | 0 | 0 | 0 | 0.32641 | 0 | 0 | 0 | 0 | 0 | 0 | 0 | 0 | 0 | 0 | 0 | 0 | 0 | 0 | 0 | 0 | 0.047552 | 0.00642 | 0.01284 | 0.01926 | 0.02568 | 0.21072 | 0.10708 | 0.0082775 |  | 0.0991 | 0.1348 | 0.1932 | 0.1939
2014-03-17 | 20時 |  | 4.2027 | 0 | 3.8258 | 0 | [9 empty] | 0.36569 | 0 | 0 | 0 | 0 | 0.29421 | 0 | 0 | 0 | 0 | 0 | 0 | 0 | 0 | 0 | 0 | 0 | 0 | 0 | 0 | 0 | 0 | 0.047552 | 0.00033 | 0.00067 | 0.001 | 0.00133 | 0.14927 | 0.027125 | 0 |  | 0.0917 | 0.1275 | 0.2102 | 0.2109
2014-03-17 | 21時 |  | 4.776 | 0 | 4.4825 | 0 | [9 empty] | 0.4118 | 0 | 0 | 0 | 0 | 0.44841 | 0 | 0 | 0 | 0 | 0 | 0 | 0 | 0 | 0 | 0 | 0 | 0 | 0 | 0 | 0 | 0 | 0.047552 | 0.00033 | 0.00067 | 0.001 | 0.00133 | 0.14618 | 0.10814 | 0.031304 |  | 0.1216 | 0.1873 | 0.2837 | 0.2844
2014-03-17 | 22時 |  | 5.2986 | 0 | 1.8085 | 0 | [9 empty] | 0.45771 | 0 | 0 | 0 | 0 | 0.20944 | 0 | 0 | 0 | 0 | 0 | 0 | 0 | 0 | 0 | 0 | 0 | 0 | 0 | 0 | 0 | 0 | 0.047552 | 0.00628 | 0.01256 | 0.01884 | 0.02512 | 0.12467 | 0.16133 | 0.043827 |  | 0.1738 | 0.1917 | 0.262 | 0.2626
2014-03-17 | 23時 |  | 0 | 0 | 0 | 0 | [9 empty] | 0 | 0 | 0 | 0 | 0 | 0 | 0 | 0 | 0 | 0 | 0 | 0 | 0 | 0 | 0 | 0 | 0 | 0 | 0 | 0 | 0 | 0 | 0.047552 | 0.0067 | 0.01339 | 0.02009 | 0.02679 | 0.12467 | 0.18881 | 0.031848 |  | 0.1877 | 0.2176 | 0.2756 | 0.2763
2014-03-18 | 0時 |  | 0 | 0 | 0 | 0 | [9 empty] | 0 | 0 | 0 | 0 | 0 | 0 | 0 | 0 | 0 | 0 | 0 | 0 | 0 | 0 | 0 | 0 | 0 | 0 | 0 | 0 | 0 | 0 | 0.047552 | 0.00013 | 0.00025 | 0.00038 | 0.0005 | 0 | 0 | 0 |  | 0.1578 | 0.1578 | 0.1806 | 0.1812
2014-03-18 | 1時 |  | 0 | 0 | 0 | 0 | [9 empty] | 0 | 0 | 0 | 0 | 0 | 0 | 0 | 0 | 0 | 0 | 0 | 0 | 0 | 0 | 0 | 0 | 0 | 0 | 0 | 0 | 0 | 0 | 0.047552 | 0.00013 | 0.00025 | 0.00038 | 0.0005 | 0 | 0 | 0 |  | 0.0483 | 0.0483 | 0.0711 | 0.0717
2014-03-18 | 2時 |  | 0 | 0 | 0 | 0 | [9 empty] | 0 | 0 | 0 | 0 | 0 | 0 | 0 | 0 | 0 | 0 | 0 | 0 | 0 | 0 | 0 | 0 | 0 | 0 | 0 | 0 | 0 | 0 | 0.047552 | 0.00013 | 0.00025 | 0.00038 | 0.0005 | 0 | 0 | 0 |  | 0.056 | 0.0561 | 0.0788 | 0.0795
2014-03-18 | 3時 |  | 0 | 0 | 0 | 0 | [9 empty] | 0 | 0 | 0 | 0 | 0 | 0 | 0 | 0 | 0 | 0 | 0 | 0 | 0 | 0 | 0 | 0 | 0 | 0 | 0 | 0 | 0 | 0 | 0.047552 | 0.00013 | 0.00025 | 0.00038 | 0.0005 | 0 | 0 | 0 |  | 0.056 | 0.0561 | 0.0788 | 0.0795
2014-03-18 | 4時 |  | 0 | 0 | 0 | 0 | [9 empty] | 0 | 0 | 0 | 0 | 0 | 0 | 0 | 0 | 0 | 0 | 0 | 0 | 0 | 0 | 0 | 0 | 0 | 0 | 0 | 0 | 0 | 0 | 0.047552 | 0.00013 | 0.00025 | 0.00038 | 0.0005 | 0 | 0 | 0 |  | 0.0483 | 0.0483 | 0.0711 | 0.0717
2014-03-18 | 5時 |  | 0 | 0 | 0 | 0 | [9 empty] | 0 | 0 | 0 | 0 | 0 | 0 | 0 | 0 | 0 | 0 | 0 | 0 | 0 | 0 | 0 | 0 | 0 | 0 | 0 | 0 | 0 | 0 | 0.047552 | 0.00013 | 0.00025 | 0.00038 | 0.0005 | 0 | 0 | 0 |  | 0.056 | 0.0561 | 0.0788 | 0.0795
2014-03-18 | 6時 |  | 0 | 0 | 0 | 0 | [9 empty] | 0 | 0 | 0 | 0 | 0 | 0 | 0 | 0 | 0 | 0 | 0 | 0 | 0 | 0 | 0 | 0 | 0 | 0 | 0 | 0 | 0 | 0 | 0.047552 | 0.00013 | 0.00025 | 0.00038 | 0.0005 | 0 | 0 | 0 |  | 0.056 | 0.0561 | 0.0788 | 0.0795
2014-03-18 | 7時 |  | 22.5792 | 0 | 8.0327 | 0 | [9 empty] | 2.4617 | 0 | 0 | 0 | 0 | 0.662 | 0 | 0 | 0 | 0 | 0 | 0 | 0 | 0 | 0 | 0 | 0 | 0 | 0 | 0 | 0 | 0 | 0.047552 | 0.00054 | 0.00108 | 0.00163 | 0.00217 | 0 | 0.024649 | 0.022689 |  | 0.1168 | 0.1854 | 0.2767 | 0.2774
2014-03-18 | 8時 |  | 6.6653 | 0 | 9.3525 | 0 | [9 empty] | 0.5675 | 0 | 0 | 0 | 0 | 0.7841 | 0 | 0 | 0 | 0 | 0 | 0 | 0 | 0 | 0 | 0 | 0 | 0 | 0 | 0 | 0 | 0 | 0.047552 | 0.00379 | 0.00759 | 0.01138 | 0.01518 | 0.084877 | 0.078545 | 0.064582 |  | 0.2156 | 0.2812 | 0.3696 | 0.3702
2014-03-18 | 9時 |  | 4.1893 | 0 | 3.1431 | 0 | [9 empty] | 0.40121 | 0 | 0 | 0 | 0 | 0.41149 | 0 | 0 | 0 | 0 | 0 | 0 | 0 | 0 | 0 | 0 | 0 | 0 | 0 | 0 | 0 | 0 | 0.047552 | 0.00033 | 0.00067 | 0.001 | 0.00133 | 0.23209 | 0.16325 | 0.052059 |  | 0.2163 | 0.252 | 0.3265 | 0.3272
2014-03-18 | 10時 |  | 2.3289 | 0 | 1.284 | 0 | [9 empty] | 0.26607 | 0 | 0 | 0 | 0 | 0.36698 | 0 | 0 | 0 | 0 | 0 | 0 | 0 | 0 | 0 | 0 | 0 | 0 | 0 | 0 | 0 | 0 | 0.047552 | 0.00054 | 0.00108 | 0.00163 | 0.00217 | 0.12467 | 0.21558 | 0.037471 |  | 0.1917 | 0.2274 | 0.3128 | 0.3134
2014-03-18 | 11時 |  | 2.1048 | 0 | 0.018647 | 0 | [9 empty] | 0.24697 | 0 | 0 | 0 | 0 | 0.18083 | 0 | 0 | 0 | 0 | 0 | 0 | 0 | 0 | 0 | 0 | 0 | 0 | 0 | 0 | 0 | 0 | 0.047552 | 0.00033 | 0.00067 | 0.001 | 0.00133 | 0.12467 | 0.21558 | 0 |  | 0.1994 | 0.2352 | 0.315 | 0.3157
2014-03-18 | 12時 |  | 0.80311 | 0 | 0 | 0 | [9 empty] | 0.16296 | 0 | 0 | 0 | 0 | 0 | 0 | 0 | 0 | 0 | 0 | 0 | 0 | 0 | 0 | 0 | 0 | 0 | 0 | 0 | 0 | 0 | 0.047552 | 0.00338 | 0.00675 | 0.01013 | 0.01351 | 0.14721 | 0.13456 | 0.018352 |  | 0.1983 | 0.2727 | 0.3698 | 0.3705
2014-03-18 | 13時 |  | 0 | 0 | 0 | 0 | [9 empty] | 0 | 0 | 0 | 0 | 0 | 0 | 0 | 0 | 0 | 0 | 0 | 0 | 0 | 0 | 0 | 0 | 0 | 0 | 0 | 0 | 0 | 0 | 0.047552 | 0.00033 | 0.00067 | 0.001 | 0.00133 | 0.13756 | 0.026771 | 0.023629 |  | 0.0483 | 0.0483 | 0.0711 | 0.0717
2014-03-18 | 14時 |  | 0 | 0 | 0 | 0 | [9 empty] | 0 | 0 | 0 | 0 | 0 | 0 | 0 | 0 | 0 | 0 | 0 | 0 | 0 | 0 | 0 | 0 | 0 | 0 | 0 | 0 | 0 | 0 | 0.047552 | 0.00013 | 0.00025 | 0.00038 | 0.0005 | 0 | 0 | 0 |  | 0.056 | 0.0561 | 0.0788 | 0.0795
2014-03-18 | 15時 |  | 5.8956 | 0 | 1.7959 | 0 | [9 empty] | 0.47274 | 0 | 0 | 0 | 0 | 0.20421 | 0 | 0 | 0 | 0 | 0 | 0 | 0 | 0 | 0 | 0 | 0 | 0 | 0 | 0 | 0 | 0 | 0.047552 | 0.00013 | 0.00025 | 0.00038 | 0.0005 | 0 | 0 | 0 |  | 0.056 | 0.0561 | 0.0788 | 0.0795
2014-03-18 | 16時 |  | 6.3137 | 0 | 1.2721 | 0 | [9 empty] | 0.5044 | 0 | 0 | 0 | 0 | 0.1911 | 0 | 0 | 0 | 0 | 0 | 0 | 0 | 0 | 0 | 0 | 0 | 0 | 0 | 0 | 0 | 0 | 0.047552 | 0.00054 | 0.00108 | 0.00163 | 0.00217 | 0.062335 | 0.054249 | 0.024058 |  | 0.2095 | 0.275 | 0.3956 | 0.5453
2014-03-18 | 17時 |  | 7.2551 | 0 | 1.76 | 0 | [9 empty] | 0.58141 | 0 | 0 | 0 | 0 | 0.20668 | 0 | 0 | 0 | 0 | 0 | 0 | 0 | 0 | 0 | 0 | 0 | 0 | 0 | 0 | 0 | 0 | 0.047552 | 0.00642 | 0.01284 | 0.01926 | 0.02568 | 0.12467 | 0.1085 | 0.026923 |  | 0.2423 | 0.2781 | 0.3689 | 0.5187
2014-03-18 | 18時 |  | 4.6825 | 0 | 0 | 0 | [9 empty] | 0.44558 | 0 | 0 | 0 | 0 | 0 | 0 | 0 | 0 | 0 | 0 | 0 | 0 | 0 | 0 | 0 | 0 | 0 | 0 | 0 | 0 | 0 | 0.047552 | 0.00642 | 0.01284 | 0.01926 | 0.02568 | 0.21072 | 0.1085 | 0 |  | 0.1819 | 0.2177 | 0.2978 | 0.4476
2014-03-18 | 19時 |  | 5.2348 | 0 | 7.9341 | 0 | [9 empty] | 0.48221 | 0 | 0 | 0 | 0 | 0.65984 | 0 | 0 | 0 | 0 | 0 | 0 | 0 | 0 | 0 | 0 | 0 | 0 | 0 | 0 | 0 | 0 | 0.047552 | 0.00013 | 0.00025 | 0.00038 | 0.0005 | 0.12879 | 0 | 0.006537 |  | 0.0998 | 0.1355 | 0.2049 | 0.2056
2014-03-18 | 20時 |  | 5.2796 | 0 | 4.164 | 0 | [9 empty] | 0.4737 | 0 | 0 | 0 | 0 | 0.4463 | 0 | 0 | 0 | 0 | 0 | 0 | 0 | 0 | 0 | 0 | 0 | 0 | 0 | 0 | 0 | 0 | 0.047552 | 0.00033 | 0.00067 | 0.001 | 0.00133 | 0.16769 | 0.10779 | 0.006537 |  | 0.0917 | 0.1275 | 0.2183 | 0.219
2014-03-18 | 21時 |  | 5.7388 | 0 | 3.5303 | 0 | [9 empty] | 0.50544 | 0 | 0 | 0 | 0 | 0.42404 | 0 | 0 | 0 | 0 | 0 | 0 | 0 | 0 | 0 | 0 | 0 | 0 | 0 | 0 | 0 | 0 | 0.047552 | 0.00628 | 0.01256 | 0.01884 | 0.02512 | 0.12467 | 0.18846 | 0.012659 |  | 0.1755 | 0.2411 | 0.3458 | 0.3465
2014-03-18 | 22時 |  | 0 | 0 | 0 | 0 | [9 empty] | 0 | 0 | 0 | 0 | 0 | 0 | 0 | 0 | 0 | 0 | 0 | 0 | 0 | 0 | 0 | 0 | 0 | 0 | 0 | 0 | 0 | 0 | 0.047552 | 0.00649 | 0.01298 | 0.01947 | 0.02595 | 0.12467 | 0.16133 | 0.043827 |  | 0.1139 | 0.1795 | 0.3002 | 0.3009
2014-03-18 | 23時 |  | 0 | 0 | 0 | 0 | [9 empty] | 0 | 0 | 0 | 0 | 0 | 0 | 0 | 0 | 0 | 0 | 0 | 0 | 0 | 0 | 0 | 0 | 0 | 0 | 0 | 0 | 0 | 0 | 0.047552 | 0.00331 | 0.00661 | 0.00992 | 0.01323 | 0.062335 | 0.15709 | 0.04296 |  | 0.1578 | 0.1578 | 0.1806 | 0.1812
2014-03-19 | 0時 |  | 0 | 0 | 0 | 0 | [9 empty] | 0 | 0 | 0 | 0 | 0 | 0 | 0 | 0 | 0 | 0 | 0 | 0 | 0 | 0 | 0 | 0 | 0 | 0 | 0 | 0 | 0 | 0 | 0.047552 | 0.00013 | 0.00025 | 0.00038 | 0.0005 | 0 | 0 | 0 |  | 0.1578 | 0.1578 | 0.1806 | 0.1812
2014-03-19 | 1時 |  | 0 | 0 | 0 | 0 | [9 empty] | 0 | 0 | 0 | 0 | 0 | 0 | 0 | 0 | 0 | 0 | 0 | 0 | 0 | 0 | 0 | 0 | 0 | 0 | 0 | 0 | 0 | 0 | 0.047552 | 0.00013 | 0.00025 | 0.00038 | 0.0005 | 0 | 0 | 0 |  | 0.0483 | 0.0483 | 0.0711 | 0.0717
2014-03-19 | 2時 |  | 0 | 0 | 0 | 0 | [9 empty] | 0 | 0 | 0 | 0 | 0 | 0 | 0 | 0 | 0 | 0 | 0 | 0 | 0 | 0 | 0 | 0 | 0 | 0 | 0 | 0 | 0 | 0 | 0.047552 | 0.00013 | 0.00025 | 0.00038 | 0.0005 | 0 | 0 | 0 |  | 0.056 | 0.0561 | 0.0788 | 0.0795
2014-03-19 | 3時 |  | 0 | 0 | 0 | 0 | [9 empty] | 0 | 0 | 0 | 0 | 0 | 0 | 0 | 0 | 0 | 0 | 0 | 0 | 0 | 0 | 0 | 0 | 0 | 0 | 0 | 0 | 0 | 0 | 0.047552 | 0.00013 | 0.00025 | 0.00038 | 0.0005 | 0 | 0 | 0 |  | 0.056 | 0.0561 | 0.0788 | 0.0795
2014-03-19 | 4時 |  | 0 | 0 | 0 | 0 | [9 empty] | 0 | 0 | 0 | 0 | 0 | 0 | 0 | 0 | 0 | 0 | 0 | 0 | 0 | 0 | 0 | 0 | 0 | 0 | 0 | 0 | 0 | 0 | 0.047552 | 0.00013 | 0.00025 | 0.00038 | 0.0005 | 0 | 0 | 0 |  | 0.0483 | 0.0483 | 0.0711 | 0.0717
2014-03-19 | 5時 |  | 0 | 0 | 0 | 0 | [9 empty] | 0 | 0 | 0 | 0 | 0 | 0 | 0 | 0 | 0 | 0 | 0 | 0 | 0 | 0 | 0 | 0 | 0 | 0 | 0 | 0 | 0 | 0 | 0.047552 | 0.00013 | 0.00025 | 0.00038 | 0.0005 | 0 | 0 | 0 |  | 0.056 | 0.0561 | 0.0788 | 0.0795
2014-03-19 | 6時 |  | 0 | 0 | 0 | 0 | [9 empty] | 0 | 0 | 0 | 0 | 0 | 0 | 0 | 0 | 0 | 0 | 0 | 0 | 0 | 0 | 0 | 0 | 0 | 0 | 0 | 0 | 0 | 0 | 0.047552 | 0.00033 | 0.00067 | 0.001 | 0.00133 | 0 | 0.024649 | 0.011815 |  | 0.0859 | 0.1159 | 0.1685 | 0.1692
2014-03-19 | 7時 |  | 26.2887 | 0 | 9.5388 | 0 | [9 empty] | 3.3893 | 0 | 0 | 0 | 0 | 0.8405 | 0 | 0 | 0 | 0 | 0 | 0 | 0 | 0 | 0 | 0 | 0 | 0 | 0 | 0 | 0 | 0 | 0.047552 | 0.00033 | 0.00067 | 0.001 | 0.00133 | 0.093503 | 0 | 0.015347 |  | 0.2346 | 0.2703 | 0.3287 | 0.3294
2014-03-19 | 8時 |  | 7.0034 | 0 | 10.4765 | 0 | [9 empty] | 0.60296 | 0 | 0 | 0 | 0 | 0.89073 | 0 | 0 | 0 | 0 | 0 | 0 | 0 | 0 | 0 | 0 | 0 | 0 | 0 | 0 | 0 | 0 | 0.047552 | 0.00705 | 0.01409 | 0.02114 | 0.02818 | 0.13653 | 0.078545 | 0.060527 |  | 0.2282 | 0.3325 | 0.4595 | 0.4602
2014-03-19 | 9時 |  | 2.238 | 0 | 1.568 | 0 | [9 empty] | 0.25683 | 0 | 0 | 0 | 0 | 0.36846 | 0 | 0 | 0 | 0 | 0 | 0 | 0 | 0 | 0 | 0 | 0 | 0 | 0 | 0 | 0 | 0 | 0.047552 | 0.00013 | 0.00025 | 0.00038 | 0.0005 | 0.084877 | 0.053895 | 0.0052775 |  | 0.056 | 0.0561 | 0.0788 | 0.0795
2014-03-19 | 10時 |  | 0.070567 | 0 | 0.023905 | 0 | [9 empty] | 0.11993 | 0 | 0 | 0 | 0 | 0.35197 | 0 | 0 | 0 | 0 | 0 | 0 | 0 | 0 | 0 | 0 | 0 | 0 | 0 | 0 | 0 | 0 | 0.047552 | 0.00013 | 0.00025 | 0.00038 | 0.0005 | 0 | 0 | 0 |  | 0.0483 | 0.0483 | 0.0711 | 0.0717
2014-03-19 | 11時 |  | 0.18203 | 0 | 0.0093051 | 0 | [9 empty] | 0.12218 | 0 | 0 | 0 | 0 | 0.17174 | 0 | 0 | 0 | 0 | 0 | 0 | 0 | 0 | 0 | 0 | 0 | 0 | 0 | 0 | 0 | 0 | 0.047552 | 0.00013 | 0.00025 | 0.00038 | 0.0005 | 0 | 0 | 0 |  | 0.056 | 0.0561 | 0.0788 | 0.0795
2014-03-19 | 12時 |  | 1.6028 | 0 | 0 | 0 | [9 empty] | 0.19862 | 0 | 0 | 0 | 0 | 0 | 0 | 0 | 0 | 0 | 0 | 0 | 0 | 0 | 0 | 0 | 0 | 0 | 0 | 0 | 0 | 0 | 0.047552 | 0.00013 | 0.00025 | 0.00038 | 0.0005 | 0 | 0 | 0 |  | 0.056 | 0.0561 | 0.0788 | 0.0795
2014-03-19 | 13時 |  | 0 | 0 | 0 | 0 | [9 empty] | 0 | 0 | 0 | 0 | 0 | 0 | 0 | 0 | 0 | 0 | 0 | 0 | 0 | 0 | 0 | 0 | 0 | 0 | 0 | 0 | 0 | 0 | 0.047552 | 0.00013 | 0.00025 | 0.00038 | 0.0005 | 0 | 0 | 0 |  | 0.0483 | 0.0483 | 0.0711 | 0.0717
2014-03-19 | 14時 |  | 0 | 0 | 0 | 0 | [9 empty] | 0 | 0 | 0 | 0 | 0 | 0 | 0 | 0 | 0 | 0 | 0 | 0 | 0 | 0 | 0 | 0 | 0 | 0 | 0 | 0 | 0 | 0 | 0.047552 | 0.00013 | 0.00025 | 0.00038 | 0.0005 | 0 | 0 | 0 |  | 0.056 | 0.0561 | 0.0788 | 0.0795
2014-03-19 | 15時 |  | 3.8802 | 0 | 0.90347 | 0 | [9 empty] | 0.32002 | 0 | 0 | 0 | 0 | 0.17837 | 0 | 0 | 0 | 0 | 0 | 0 | 0 | 0 | 0 | 0 | 0 | 0 | 0 | 0 | 0 | 0 | 0.047552 | 0.00013 | 0.00025 | 0.00038 | 0.0005 | 0 | 0 | 0 |  | 0.056 | 0.0561 | 0.0788 | 0.0795
2014-03-19 | 16時 |  | 5.7316 | 0 | 1.0529 | 0 | [9 empty] | 0.4637 | 0 | 0 | 0 | 0 | 0.18623 | 0 | 0 | 0 | 0 | 0 | 0 | 0 | 0 | 0 | 0 | 0 | 0 | 0 | 0 | 0 | 0 | 0.047552 | 0.00013 | 0.00025 | 0.00038 | 0.0005 | 0 | 0 | 0 |  | 0.0483 | 0.0483 | 0.0711 | 0.0717
2014-03-19 | 17時 |  | 6.904 | 0 | 1.5483 | 0 | [9 empty] | 0.55749 | 0 | 0 | 0 | 0 | 0.2004 | 0 | 0 | 0 | 0 | 0 | 0 | 0 | 0 | 0 | 0 | 0 | 0 | 0 | 0 | 0 | 0 | 0.047552 | 0.00013 | 0.00025 | 0.00038 | 0.0005 | 0 | 0 | 0 |  | 0.056 | 0.0561 | 0.0788 | 0.0795
2014-03-19 | 18時 |  | 4.2046 | 0 | 0 | 0 | [9 empty] | 0.47978 | 0 | 0 | 0 | 0 | 0 | 0 | 0 | 0 | 0 | 0 | 0 | 0 | 0 | 0 | 0 | 0 | 0 | 0 | 0 | 0 | 0 | 0.047552 | 0.00013 | 0.00025 | 0.00038 | 0.0005 | 0 | 0 | 0 |  | 0.056 | 0.0561 | 0.0788 | 0.0795
2014-03-19 | 19時 |  | 4.7639 | 0 | 7.0378 | 0 | [9 empty] | 0.52774 | 0 | 0 | 0 | 0 | 0.72218 | 0 | 0 | 0 | 0 | 0 | 0 | 0 | 0 | 0 | 0 | 0 | 0 | 0 | 0 | 0 | 0 | 0.047552 | 0.00013 | 0.00025 | 0.00038 | 0.0005 | 0 | 0 | 0 |  | 0.0483 | 0.0483 | 0.0711 | 0.0717
2014-03-19 | 20時 |  | 5.0028 | 0 | 3.8909 | 0 | [9 empty] | 0.55307 | 0 | 0 | 0 | 0 | 0.48323 | 0 | 0 | 0 | 0 | 0 | 0 | 0 | 0 | 0 | 0 | 0 | 0 | 0 | 0 | 0 | 0 | 0.047552 | 0.00054 | 0.00108 | 0.00163 | 0.00217 | 0.062335 | 0 | 0.0082775 |  | 0.1304 | 0.2048 | 0.3129 | 0.4626
2014-03-19 | 21時 |  | 5.5165 | 0 | 3.3408 | 0 | [9 empty] | 0.60161 | 0 | 0 | 0 | 0 | 0.45381 | 0 | 0 | 0 | 0 | 0 | 0 | 0 | 0 | 0 | 0 | 0 | 0 | 0 | 0 | 0 | 0 | 0.047552 | 0.00033 | 0.00067 | 0.001 | 0.00133 | 0.12467 | 0.026771 | 0.031304 |  | 0.1755 | 0.2411 | 0.3322 | 0.4447
2014-03-19 | 22時 |  | 0 | 0 | 0 | 0 | [9 empty] | 0 | 0 | 0 | 0 | 0 | 0 | 0 | 0 | 0 | 0 | 0 | 0 | 0 | 0 | 0 | 0 | 0 | 0 | 0 | 0 | 0 | 0 | 0.047552 | 0.00352 | 0.00703 | 0.01055 | 0.01406 | 0.12467 | 0.16133 | 0.043827 |  | 0.051 | 0.0511 | 0.0952 | 0.0959
2014-03-19 | 23時 |  | 0 | 0 | 0 | 0 | [9 empty] | 0 | 0 | 0 | 0 | 0 | 0 | 0 | 0 | 0 | 0 | 0 | 0 | 0 | 0 | 0 | 0 | 0 | 0 | 0 | 0 | 0 | 0 | 0.047552 | 0.00628 | 0.01256 | 0.01884 | 0.02512 | 0.062335 | 0.15709 | 0.044922 |  | 0.1877 | 0.2176 | 0.2703 | 0.2709
2014-03-20 | 0時 |  | 0 | 0 | 0 | 0 | [9 empty] | 0 | 0 | 0 | 0 | 0 | 0 | 0 | 0 | 0 | 0 | 0 | 0 | 0 | 0 | 0 | 0 | 0 | 0 | 0 | 0 | 0 | 0 | 0.047552 | 0.00013 | 0.00025 | 0.00038 | 0.0005 | 0 | 0.078899 | 0.011656 |  | 0.1578 | 0.1578 | 0.1806 | 0.1812
2014-03-20 | 1時 |  | 0 | 0 | 0 | 0 | [9 empty] | 0 | 0 | 0 | 0 | 0 | 0 | 0 | 0 | 0 | 0 | 0 | 0 | 0 | 0 | 0 | 0 | 0 | 0 | 0 | 0 | 0 | 0 | 0.047552 | 0.00013 | 0.00025 | 0.00038 | 0.0005 | 0 | 0 | 0 |  | 0.0483 | 0.0483 | 0.0711 | 0.0717
2014-03-20 | 2時 |  | 0 | 0 | 0 | 0 | [9 empty] | 0 | 0 | 0 | 0 | 0 | 0 | 0 | 0 | 0 | 0 | 0 | 0 | 0 | 0 | 0 | 0 | 0 | 0 | 0 | 0 | 0 | 0 | 0.047552 | 0.00013 | 0.00025 | 0.00038 | 0.0005 | 0 | 0 | 0 |  | 0.056 | 0.0561 | 0.0788 | 0.0795
2014-03-20 | 3時 |  | 0 | 0 | 0 | 0 | [9 empty] | 0 | 0 | 0 | 0 | 0 | 0 | 0 | 0 | 0 | 0 | 0 | 0 | 0 | 0 | 0 | 0 | 0 | 0 | 0 | 0 | 0 | 0 | 0.047552 | 0.00013 | 0.00025 | 0.00038 | 0.0005 | 0 | 0 | 0 |  | 0.056 | 0.0561 | 0.0788 | 0.0795
2014-03-20 | 4時 |  | 0 | 0 | 0 | 0 | [9 empty] | 0 | 0 | 0 | 0 | 0 | 0 | 0 | 0 | 0 | 0 | 0 | 0 | 0 | 0 | 0 | 0 | 0 | 0 | 0 | 0 | 0 | 0 | 0.047552 | 0.00013 | 0.00025 | 0.00038 | 0.0005 | 0 | 0 | 0 |  | 0.0483 | 0.0483 | 0.0711 | 0.0717
2014-03-20 | 5時 |  | 20.876 | 5.7229 | 0 | 0 | [9 empty] | 3.5936 | 0 | 0 | 0 | 0 | 0 | 0 | 0 | 0 | 0 | 0 | 0 | 0 | 0 | 0 | 0 | 0 | 0 | 0 | 0 | 0 | 0 | 0.047552 | 0.00013 | 0.00025 | 0.00038 | 0.0005 | 0 | 0 | 0 |  | 0.056 | 0.0561 | 0.0788 | 0.0795
2014-03-20 | 6時 |  | 8.3038 | 0 | 0 | 0 | [9 empty] | 0.89448 | 0 | 0 | 0 | 0 | 0 | 0 | 0 | 0 | 0 | 0 | 0 | 0 | 0 | 0 | 0 | 0 | 0 | 0 | 0 | 0 | 0 | 0.047552 | 0.00338 | 0.00675 | 0.01013 | 0.01351 | 0 | 0.024649 | 0.011815 |  | 0.1925 | 0.2611 | 0.3525 | 0.3531
2014-03-20 | 7時 |  | 5.6538 | 0 | 0 | 0 | [9 empty] | 0.62642 | 0 | 0 | 0 | 0 | 0 | 0 | 0 | 0 | 0 | 0 | 0 | 0 | 0 | 0 | 0 | 0 | 0 | 0 | 0 | 0 | 0 | 0.047552 | 0.00054 | 0.00108 | 0.00163 | 0.00217 | 0.13859 | 0.053895 | 0.036861 |  | 0.1524 | 0.248 | 0.3662 | 0.3669
2014-03-20 | 8時 |  | 2.1125 | 0 | 0 | 0 | [9 empty] | 0.29076 | 0 | 0 | 0 | 0 | 0 | 0 | 0 | 0 | 0 | 0 | 0 | 0 | 0 | 0 | 0 | 0 | 0 | 0 | 0 | 0 | 0 | 0.047552 | 0.00054 | 0.00108 | 0.00163 | 0.00217 | 0.093503 | 0 | 0.035602 |  | 0.1091 | 0.1448 | 0.2032 | 0.2039
2014-03-20 | 9時 |  | 0 | 0 | 0 | 0 | [9 empty] | 0 | 0 | 0 | 0 | 0 | 0 | 0 | 0 | 0 | 0 | 0 | 0 | 0 | 0 | 0 | 0 | 0 | 0 | 0 | 0 | 0 | 0 | 0.047552 | 0.00013 | 0.00025 | 0.00038 | 0.0005 | 0.17838 | 0.10971 | 0.042749 |  | 0.3011 | 0.3368 | 0.3953 | 0.396
2014-03-20 | 10時 |  | 0 | 0 | 0 | 0 | [9 empty] | 0 | 0 | 0 | 0 | 0 | 0 | 0 | 0 | 0 | 0 | 0 | 0 | 0 | 0 | 0 | 0 | 0 | 0 | 0 | 0 | 0 | 0 | 0.047552 | 0.00033 | 0.00067 | 0.001 | 0.00133 | 0.093503 | 0 | 0.012523 |  | 0.0483 | 0.0483 | 0.0711 | 0.0717
2014-03-20 | 11時 |  | 8.7711 | 0 | 0 | 0 | [9 empty] | 0.65169 | 0 | 0 | 0 | 0 | 0 | 0 | 0 | 0 | 0 | 0 | 0 | 0 | 0 | 0 | 0 | 0 | 0 | 0 | 0 | 0 | 0 | 0.047552 | 0.00013 | 0.00025 | 0.00038 | 0.0005 | 0 | 0 | 0.0052775 |  | 0.056 | 0.0561 | 0.0788 | 0.0795
2014-03-20 | 12時 |  | 4.3924 | 0 | 0 | 0 | [9 empty] | 0.35738 | 0 | 0 | 0 | 0 | 0 | 0 | 0 | 0 | 0 | 0 | 0 | 0 | 0 | 0 | 0 | 0 | 0 | 0 | 0 | 0 | 0 | 0.047552 | 0.00338 | 0.00675 | 0.01013 | 0.01351 | 0.05371 | 0 | 0.0052775 |  | 0.1983 | 0.2727 | 0.3698 | 0.3705
2014-03-20 | 13時 |  | 0 | 0 | 0 | 0 | [9 empty] | 0 | 0 | 0 | 0 | 0 | 0 | 0 | 0 | 0 | 0 | 0 | 0 | 0 | 0 | 0 | 0 | 0 | 0 | 0 | 0 | 0 | 0 | 0.047552 | 0.00033 | 0.00067 | 0.001 | 0.00133 | 0.11604 | 0 | 0 |  | 0.0483 | 0.0483 | 0.0711 | 0.0717
2014-03-20 | 14時 |  | 0 | 0 | 0 | 0 | [9 empty] | 0 | 0 | 0 | 0 | 0 | 0 | 0 | 0 | 0 | 0 | 0 | 0 | 0 | 0 | 0 | 0 | 0 | 0 | 0 | 0 | 0 | 0 | 0.047552 | 0.00013 | 0.00025 | 0.00038 | 0.0005 | 0.031168 | 0 | 0.017801 |  | 0.056 | 0.0561 | 0.0788 | 0.0795
2014-03-20 | 15時 |  | 8.4126 | 0 | 0 | 0 | [9 empty] | 0.5989 | 0 | 0 | 0 | 0 | 0 | 0 | 0 | 0 | 0 | 0 | 0 | 0 | 0 | 0 | 0 | 0 | 0 | 0 | 0 | 0 | 0 | 0.047552 | 0.00013 | 0.00025 | 0.00038 | 0.0005 | 0 | 0 | 0 |  | 0.056 | 0.0561 | 0.0788 | 0.0795
2014-03-20 | 16時 |  | 4.7489 | 0 | 0 | 0 | [9 empty] | 0.36897 | 0 | 0 | 0 | 0 | 0 | 0 | 0 | 0 | 0 | 0 | 0 | 0 | 0 | 0 | 0 | 0 | 0 | 0 | 0 | 0 | 0 | 0.047552 | 0.00033 | 0.00067 | 0.001 | 0.00133 | 0.062335 | 0 | 0.0052775 |  | 0.0483 | 0.0483 | 0.0711 | 0.0717
2014-03-20 | 17時 |  | 7.0494 | 0 | 5.8201 | 0 | [9 empty] | 0.52103 | 0 | 0 | 0 | 0 | 0.40379 | 0 | 0 | 0 | 0 | 0 | 0 | 0 | 0 | 0 | 0 | 0 | 0 | 0 | 0 | 0 | 0 | 0.047552 | 0.00033 | 0.00067 | 0.001 | 0.00133 | 0.10536 | 0 | 0.0082775 |  | 0.1304 | 0.2048 | 0.3019 | 0.3026
2014-03-20 | 18時 |  | 7.1921 | 0 | 0 | 0 | [9 empty] | 0.53991 | 0 | 0 | 0 | 0 | 0 | 0 | 0 | 0 | 0 | 0 | 0 | 0 | 0 | 0 | 0 | 0 | 0 | 0 | 0 | 0 | 0 | 0.047552 | 0.00642 | 0.01284 | 0.01926 | 0.02568 | 0.12467 | 0 | 0.0082775 |  | 0.303 | 0.3387 | 0.3972 | 0.5469
2014-03-20 | 19時 |  | 4.1845 | 0 | 5.5748 | 0 | [9 empty] | 0.34517 | 0 | 0 | 0 | 0 | 0.38942 | 0 | 0 | 0 | 0 | 0 | 0 | 0 | 0 | 0 | 0 | 0 | 0 | 0 | 0 | 0 | 0 | 0.047552 | 0.00642 | 0.01284 | 0.01926 | 0.02568 | 0.21072 | 0.10708 | 0.0082775 |  | 0.0991 | 0.1348 | 0.1932 | 0.1939
2014-03-20 | 20時 |  | 4.6633 | 0 | 4.3586 | 0 | [9 empty] | 0.3816 | 0 | 0 | 0 | 0 | 0.31862 | 0 | 0 | 0 | 0 | 0 | 0 | 0 | 0 | 0 | 0 | 0 | 0 | 0 | 0 | 0 | 0 | 0.047552 | 0.00033 | 0.00067 | 0.001 | 0.00133 | 0.14927 | 0.027125 | 0 |  | 0.0917 | 0.1275 | 0.2102 | 0.2109
2014-03-20 | 21時 |  | 5.052 | 0 | 4.9398 | 0 | [9 empty] | 0.41228 | 0 | 0 | 0 | 0 | 0.45883 | 0 | 0 | 0 | 0 | 0 | 0 | 0 | 0 | 0 | 0 | 0 | 0 | 0 | 0 | 0 | 0 | 0.047552 | 0.00033 | 0.00067 | 0.001 | 0.00133 | 0.14618 | 0.10814 | 0.031304 |  | 0.1216 | 0.1873 | 0.2837 | 0.2844
2014-03-20 | 22時 |  | 5.3178 | 0 | 1.8712 | 0 | [9 empty] | 0.43167 | 0 | 0 | 0 | 0 | 0.20566 | 0 | 0 | 0 | 0 | 0 | 0 | 0 | 0 | 0 | 0 | 0 | 0 | 0 | 0 | 0 | 0 | 0.047552 | 0.00628 | 0.01256 | 0.01884 | 0.02512 | 0.12467 | 0.16133 | 0.043827 |  | 0.1738 | 0.1917 | 0.262 | 0.2626
2014-03-20 | 23時 |  | 0 | 0 | 0 | 0 | [9 empty] | 0 | 0 | 0 | 0 | 0 | 0 | 0 | 0 | 0 | 0 | 0 | 0 | 0 | 0 | 0 | 0 | 0 | 0 | 0 | 0 | 0 | 0 | 0.047552 | 0.0067 | 0.01339 | 0.02009 | 0.02679 | 0.12467 | 0.18881 | 0.031848 |  | 0.1877 | 0.2176 | 0.2756 | 0.2763
2014-03-21 | 0時 |  | 0 | 0 | 0 | 0 | [9 empty] | 0 | 0 | 0 | 0 | 0 | 0 | 0 | 0 | 0 | 0 | 0 | 0 | 0 | 0 | 0 | 0 | 0 | 0 | 0 | 0 | 0 | 0 | 0.047552 | 0.00013 | 0.00025 | 0.00038 | 0.0005 | 0 | 0 | 0 |  | 0.1578 | 0.1578 | 0.1806 | 0.1812
2014-03-21 | 1時 |  | 0 | 0 | 0 | 0 | [9 empty] | 0 | 0 | 0 | 0 | 0 | 0 | 0 | 0 | 0 | 0 | 0 | 0 | 0 | 0 | 0 | 0 | 0 | 0 | 0 | 0 | 0 | 0 | 0.047552 | 0.00013 | 0.00025 | 0.00038 | 0.0005 | 0 | 0 | 0 |  | 0.0483 | 0.0483 | 0.0711 | 0.0717
2014-03-21 | 2時 |  | 0 | 0 | 0 | 0 | [9 empty] | 0 | 0 | 0 | 0 | 0 | 0 | 0 | 0 | 0 | 0 | 0 | 0 | 0 | 0 | 0 | 0 | 0 | 0 | 0 | 0 | 0 | 0 | 0.047552 | 0.00013 | 0.00025 | 0.00038 | 0.0005 | 0 | 0 | 0 |  | 0.056 | 0.0561 | 0.0788 | 0.0795
2014-03-21 | 3時 |  | 0 | 0 | 0 | 0 | [9 empty] | 0 | 0 | 0 | 0 | 0 | 0 | 0 | 0 | 0 | 0 | 0 | 0 | 0 | 0 | 0 | 0 | 0 | 0 | 0 | 0 | 0 | 0 | 0.047552 | 0.00013 | 0.00025 | 0.00038 | 0.0005 | 0 | 0 | 0 |  | 0.056 | 0.0561 | 0.0788 | 0.0795
2014-03-21 | 4時 |  | 0 | 0 | 0 | 0 | [9 empty] | 0 | 0 | 0 | 0 | 0 | 0 | 0 | 0 | 0 | 0 | 0 | 0 | 0 | 0 | 0 | 0 | 0 | 0 | 0 | 0 | 0 | 0 | 0.047552 | 0.00013 | 0.00025 | 0.00038 | 0.0005 | 0 | 0 | 0 |  | 0.0483 | 0.0483 | 0.0711 | 0.0717
2014-03-21 | 5時 |  | 0 | 0 | 0 | 0 | [9 empty] | 0 | 0 | 0 | 0 | 0 | 0 | 0 | 0 | 0 | 0 | 0 | 0 | 0 | 0 | 0 | 0 | 0 | 0 | 0 | 0 | 0 | 0 | 0.047552 | 0.00013 | 0.00025 | 0.00038 | 0.0005 | 0 | 0 | 0 |  | 0.056 | 0.0561 | 0.0788 | 0.0795
2014-03-21 | 6時 |  | 0 | 0 | 0 | 0 | [9 empty] | 0 | 0 | 0 | 0 | 0 | 0 | 0 | 0 | 0 | 0 | 0 | 0 | 0 | 0 | 0 | 0 | 0 | 0 | 0 | 0 | 0 | 0 | 0.047552 | 0.00013 | 0.00025 | 0.00038 | 0.0005 | 0 | 0 | 0 |  | 0.056 | 0.0561 | 0.0788 | 0.0795
2014-03-21 | 7時 |  | 19.3687 | 0 | 6.8044 | 0 | [9 empty] | 1.8044 | 0 | 0 | 0 | 0 | 0.49718 | 0 | 0 | 0 | 0 | 0 | 0 | 0 | 0 | 0 | 0 | 0 | 0 | 0 | 0 | 0 | 0 | 0.047552 | 0.00054 | 0.00108 | 0.00163 | 0.00217 | 0 | 0.024649 | 0.022689 |  | 0.1168 | 0.1854 | 0.2767 | 0.2774
2014-03-21 | 8時 |  | 4.2388 | 0 | 6.812 | 0 | [9 empty] | 0.33274 | 0 | 0 | 0 | 0 | 0.55068 | 0 | 0 | 0 | 0 | 0 | 0 | 0 | 0 | 0 | 0 | 0 | 0 | 0 | 0 | 0 | 0 | 0.047552 | 0.00379 | 0.00759 | 0.01138 | 0.01518 | 0.084877 | 0.078545 | 0.064582 |  | 0.2156 | 0.2812 | 0.3696 | 0.3702
2014-03-21 | 9時 |  | 1.7706 | 0 | 1.3176 | 0 | [9 empty] | 0.17535 | 0 | 0 | 0 | 0 | 0.33549 | 0 | 0 | 0 | 0 | 0 | 0 | 0 | 0 | 0 | 0 | 0 | 0 | 0 | 0 | 0 | 0 | 0.047552 | 0.00033 | 0.00067 | 0.001 | 0.00133 | 0.23209 | 0.16325 | 0.052059 |  | 0.2163 | 0.252 | 0.3265 | 0.3272
2014-03-21 | 10時 |  | 1.1451 | 0 | 0.66336 | 0 | [9 empty] | 0.14089 | 0 | 0 | 0 | 0 | 0.32584 | 0 | 0 | 0 | 0 | 0 | 0 | 0 | 0 | 0 | 0 | 0 | 0 | 0 | 0 | 0 | 0 | 0.047552 | 0.00054 | 0.00108 | 0.00163 | 0.00217 | 0.12467 | 0.21558 | 0.037471 |  | 0.1917 | 0.2274 | 0.3128 | 0.3134
2014-03-21 | 11時 |  | 1.0904 | 0 | 0.1403 | 0 | [9 empty] | 0.13856 | 0 | 0 | 0 | 0 | 0.16262 | 0 | 0 | 0 | 0 | 0 | 0 | 0 | 0 | 0 | 0 | 0 | 0 | 0 | 0 | 0 | 0 | 0.047552 | 0.00033 | 0.00067 | 0.001 | 0.00133 | 0.12467 | 0.21558 | 0 |  | 0.1994 | 0.2352 | 0.315 | 0.3157
2014-03-21 | 12時 |  | 0.036207 | 0 | 0 | 0 | [9 empty] | 0.10493 | 0 | 0 | 0 | 0 | 0 | 0 | 0 | 0 | 0 | 0 | 0 | 0 | 0 | 0 | 0 | 0 | 0 | 0 | 0 | 0 | 0 | 0.047552 | 0.00338 | 0.00675 | 0.01013 | 0.01351 | 0.14721 | 0.13456 | 0.018352 |  | 0.1983 | 0.2727 | 0.3698 | 0.3705
2014-03-21 | 13時 |  | 0 | 0 | 0 | 0 | [9 empty] | 0 | 0 | 0 | 0 | 0 | 0 | 0 | 0 | 0 | 0 | 0 | 0 | 0 | 0 | 0 | 0 | 0 | 0 | 0 | 0 | 0 | 0 | 0.047552 | 0.00033 | 0.00067 | 0.001 | 0.00133 | 0.13756 | 0.026771 | 0.023629 |  | 0.0483 | 0.0483 | 0.0711 | 0.0717
2014-03-21 | 14時 |  | 0 | 0 | 0 | 0 | [9 empty] | 0 | 0 | 0 | 0 | 0 | 0 | 0 | 0 | 0 | 0 | 0 | 0 | 0 | 0 | 0 | 0 | 0 | 0 | 0 | 0 | 0 | 0 | 0.047552 | 0.00013 | 0.00025 | 0.00038 | 0.0005 | 0 | 0 | 0 |  | 0.056 | 0.0561 | 0.0788 | 0.0795
2014-03-21 | 15時 |  | 0.84063 | 0 | 0.10177 | 0 | [9 empty] | 0.12473 | 0 | 0 | 0 | 0 | 0.16086 | 0 | 0 | 0 | 0 | 0 | 0 | 0 | 0 | 0 | 0 | 0 | 0 | 0 | 0 | 0 | 0 | 0.047552 | 0.00013 | 0.00025 | 0.00038 | 0.0005 | 0 | 0 | 0 |  | 0.056 | 0.0561 | 0.0788 | 0.0795
2014-03-21 | 16時 |  | 1.7147 | 0 | 0.16218 | 0 | [9 empty] | 0.16034 | 0 | 0 | 0 | 0 | 0.16267 | 0 | 0 | 0 | 0 | 0 | 0 | 0 | 0 | 0 | 0 | 0 | 0 | 0 | 0 | 0 | 0 | 0.047552 | 0.00054 | 0.00108 | 0.00163 | 0.00217 | 0.062335 | 0.054249 | 0.024058 |  | 0.2095 | 0.275 | 0.3956 | 0.5453
2014-03-21 | 17時 |  | 2.6103 | 0 | 0.53626 | 0 | [9 empty] | 0.20339 | 0 | 0 | 0 | 0 | 0.16517 | 0 | 0 | 0 | 0 | 0 | 0 | 0 | 0 | 0 | 0 | 0 | 0 | 0 | 0 | 0 | 0 | 0.047552 | 0.00642 | 0.01284 | 0.01926 | 0.02568 | 0.12467 | 0.1085 | 0.026923 |  | 0.2423 | 0.2781 | 0.3689 | 0.5187
2014-03-21 | 18時 |  | 1.3675 | 0 | 0 | 0 | [9 empty] | 0.16111 | 0 | 0 | 0 | 0 | 0 | 0 | 0 | 0 | 0 | 0 | 0 | 0 | 0 | 0 | 0 | 0 | 0 | 0 | 0 | 0 | 0 | 0.047552 | 0.00642 | 0.01284 | 0.01926 | 0.02568 | 0.21072 | 0.1085 | 0 |  | 0.1819 | 0.2177 | 0.2978 | 0.4476
2014-03-21 | 19時 |  | 2.0026 | 0 | 2.9829 | 0 | [9 empty] | 0.18995 | 0 | 0 | 0 | 0 | 0.36408 | 0 | 0 | 0 | 0 | 0 | 0 | 0 | 0 | 0 | 0 | 0 | 0 | 0 | 0 | 0 | 0 | 0.047552 | 0.00013 | 0.00025 | 0.00038 | 0.0005 | 0.12879 | 0 | 0.006537 |  | 0.0998 | 0.1355 | 0.2049 | 0.2056
2014-03-21 | 20時 |  | 2.4352 | 0 | 1.8041 | 0 | [9 empty] | 0.22338 | 0 | 0 | 0 | 0 | 0.34897 | 0 | 0 | 0 | 0 | 0 | 0 | 0 | 0 | 0 | 0 | 0 | 0 | 0 | 0 | 0 | 0 | 0.047552 | 0.00033 | 0.00067 | 0.001 | 0.00133 | 0.16769 | 0.10779 | 0.006537 |  | 0.0917 | 0.1275 | 0.2183 | 0.219
2014-03-21 | 21時 |  | 3.0394 | 0 | 1.4744 | 0 | [9 empty] | 0.26011 | 0 | 0 | 0 | 0 | 0.34744 | 0 | 0 | 0 | 0 | 0 | 0 | 0 | 0 | 0 | 0 | 0 | 0 | 0 | 0 | 0 | 0 | 0.047552 | 0.00628 | 0.01256 | 0.01884 | 0.02512 | 0.12467 | 0.18846 | 0.012659 |  | 0.1755 | 0.2411 | 0.3458 | 0.3465
2014-03-21 | 22時 |  | 0 | 0 | 0 | 0 | [9 empty] | 0 | 0 | 0 | 0 | 0 | 0 | 0 | 0 | 0 | 0 | 0 | 0 | 0 | 0 | 0 | 0 | 0 | 0 | 0 | 0 | 0 | 0 | 0.047552 | 0.00649 | 0.01298 | 0.01947 | 0.02595 | 0.12467 | 0.16133 | 0.043827 |  | 0.1139 | 0.1795 | 0.3002 | 0.3009
2014-03-21 | 23時 |  | 0 | 0 | 0 | 0 | [9 empty] | 0 | 0 | 0 | 0 | 0 | 0 | 0 | 0 | 0 | 0 | 0 | 0 | 0 | 0 | 0 | 0 | 0 | 0 | 0 | 0 | 0 | 0 | 0.047552 | 0.00331 | 0.00661 | 0.00992 | 0.01323 | 0.062335 | 0.15709 | 0.04296 |  | 0.1578 | 0.1578 | 0.1806 | 0.1812
2014-03-22 | 0時 |  | 0 | 0 | 0 | 0 | [9 empty] | 0 | 0 | 0 | 0 | 0 | 0 | 0 | 0 | 0 | 0 | 0 | 0 | 0 | 0 | 0 | 0 | 0 | 0 | 0 | 0 | 0 | 0 | 0.047552 | 0.00013 | 0.00025 | 0.00038 | 0.0005 | 0 | 0.078899 | 0.011656 |  | 0.1578 | 0.1578 | 0.1806 | 0.1812
2014-03-22 | 1時 |  | 0 | 0 | 0 | 0 | [9 empty] | 0 | 0 | 0 | 0 | 0 | 0 | 0 | 0 | 0 | 0 | 0 | 0 | 0 | 0 | 0 | 0 | 0 | 0 | 0 | 0 | 0 | 0 | 0.047552 | 0.00013 | 0.00025 | 0.00038 | 0.0005 | 0 | 0 | 0 |  | 0.0483 | 0.0483 | 0.0711 | 0.0717
2014-03-22 | 2時 |  | 0 | 0 | 0 | 0 | [9 empty] | 0 | 0 | 0 | 0 | 0 | 0 | 0 | 0 | 0 | 0 | 0 | 0 | 0 | 0 | 0 | 0 | 0 | 0 | 0 | 0 | 0 | 0 | 0.047552 | 0.00013 | 0.00025 | 0.00038 | 0.0005 | 0 | 0 | 0 |  | 0.056 | 0.0561 | 0.0788 | 0.0795
2014-03-22 | 3時 |  | 0 | 0 | 0 | 0 | [9 empty] | 0 | 0 | 0 | 0 | 0 | 0 | 0 | 0 | 0 | 0 | 0 | 0 | 0 | 0 | 0 | 0 | 0 | 0 | 0 | 0 | 0 | 0 | 0.047552 | 0.00013 | 0.00025 | 0.00038 | 0.0005 | 0 | 0 | 0 |  | 0.056 | 0.0561 | 0.0788 | 0.0795
2014-03-22 | 4時 |  | 0 | 0 | 0 | 0 | [9 empty] | 0 | 0 | 0 | 0 | 0 | 0 | 0 | 0 | 0 | 0 | 0 | 0 | 0 | 0 | 0 | 0 | 0 | 0 | 0 | 0 | 0 | 0 | 0.047552 | 0.00013 | 0.00025 | 0.00038 | 0.0005 | 0 | 0 | 0 |  | 0.0483 | 0.0483 | 0.0711 | 0.0717
2014-03-22 | 5時 |  | 18.4 | 0 | 0 | 0 | [9 empty] | 2.5728 | 0 | 0 | 0 | 0 | 0 | 0 | 0 | 0 | 0 | 0 | 0 | 0 | 0 | 0 | 0 | 0 | 0 | 0 | 0 | 0 | 0 | 0.047552 | 0.00013 | 0.00025 | 0.00038 | 0.0005 | 0 | 0 | 0 |  | 0.056 | 0.0561 | 0.0788 | 0.0795
2014-03-22 | 6時 |  | 6.7279 | 0 | 0 | 0 | [9 empty] | 0.67266 | 0 | 0 | 0 | 0 | 0 | 0 | 0 | 0 | 0 | 0 | 0 | 0 | 0 | 0 | 0 | 0 | 0 | 0 | 0 | 0 | 0 | 0.047552 | 0.00338 | 0.00675 | 0.01013 | 0.01351 | 0 | 0.024649 | 0.011815 |  | 0.1925 | 0.2611 | 0.3525 | 0.3531
2014-03-22 | 7時 |  | 3.328 | 0 | 0 | 0 | [9 empty] | 0.30967 | 0 | 0 | 0 | 0 | 0 | 0 | 0 | 0 | 0 | 0 | 0 | 0 | 0 | 0 | 0 | 0 | 0 | 0 | 0 | 0 | 0 | 0.047552 | 0.00054 | 0.00108 | 0.00163 | 0.00217 | 0.13859 | 0.053895 | 0.036861 |  | 0.1524 | 0.248 | 0.3662 | 0.3669
2014-03-22 | 8時 |  | 0.062686 | 0 | 0 | 0 | [9 empty] | 0.11918 | 0 | 0 | 0 | 0 | 0 | 0 | 0 | 0 | 0 | 0 | 0 | 0 | 0 | 0 | 0 | 0 | 0 | 0 | 0 | 0 | 0 | 0.047552 | 0.00054 | 0.00108 | 0.00163 | 0.00217 | 0.093503 | 0 | 0.035602 |  | 0.1091 | 0.1448 | 0.2032 | 0.2039
2014-03-22 | 9時 |  | 0 | 0 | 0 | 0 | [9 empty] | 0 | 0 | 0 | 0 | 0 | 0 | 0 | 0 | 0 | 0 | 0 | 0 | 0 | 0 | 0 | 0 | 0 | 0 | 0 | 0 | 0 | 0 | 0.047552 | 0.00013 | 0.00025 | 0.00038 | 0.0005 | 0.17838 | 0.10971 | 0.042749 |  | 0.3011 | 0.3368 | 0.3953 | 0.396
2014-03-22 | 10時 |  | 0 | 0 | 0 | 0 | [9 empty] | 0 | 0 | 0 | 0 | 0 | 0 | 0 | 0 | 0 | 0 | 0 | 0 | 0 | 0 | 0 | 0 | 0 | 0 | 0 | 0 | 0 | 0 | 0.047552 | 0.00033 | 0.00067 | 0.001 | 0.00133 | 0.093503 | 0 | 0.012523 |  | 0.0483 | 0.0483 | 0.0711 | 0.0717
2014-03-22 | 11時 |  | 0.07963 | 0 | 0 | 0 | [9 empty] | 0.11721 | 0 | 0 | 0 | 0 | 0 | 0 | 0 | 0 | 0 | 0 | 0 | 0 | 0 | 0 | 0 | 0 | 0 | 0 | 0 | 0 | 0 | 0.047552 | 0.00013 | 0.00025 | 0.00038 | 0.0005 | 0 | 0 | 0.0052775 |  | 0.056 | 0.0561 | 0.0788 | 0.0795
2014-03-22 | 12時 |  | 0.033106 | 0 | 0 | 0 | [9 empty] | 0.11475 | 0 | 0 | 0 | 0 | 0 | 0 | 0 | 0 | 0 | 0 | 0 | 0 | 0 | 0 | 0 | 0 | 0 | 0 | 0 | 0 | 0 | 0.047552 | 0.00338 | 0.00675 | 0.01013 | 0.01351 | 0.05371 | 0 | 0.0052775 |  | 0.1983 | 0.2727 | 0.3698 | 0.3705
2014-03-22 | 13時 |  | 0 | 0 | 0 | 0 | [9 empty] | 0 | 0 | 0 | 0 | 0 | 0 | 0 | 0 | 0 | 0 | 0 | 0 | 0 | 0 | 0 | 0 | 0 | 0 | 0 | 0 | 0 | 0 | 0.047552 | 0.00033 | 0.00067 | 0.001 | 0.00133 | 0.11604 | 0 | 0 |  | 0.0483 | 0.0483 | 0.0711 | 0.0717
2014-03-22 | 14時 |  | 0 | 0 | 0 | 0 | [9 empty] | 0 | 0 | 0 | 0 | 0 | 0 | 0 | 0 | 0 | 0 | 0 | 0 | 0 | 0 | 0 | 0 | 0 | 0 | 0 | 0 | 0 | 0 | 0.047552 | 0.00013 | 0.00025 | 0.00038 | 0.0005 | 0.031168 | 0 | 0.017801 |  | 0.056 | 0.0561 | 0.0788 | 0.0795
2014-03-22 | 15時 |  | 0.11575 | 0 | 0 | 0 | [9 empty] | 0.12109 | 0 | 0 | 0 | 0 | 0 | 0 | 0 | 0 | 0 | 0 | 0 | 0 | 0 | 0 | 0 | 0 | 0 | 0 | 0 | 0 | 0 | 0.047552 | 0.00013 | 0.00025 | 0.00038 | 0.0005 | 0 | 0 | 0 |  | 0.056 | 0.0561 | 0.0788 | 0.0795
2014-03-22 | 16時 |  | 0.13259 | 0 | 0 | 0 | [9 empty] | 0.12502 | 0 | 0 | 0 | 0 | 0 | 0 | 0 | 0 | 0 | 0 | 0 | 0 | 0 | 0 | 0 | 0 | 0 | 0 | 0 | 0 | 0 | 0.047552 | 0.00033 | 0.00067 | 0.001 | 0.00133 | 0.062335 | 0 | 0.0052775 |  | 0.0483 | 0.0483 | 0.0711 | 0.0717
2014-03-22 | 17時 |  | 4.9217 | 0 | 1.0891 | 0 | [9 empty] | 0.43211 | 0 | 0 | 0 | 0 | 0.19053 | 0 | 0 | 0 | 0 | 0 | 0 | 0 | 0 | 0 | 0 | 0 | 0 | 0 | 0 | 0 | 0 | 0.047552 | 0.00033 | 0.00067 | 0.001 | 0.00133 | 0.10536 | 0 | 0.0082775 |  | 0.1304 | 0.2048 | 0.3019 | 0.3026
2014-03-22 | 18時 |  | 5.9783 | 0 | 0 | 0 | [9 empty] | 0.51089 | 0 | 0 | 0 | 0 | 0 | 0 | 0 | 0 | 0 | 0 | 0 | 0 | 0 | 0 | 0 | 0 | 0 | 0 | 0 | 0 | 0 | 0.047552 | 0.00642 | 0.01284 | 0.01926 | 0.02568 | 0.12467 | 0 | 0.0082775 |  | 0.303 | 0.3387 | 0.3972 | 0.5469
2014-03-22 | 19時 |  | 3.4702 | 0 | 2.4537 | 0 | [9 empty] | 0.3663 | 0 | 0 | 0 | 0 | 0.24206 | 0 | 0 | 0 | 0 | 0 | 0 | 0 | 0 | 0 | 0 | 0 | 0 | 0 | 0 | 0 | 0 | 0.047552 | 0.00642 | 0.01284 | 0.01926 | 0.02568 | 0.21072 | 0.10708 | 0.0082775 |  | 0.0991 | 0.1348 | 0.1932 | 0.1939
2014-03-22 | 20時 |  | 4.5319 | 0 | 3.6462 | 0 | [9 empty] | 0.44776 | 0 | 0 | 0 | 0 | 0.3118 | 0 | 0 | 0 | 0 | 0 | 0 | 0 | 0 | 0 | 0 | 0 | 0 | 0 | 0 | 0 | 0 | 0.047552 | 0.00033 | 0.00067 | 0.001 | 0.00133 | 0.14927 | 0.027125 | 0 |  | 0.0917 | 0.1275 | 0.2102 | 0.2109
2014-03-22 | 21時 |  | 5.2809 | 0 | 4.6276 | 0 | [9 empty] | 0.49965 | 0 | 0 | 0 | 0 | 0.481 | 0 | 0 | 0 | 0 | 0 | 0 | 0 | 0 | 0 | 0 | 0 | 0 | 0 | 0 | 0 | 0 | 0.047552 | 0.00033 | 0.00067 | 0.001 | 0.00133 | 0.14618 | 0.10814 | 0.031304 |  | 0.1216 | 0.1873 | 0.2837 | 0.2844
2014-03-22 | 22時 |  | 5.8637 | 0 | 1.9431 | 0 | [9 empty] | 0.53904 | 0 | 0 | 0 | 0 | 0.22365 | 0 | 0 | 0 | 0 | 0 | 0 | 0 | 0 | 0 | 0 | 0 | 0 | 0 | 0 | 0 | 0 | 0.047552 | 0.00628 | 0.01256 | 0.01884 | 0.02512 | 0.12467 | 0.16133 | 0.043827 |  | 0.1738 | 0.1917 | 0.262 | 0.2626
2014-03-22 | 23時 |  | 0 | 0 | 0 | 0 | [9 empty] | 0 | 0 | 0 | 0 | 0 | 0 | 0 | 0 | 0 | 0 | 0 | 0 | 0 | 0 | 0 | 0 | 0 | 0 | 0 | 0 | 0 | 0 | 0.047552 | 0.0067 | 0.01339 | 0.02009 | 0.02679 | 0.12467 | 0.18881 | 0.031848 |  | 0.1877 | 0.2176 | 0.2756 | 0.2763
2014-03-23 | 0時 |  | 0 | 0 | 0 | 0 | [9 empty] | 0 | 0 | 0 | 0 | 0 | 0 | 0 | 0 | 0 | 0 | 0 | 0 | 0 | 0 | 0 | 0 | 0 | 0 | 0 | 0 | 0 | 0 | 0.047552 | 0.00013 | 0.00025 | 0.00038 | 0.0005 | 0 | 0.078899 | 0.011656 |  | 0.1578 | 0.1578 | 0.1806 | 0.1812
2014-03-23 | 1時 |  | 0 | 0 | 0 | 0 | [9 empty] | 0 | 0 | 0 | 0 | 0 | 0 | 0 | 0 | 0 | 0 | 0 | 0 | 0 | 0 | 0 | 0 | 0 | 0 | 0 | 0 | 0 | 0 | 0.047552 | 0.00013 | 0.00025 | 0.00038 | 0.0005 | 0 | 0 | 0 |  | 0.0483 | 0.0483 | 0.0711 | 0.0717
2014-03-23 | 2時 |  | 0 | 0 | 0 | 0 | [9 empty] | 0 | 0 | 0 | 0 | 0 | 0 | 0 | 0 | 0 | 0 | 0 | 0 | 0 | 0 | 0 | 0 | 0 | 0 | 0 | 0 | 0 | 0 | 0.047552 | 0.00013 | 0.00025 | 0.00038 | 0.0005 | 0 | 0 | 0 |  | 0.056 | 0.0561 | 0.0788 | 0.0795
2014-03-23 | 3時 |  | 0 | 0 | 0 | 0 | [9 empty] | 0 | 0 | 0 | 0 | 0 | 0 | 0 | 0 | 0 | 0 | 0 | 0 | 0 | 0 | 0 | 0 | 0 | 0 | 0 | 0 | 0 | 0 | 0.047552 | 0.00013 | 0.00025 | 0.00038 | 0.0005 | 0 | 0 | 0 |  | 0.056 | 0.0561 | 0.0788 | 0.0795
2014-03-23 | 4時 |  | 0 | 0 | 0 | 0 | [9 empty] | 0 | 0 | 0 | 0 | 0 | 0 | 0 | 0 | 0 | 0 | 0 | 0 | 0 | 0 | 0 | 0 | 0 | 0 | 0 | 0 | 0 | 0 | 0.047552 | 0.00013 | 0.00025 | 0.00038 | 0.0005 | 0 | 0 | 0 |  | 0.0483 | 0.0483 | 0.0711 | 0.0717
2014-03-23 | 5時 |  | 20.7337 | 4.9704 | 0 | 0 | [9 empty] | 3.5866 | 0 | 0 | 0 | 0 | 0 | 0 | 0 | 0 | 0 | 0 | 0 | 0 | 0 | 0 | 0 | 0 | 0 | 0 | 0 | 0 | 0 | 0.047552 | 0.00013 | 0.00025 | 0.00038 | 0.0005 | 0 | 0 | 0 |  | 0.056 | 0.0561 | 0.0788 | 0.0795
2014-03-23 | 6時 |  | 9.3939 | 0 | 0 | 0 | [9 empty] | 1.0302 | 0 | 0 | 0 | 0 | 0 | 0 | 0 | 0 | 0 | 0 | 0 | 0 | 0 | 0 | 0 | 0 | 0 | 0 | 0 | 0 | 0 | 0.047552 | 0.00338 | 0.00675 | 0.01013 | 0.01351 | 0 | 0.024649 | 0.011815 |  | 0.1925 | 0.2611 | 0.3525 | 0.3531
2014-03-23 | 7時 |  | 7.3361 | 0 | 0 | 0 | [9 empty] | 0.78696 | 0 | 0 | 0 | 0 | 0 | 0 | 0 | 0 | 0 | 0 | 0 | 0 | 0 | 0 | 0 | 0 | 0 | 0 | 0 | 0 | 0 | 0.047552 | 0.00054 | 0.00108 | 0.00163 | 0.00217 | 0.13859 | 0.053895 | 0.036861 |  | 0.1524 | 0.248 | 0.3662 | 0.3669
2014-03-23 | 8時 |  | 3.4702 | 0 | 0 | 0 | [9 empty] | 0.3557 | 0 | 0 | 0 | 0 | 0 | 0 | 0 | 0 | 0 | 0 | 0 | 0 | 0 | 0 | 0 | 0 | 0 | 0 | 0 | 0 | 0 | 0.047552 | 0.00054 | 0.00108 | 0.00163 | 0.00217 | 0.093503 | 0 | 0.035602 |  | 0.1091 | 0.1448 | 0.2032 | 0.2039
2014-03-23 | 9時 |  | 0 | 0 | 0 | 0 | [9 empty] | 0 | 0 | 0 | 0 | 0 | 0 | 0 | 0 | 0 | 0 | 0 | 0 | 0 | 0 | 0 | 0 | 0 | 0 | 0 | 0 | 0 | 0 | 0.047552 | 0.00013 | 0.00025 | 0.00038 | 0.0005 | 0.17838 | 0.10971 | 0.042749 |  | 0.3011 | 0.3368 | 0.3953 | 0.396
2014-03-23 | 10時 |  | 0 | 0 | 0 | 0 | [9 empty] | 0 | 0 | 0 | 0 | 0 | 0 | 0 | 0 | 0 | 0 | 0 | 0 | 0 | 0 | 0 | 0 | 0 | 0 | 0 | 0 | 0 | 0 | 0.047552 | 0.00033 | 0.00067 | 0.001 | 0.00133 | 0.093503 | 0 | 0.012523 |  | 0.0483 | 0.0483 | 0.0711 | 0.0717
2014-03-23 | 11時 |  | 3.5854 | 0 | 0 | 0 | [9 empty] | 0.31294 | 0 | 0 | 0 | 0 | 0 | 0 | 0 | 0 | 0 | 0 | 0 | 0 | 0 | 0 | 0 | 0 | 0 | 0 | 0 | 0 | 0 | 0.047552 | 0.00013 | 0.00025 | 0.00038 | 0.0005 | 0 | 0 | 0.0052775 |  | 0.056 | 0.0561 | 0.0788 | 0.0795
2014-03-23 | 12時 |  | 1.0449 | 0 | 0 | 0 | [9 empty] | 0.16764 | 0 | 0 | 0 | 0 | 0 | 0 | 0 | 0 | 0 | 0 | 0 | 0 | 0 | 0 | 0 | 0 | 0 | 0 | 0 | 0 | 0 | 0.047552 | 0.00338 | 0.00675 | 0.01013 | 0.01351 | 0.05371 | 0 | 0.0052775 |  | 0.1983 | 0.2727 | 0.3698 | 0.3705
2014-03-23 | 13時 |  | 0 | 0 | 0 | 0 | [9 empty] | 0 | 0 | 0 | 0 | 0 | 0 | 0 | 0 | 0 | 0 | 0 | 0 | 0 | 0 | 0 | 0 | 0 | 0 | 0 | 0 | 0 | 0 | 0.047552 | 0.00033 | 0.00067 | 0.001 | 0.00133 | 0.11604 | 0 | 0 |  | 0.0483 | 0.0483 | 0.0711 | 0.0717
2014-03-23 | 14時 |  | 0 | 0 | 0 | 0 | [9 empty] | 0 | 0 | 0 | 0 | 0 | 0 | 0 | 0 | 0 | 0 | 0 | 0 | 0 | 0 | 0 | 0 | 0 | 0 | 0 | 0 | 0 | 0 | 0.047552 | 0.00013 | 0.00025 | 0.00038 | 0.0005 | 0.031168 | 0 | 0.017801 |  | 0.056 | 0.0561 | 0.0788 | 0.0795
2014-03-23 | 15時 |  | 3.3714 | 0 | 0 | 0 | [9 empty] | 0.27531 | 0 | 0 | 0 | 0 | 0 | 0 | 0 | 0 | 0 | 0 | 0 | 0 | 0 | 0 | 0 | 0 | 0 | 0 | 0 | 0 | 0 | 0.047552 | 0.00013 | 0.00025 | 0.00038 | 0.0005 | 0 | 0 | 0 |  | 0.056 | 0.0561 | 0.0788 | 0.0795
2014-03-23 | 16時 |  | 2.3989 | 0 | 0 | 0 | [9 empty] | 0.22441 | 0 | 0 | 0 | 0 | 0 | 0 | 0 | 0 | 0 | 0 | 0 | 0 | 0 | 0 | 0 | 0 | 0 | 0 | 0 | 0 | 0 | 0.047552 | 0.00033 | 0.00067 | 0.001 | 0.00133 | 0.062335 | 0 | 0.0052775 |  | 0.0483 | 0.0483 | 0.0711 | 0.0717
2014-03-23 | 17時 |  | 5.1913 | 0 | 3.1301 | 0 | [9 empty] | 0.39395 | 0 | 0 | 0 | 0 | 0.24649 | 0 | 0 | 0 | 0 | 0 | 0 | 0 | 0 | 0 | 0 | 0 | 0 | 0 | 0 | 0 | 0 | 0.047552 | 0.00033 | 0.00067 | 0.001 | 0.00133 | 0.10536 | 0 | 0.0082775 |  | 0.1304 | 0.2048 | 0.3019 | 0.3026
2014-03-23 | 18時 |  | 5.6974 | 0 | 0 | 0 | [9 empty] | 0.43218 | 0 | 0 | 0 | 0 | 0 | 0 | 0 | 0 | 0 | 0 | 0 | 0 | 0 | 0 | 0 | 0 | 0 | 0 | 0 | 0 | 0 | 0.047552 | 0.00642 | 0.01284 | 0.01926 | 0.02568 | 0.12467 | 0 | 0.0082775 |  | 0.303 | 0.3387 | 0.3972 | 0.5469
2014-03-23 | 19時 |  | 3.2528 | 0 | 3.6403 | 0 | [9 empty] | 0.29732 | 0 | 0 | 0 | 0 | 0.27808 | 0 | 0 | 0 | 0 | 0 | 0 | 0 | 0 | 0 | 0 | 0 | 0 | 0 | 0 | 0 | 0 | 0.047552 | 0.00642 | 0.01284 | 0.01926 | 0.02568 | 0.21072 | 0.10708 | 0.0082775 |  | 0.0991 | 0.1348 | 0.1932 | 0.1939
2014-03-23 | 20時 |  | 3.9798 | 0 | 3.5719 | 0 | [9 empty] | 0.34966 | 0 | 0 | 0 | 0 | 0.27919 | 0 | 0 | 0 | 0 | 0 | 0 | 0 | 0 | 0 | 0 | 0 | 0 | 0 | 0 | 0 | 0 | 0.047552 | 0.00033 | 0.00067 | 0.001 | 0.00133 | 0.14927 | 0.027125 | 0 |  | 0.0917 | 0.1275 | 0.2102 | 0.2109
2014-03-23 | 21時 |  | 4.4727 | 0 | 4.1101 | 0 | [9 empty] | 0.38215 | 0 | 0 | 0 | 0 | 0.42825 | 0 | 0 | 0 | 0 | 0 | 0 | 0 | 0 | 0 | 0 | 0 | 0 | 0 | 0 | 0 | 0 | 0.047552 | 0.00033 | 0.00067 | 0.001 | 0.00133 | 0.14618 | 0.10814 | 0.031304 |  | 0.1216 | 0.1873 | 0.2837 | 0.2844
2014-03-23 | 22時 |  | 4.8302 | 0 | 1.6071 | 0 | [9 empty] | 0.40552 | 0 | 0 | 0 | 0 | 0.19866 | 0 | 0 | 0 | 0 | 0 | 0 | 0 | 0 | 0 | 0 | 0 | 0 | 0 | 0 | 0 | 0 | 0.047552 | 0.00628 | 0.01256 | 0.01884 | 0.02512 | 0.12467 | 0.16133 | 0.043827 |  | 0.1738 | 0.1917 | 0.262 | 0.2626
2014-03-23 | 23時 |  | 0 | 0 | 0 | 0 | [9 empty] | 0 | 0 | 0 | 0 | 0 | 0 | 0 | 0 | 0 | 0 | 0 | 0 | 0 | 0 | 0 | 0 | 0 | 0 | 0 | 0 | 0 | 0 | 0.047552 | 0.0067 | 0.01339 | 0.02009 | 0.02679 | 0.12467 | 0.18881 | 0.031848 |  | 0.1877 | 0.2176 | 0.2756 | 0.2763
2014-03-24 | 0時 |  | 0 | 0 | 0 | 0 | [9 empty] | 0 | 0 | 0 | 0 | 0 | 0 | 0 | 0 | 0 | 0 | 0 | 0 | 0 | 0 | 0 | 0 | 0 | 0 | 0 | 0 | 0 | 0 | 0.047552 | 0.00013 | 0.00025 | 0.00038 | 0.0005 | 0 | 0.078899 | 0.011656 |  | 0.1578 | 0.1578 | 0.1806 | 0.1812
2014-03-24 | 1時 |  | 0 | 0 | 0 | 0 | [9 empty] | 0 | 0 | 0 | 0 | 0 | 0 | 0 | 0 | 0 | 0 | 0 | 0 | 0 | 0 | 0 | 0 | 0 | 0 | 0 | 0 | 0 | 0 | 0.047552 | 0.00013 | 0.00025 | 0.00038 | 0.0005 | 0 | 0 | 0 |  | 0.0483 | 0.0483 | 0.0711 | 0.0717
2014-03-24 | 2時 |  | 0 | 0 | 0 | 0 | [9 empty] | 0 | 0 | 0 | 0 | 0 | 0 | 0 | 0 | 0 | 0 | 0 | 0 | 0 | 0 | 0 | 0 | 0 | 0 | 0 | 0 | 0 | 0 | 0.047552 | 0.00013 | 0.00025 | 0.00038 | 0.0005 | 0 | 0 | 0 |  | 0.056 | 0.0561 | 0.0788 | 0.0795
2014-03-24 | 3時 |  | 0 | 0 | 0 | 0 | [9 empty] | 0 | 0 | 0 | 0 | 0 | 0 | 0 | 0 | 0 | 0 | 0 | 0 | 0 | 0 | 0 | 0 | 0 | 0 | 0 | 0 | 0 | 0 | 0.047552 | 0.00013 | 0.00025 | 0.00038 | 0.0005 | 0 | 0 | 0 |  | 0.056 | 0.0561 | 0.0788 | 0.0795
2014-03-24 | 4時 |  | 0 | 0 | 0 | 0 | [9 empty] | 0 | 0 | 0 | 0 | 0 | 0 | 0 | 0 | 0 | 0 | 0 | 0 | 0 | 0 | 0 | 0 | 0 | 0 | 0 | 0 | 0 | 0 | 0.047552 | 0.00013 | 0.00025 | 0.00038 | 0.0005 | 0 | 0 | 0 |  | 0.0483 | 0.0483 | 0.0711 | 0.0717
2014-03-24 | 5時 |  | 21.1978 | 1.1462 | 0 | 0 | [9 empty] | 3.6159 | 0 | 0 | 0 | 0 | 0 | 0 | 0 | 0 | 0 | 0 | 0 | 0 | 0 | 0 | 0 | 0 | 0 | 0 | 0 | 0 | 0 | 0.047552 | 0.00013 | 0.00025 | 0.00038 | 0.0005 | 0 | 0 | 0 |  | 0.056 | 0.0561 | 0.0788 | 0.0795
2014-03-24 | 6時 |  | 8.5811 | 0 | 0 | 0 | [9 empty] | 0.91071 | 0 | 0 | 0 | 0 | 0 | 0 | 0 | 0 | 0 | 0 | 0 | 0 | 0 | 0 | 0 | 0 | 0 | 0 | 0 | 0 | 0 | 0.047552 | 0.00338 | 0.00675 | 0.01013 | 0.01351 | 0 | 0.024649 | 0.011815 |  | 0.1925 | 0.2611 | 0.3525 | 0.3531
2014-03-24 | 7時 |  | 7.3267 | 0 | 0 | 0 | [9 empty] | 0.76253 | 0 | 0 | 0 | 0 | 0 | 0 | 0 | 0 | 0 | 0 | 0 | 0 | 0 | 0 | 0 | 0 | 0 | 0 | 0 | 0 | 0 | 0.047552 | 0.00054 | 0.00108 | 0.00163 | 0.00217 | 0.13859 | 0.053895 | 0.036861 |  | 0.1524 | 0.248 | 0.3662 | 0.3669
2014-03-24 | 8時 |  | 6.2025 | 0 | 0 | 0 | [9 empty] | 0.65303 | 0 | 0 | 0 | 0 | 0 | 0 | 0 | 0 | 0 | 0 | 0 | 0 | 0 | 0 | 0 | 0 | 0 | 0 | 0 | 0 | 0 | 0.047552 | 0.00054 | 0.00108 | 0.00163 | 0.00217 | 0.093503 | 0 | 0.035602 |  | 0.1091 | 0.1448 | 0.2032 | 0.2039
2014-03-24 | 9時 |  | 0 | 0 | 0 | 0 | [9 empty] | 0 | 0 | 0 | 0 | 0 | 0 | 0 | 0 | 0 | 0 | 0 | 0 | 0 | 0 | 0 | 0 | 0 | 0 | 0 | 0 | 0 | 0 | 0.047552 | 0.00013 | 0.00025 | 0.00038 | 0.0005 | 0.17838 | 0.10971 | 0.042749 |  | 0.3011 | 0.3368 | 0.3953 | 0.396
2014-03-24 | 10時 |  | 0 | 0 | 0 | 0 | [9 empty] | 0 | 0 | 0 | 0 | 0 | 0 | 0 | 0 | 0 | 0 | 0 | 0 | 0 | 0 | 0 | 0 | 0 | 0 | 0 | 0 | 0 | 0 | 0.047552 | 0.00033 | 0.00067 | 0.001 | 0.00133 | 0.093503 | 0 | 0.012523 |  | 0.0483 | 0.0483 | 0.0711 | 0.0717
2014-03-24 | 11時 |  | 10.0791 | 0 | 0 | 0 | [9 empty] | 0.74327 | 0 | 0 | 0 | 0 | 0 | 0 | 0 | 0 | 0 | 0 | 0 | 0 | 0 | 0 | 0 | 0 | 0 | 0 | 0 | 0 | 0 | 0.047552 | 0.00013 | 0.00025 | 0.00038 | 0.0005 | 0 | 0 | 0.0052775 |  | 0.056 | 0.0561 | 0.0788 | 0.0795
2014-03-24 | 12時 |  | 4.0961 | 0 | 0 | 0 | [9 empty] | 0.32722 | 0 | 0 | 0 | 0 | 0 | 0 | 0 | 0 | 0 | 0 | 0 | 0 | 0 | 0 | 0 | 0 | 0 | 0 | 0 | 0 | 0 | 0.047552 | 0.00338 | 0.00675 | 0.01013 | 0.01351 | 0.05371 | 0 | 0.0052775 |  | 0.1983 | 0.2727 | 0.3698 | 0.3705
2014-03-24 | 13時 |  | 0 | 0 | 0 | 0 | [9 empty] | 0 | 0 | 0 | 0 | 0 | 0 | 0 | 0 | 0 | 0 | 0 | 0 | 0 | 0 | 0 | 0 | 0 | 0 | 0 | 0 | 0 | 0 | 0.047552 | 0.00033 | 0.00067 | 0.001 | 0.00133 | 0.11604 | 0 | 0 |  | 0.0483 | 0.0483 | 0.0711 | 0.0717
2014-03-24 | 14時 |  | 0 | 0 | 0 | 0 | [9 empty] | 0 | 0 | 0 | 0 | 0 | 0 | 0 | 0 | 0 | 0 | 0 | 0 | 0 | 0 | 0 | 0 | 0 | 0 | 0 | 0 | 0 | 0 | 0.047552 | 0.00013 | 0.00025 | 0.00038 | 0.0005 | 0.031168 | 0 | 0.017801 |  | 0.056 | 0.0561 | 0.0788 | 0.0795
2014-03-24 | 15時 |  | 10.3759 | 0 | 0 | 0 | [9 empty] | 0.76735 | 0 | 0 | 0 | 0 | 0 | 0 | 0 | 0 | 0 | 0 | 0 | 0 | 0 | 0 | 0 | 0 | 0 | 0 | 0 | 0 | 0 | 0.047552 | 0.00013 | 0.00025 | 0.00038 | 0.0005 | 0 | 0 | 0 |  | 0.056 | 0.0561 | 0.0788 | 0.0795
2014-03-24 | 16時 |  | 5.5832 | 0 | 0 | 0 | [9 empty] | 0.42799 | 0 | 0 | 0 | 0 | 0 | 0 | 0 | 0 | 0 | 0 | 0 | 0 | 0 | 0 | 0 | 0 | 0 | 0 | 0 | 0 | 0 | 0.047552 | 0.00033 | 0.00067 | 0.001 | 0.00133 | 0.062335 | 0 | 0.0052775 |  | 0.0483 | 0.0483 | 0.0711 | 0.0717
2014-03-24 | 17時 |  | 7.6142 | 0 | 6.6233 | 0 | [9 empty] | 0.56571 | 0 | 0 | 0 | 0 | 0.46475 | 0 | 0 | 0 | 0 | 0 | 0 | 0 | 0 | 0 | 0 | 0 | 0 | 0 | 0 | 0 | 0 | 0.047552 | 0.00033 | 0.00067 | 0.001 | 0.00133 | 0.10536 | 0 | 0.0082775 |  | 0.1304 | 0.2048 | 0.3019 | 0.3026
2014-03-24 | 18時 |  | 7.952 | 0 | 0 | 0 | [9 empty] | 0.7925 | 0 | 0 | 0 | 0 | 0 | 0 | 0 | 0 | 0 | 0 | 0 | 0 | 0 | 0 | 0 | 0 | 0 | 0 | 0 | 0 | 0 | 0.047552 | 0.00642 | 0.01284 | 0.01926 | 0.02568 | 0.12467 | 0 | 0.0082775 |  | 0.303 | 0.3387 | 0.3972 | 0.5469
2014-03-24 | 19時 |  | 4.8039 | 0 | 6.273 | 0 | [9 empty] | 0.50251 | 0 | 0 | 0 | 0 | 0.61435 | 0 | 0 | 0 | 0 | 0 | 0 | 0 | 0 | 0 | 0 | 0 | 0 | 0 | 0 | 0 | 0 | 0.047552 | 0.00642 | 0.01284 | 0.01926 | 0.02568 | 0.21072 | 0.10708 | 0.0082775 |  | 0.0991 | 0.1348 | 0.1932 | 0.1939
2014-03-24 | 20時 |  | 5.2048 | 0 | 4.8304 | 0 | [9 empty] | 0.54007 | 0 | 0 | 0 | 0 | 0.46377 | 0 | 0 | 0 | 0 | 0 | 0 | 0 | 0 | 0 | 0 | 0 | 0 | 0 | 0 | 0 | 0 | 0.047552 | 0.00033 | 0.00067 | 0.001 | 0.00133 | 0.14927 | 0.027125 | 0 |  | 0.0917 | 0.1275 | 0.2102 | 0.2109
2014-03-24 | 21時 |  | 5.5395 | 0 | 5.5144 | 0 | [9 empty] | 0.57413 | 0 | 0 | 0 | 0 | 0.58366 | 0 | 0 | 0 | 0 | 0 | 0 | 0 | 0 | 0 | 0 | 0 | 0 | 0 | 0 | 0 | 0 | 0.047552 | 0.00033 | 0.00067 | 0.001 | 0.00133 | 0.14618 | 0.10814 | 0.031304 |  | 0.1216 | 0.1873 | 0.2837 | 0.2844
2014-03-24 | 22時 |  | 5.9252 | 0 | 2.1322 | 0 | [9 empty] | 0.62286 | 0 | 0 | 0 | 0 | 0.24949 | 0 | 0 | 0 | 0 | 0 | 0 | 0 | 0 | 0 | 0 | 0 | 0 | 0 | 0 | 0 | 0 | 0.047552 | 0.00628 | 0.01256 | 0.01884 | 0.02512 | 0.12467 | 0.16133 | 0.043827 |  | 0.1738 | 0.1917 | 0.262 | 0.2626
2014-03-24 | 23時 |  | 0 | 0 | 0 | 0 | [9 empty] | 0 | 0 | 0 | 0 | 0 | 0 | 0 | 0 | 0 | 0 | 0 | 0 | 0 | 0 | 0 | 0 | 0 | 0 | 0 | 0 | 0 | 0 | 0.047552 | 0.0067 | 0.01339 | 0.02009 | 0.02679 | 0.12467 | 0.18881 | 0.031848 |  | 0.1877 | 0.2176 | 0.2756 | 0.2763
2014-03-25 | 0時 |  | 0 | 0 | 0 | 0 | [9 empty] | 0 | 0 | 0 | 0 | 0 | 0 | 0 | 0 | 0 | 0 | 0 | 0 | 0 | 0 | 0 | 0 | 0 | 0 | 0 | 0 | 0 | 0 | 0.047552 | 0.00013 | 0.00025 | 0.00038 | 0.0005 | 0 | 0 | 0 |  | 0.1578 | 0.1578 | 0.1806 | 0.1812
2014-03-25 | 1時 |  | 0 | 0 | 0 | 0 | [9 empty] | 0 | 0 | 0 | 0 | 0 | 0 | 0 | 0 | 0 | 0 | 0 | 0 | 0 | 0 | 0 | 0 | 0 | 0 | 0 | 0 | 0 | 0 | 0.047552 | 0.00013 | 0.00025 | 0.00038 | 0.0005 | 0 | 0 | 0 |  | 0.0483 | 0.0483 | 0.0711 | 0.0717
2014-03-25 | 2時 |  | 0 | 0 | 0 | 0 | [9 empty] | 0 | 0 | 0 | 0 | 0 | 0 | 0 | 0 | 0 | 0 | 0 | 0 | 0 | 0 | 0 | 0 | 0 | 0 | 0 | 0 | 0 | 0 | 0.047552 | 0.00013 | 0.00025 | 0.00038 | 0.0005 | 0 | 0 | 0 |  | 0.056 | 0.0561 | 0.0788 | 0.0795
2014-03-25 | 3時 |  | 0 | 0 | 0 | 0 | [9 empty] | 0 | 0 | 0 | 0 | 0 | 0 | 0 | 0 | 0 | 0 | 0 | 0 | 0 | 0 | 0 | 0 | 0 | 0 | 0 | 0 | 0 | 0 | 0.047552 | 0.00013 | 0.00025 | 0.00038 | 0.0005 | 0 | 0 | 0 |  | 0.056 | 0.0561 | 0.0788 | 0.0795
2014-03-25 | 4時 |  | 0 | 0 | 0 | 0 | [9 empty] | 0 | 0 | 0 | 0 | 0 | 0 | 0 | 0 | 0 | 0 | 0 | 0 | 0 | 0 | 0 | 0 | 0 | 0 | 0 | 0 | 0 | 0 | 0.047552 | 0.00013 | 0.00025 | 0.00038 | 0.0005 | 0 | 0 | 0 |  | 0.0483 | 0.0483 | 0.0711 | 0.0717
2014-03-25 | 5時 |  | 0 | 0 | 0 | 0 | [9 empty] | 0 | 0 | 0 | 0 | 0 | 0 | 0 | 0 | 0 | 0 | 0 | 0 | 0 | 0 | 0 | 0 | 0 | 0 | 0 | 0 | 0 | 0 | 0.047552 | 0.00013 | 0.00025 | 0.00038 | 0.0005 | 0 | 0 | 0 |  | 0.056 | 0.0561 | 0.0788 | 0.0795
2014-03-25 | 6時 |  | 0 | 0 | 0 | 0 | [9 empty] | 0 | 0 | 0 | 0 | 0 | 0 | 0 | 0 | 0 | 0 | 0 | 0 | 0 | 0 | 0 | 0 | 0 | 0 | 0 | 0 | 0 | 0 | 0.047552 | 0.00013 | 0.00025 | 0.00038 | 0.0005 | 0 | 0 | 0 |  | 0.056 | 0.0561 | 0.0788 | 0.0795
2014-03-25 | 7時 |  | 21.3542 | 2.3019 | 8.2657 | 0 | [9 empty] | 3.6286 | 0 | 0 | 0 | 0 | 0.92229 | 0 | 0 | 0 | 0 | 0 | 0 | 0 | 0 | 0 | 0 | 0 | 0 | 0 | 0 | 0 | 0 | 0.047552 | 0.00054 | 0.00108 | 0.00163 | 0.00217 | 0 | 0.024649 | 0.022689 |  | 0.1168 | 0.1854 | 0.2767 | 0.2774
2014-03-25 | 8時 |  | 7.8323 | 0 | 10.1642 | 0 | [9 empty] | 0.62781 | 0 | 0 | 0 | 0 | 0.81632 | 0 | 0 | 0 | 0 | 0 | 0 | 0 | 0 | 0 | 0 | 0 | 0 | 0 | 0 | 0 | 0 | 0.047552 | 0.00379 | 0.00759 | 0.01138 | 0.01518 | 0.084877 | 0.078545 | 0.064582 |  | 0.2156 | 0.2812 | 0.3696 | 0.3702
2014-03-25 | 9時 |  | 5.5234 | 0 | 4.1074 | 0 | [9 empty] | 0.46934 | 0 | 0 | 0 | 0 | 0.43543 | 0 | 0 | 0 | 0 | 0 | 0 | 0 | 0 | 0 | 0 | 0 | 0 | 0 | 0 | 0 | 0 | 0.047552 | 0.00033 | 0.00067 | 0.001 | 0.00133 | 0.23209 | 0.16325 | 0.052059 |  | 0.2163 | 0.252 | 0.3265 | 0.3272
2014-03-25 | 10時 |  | 4.9255 | 0 | 3.4174 | 0 | [9 empty] | 0.43792 | 0 | 0 | 0 | 0 | 0.41453 | 0 | 0 | 0 | 0 | 0 | 0 | 0 | 0 | 0 | 0 | 0 | 0 | 0 | 0 | 0 | 0 | 0.047552 | 0.00054 | 0.00108 | 0.00163 | 0.00217 | 0.12467 | 0.21558 | 0.037471 |  | 0.1917 | 0.2274 | 0.3128 | 0.3134
2014-03-25 | 11時 |  | 6.3481 | 0 | 1.8004 | 0 | [9 empty] | 0.5294 | 0 | 0 | 0 | 0 | 0.20988 | 0 | 0 | 0 | 0 | 0 | 0 | 0 | 0 | 0 | 0 | 0 | 0 | 0 | 0 | 0 | 0 | 0.047552 | 0.00033 | 0.00067 | 0.001 | 0.00133 | 0.12467 | 0.21558 | 0 |  | 0.1994 | 0.2352 | 0.315 | 0.3157
2014-03-25 | 12時 |  | 5.5677 | 0 | 0 | 0 | [9 empty] | 0.47512 | 0 | 0 | 0 | 0 | 0 | 0 | 0 | 0 | 0 | 0 | 0 | 0 | 0 | 0 | 0 | 0 | 0 | 0 | 0 | 0 | 0 | 0.047552 | 0.00338 | 0.00675 | 0.01013 | 0.01351 | 0.14721 | 0.13456 | 0.018352 |  | 0.1983 | 0.2727 | 0.3698 | 0.3705
2014-03-25 | 13時 |  | 0 | 0 | 0 | 0 | [9 empty] | 0 | 0 | 0 | 0 | 0 | 0 | 0 | 0 | 0 | 0 | 0 | 0 | 0 | 0 | 0 | 0 | 0 | 0 | 0 | 0 | 0 | 0 | 0.047552 | 0.00033 | 0.00067 | 0.001 | 0.00133 | 0.13756 | 0.026771 | 0.023629 |  | 0.0483 | 0.0483 | 0.0711 | 0.0717
2014-03-25 | 14時 |  | 0 | 0 | 0 | 0 | [9 empty] | 0 | 0 | 0 | 0 | 0 | 0 | 0 | 0 | 0 | 0 | 0 | 0 | 0 | 0 | 0 | 0 | 0 | 0 | 0 | 0 | 0 | 0 | 0.047552 | 0.00013 | 0.00025 | 0.00038 | 0.0005 | 0 | 0 | 0 |  | 0.056 | 0.0561 | 0.0788 | 0.0795
2014-03-25 | 15時 |  | 11.9351 | 0 | 5.4477 | 0 | [9 empty] | 0.95679 | 0 | 0 | 0 | 0 | 0.41523 | 0 | 0 | 0 | 0 | 0 | 0 | 0 | 0 | 0 | 0 | 0 | 0 | 0 | 0 | 0 | 0 | 0.047552 | 0.00013 | 0.00025 | 0.00038 | 0.0005 | 0 | 0 | 0 |  | 0.056 | 0.0561 | 0.0788 | 0.0795
2014-03-25 | 16時 |  | 9.1379 | 0 | 2.6087 | 0 | [9 empty] | 0.72602 | 0 | 0 | 0 | 0 | 0.2416 | 0 | 0 | 0 | 0 | 0 | 0 | 0 | 0 | 0 | 0 | 0 | 0 | 0 | 0 | 0 | 0 | 0.047552 | 0.00054 | 0.00108 | 0.00163 | 0.00217 | 0.062335 | 0.054249 | 0.024058 |  | 0.2095 | 0.275 | 0.3956 | 0.5453
2014-03-25 | 17時 |  | 9.3646 | 0 | 2.7318 | 0 | [9 empty] | 0.75414 | 0 | 0 | 0 | 0 | 0.25029 | 0 | 0 | 0 | 0 | 0 | 0 | 0 | 0 | 0 | 0 | 0 | 0 | 0 | 0 | 0 | 0 | 0.047552 | 0.00642 | 0.01284 | 0.01926 | 0.02568 | 0.12467 | 0.1085 | 0.026923 |  | 0.2423 | 0.2781 | 0.3689 | 0.5187
2014-03-25 | 18時 |  | 5.9045 | 0 | 0 | 0 | [9 empty] | 0.51942 | 0 | 0 | 0 | 0 | 0 | 0 | 0 | 0 | 0 | 0 | 0 | 0 | 0 | 0 | 0 | 0 | 0 | 0 | 0 | 0 | 0 | 0.047552 | 0.00642 | 0.01284 | 0.01926 | 0.02568 | 0.21072 | 0.1085 | 0 |  | 0.1819 | 0.2177 | 0.2978 | 0.4476
2014-03-25 | 19時 |  | 6.3554 | 0 | 10.575 | 0 | [9 empty] | 0.56789 | 0 | 0 | 0 | 0 | 0.86419 | 0 | 0 | 0 | 0 | 0 | 0 | 0 | 0 | 0 | 0 | 0 | 0 | 0 | 0 | 0 | 0 | 0.047552 | 0.00013 | 0.00025 | 0.00038 | 0.0005 | 0.12879 | 0 | 0.006537 |  | 0.0998 | 0.1355 | 0.2049 | 0.2056
2014-03-25 | 20時 |  | 6.4544 | 0 | 5.25 | 0 | [9 empty] | 0.58227 | 0 | 0 | 0 | 0 | 0.50964 | 0 | 0 | 0 | 0 | 0 | 0 | 0 | 0 | 0 | 0 | 0 | 0 | 0 | 0 | 0 | 0 | 0.047552 | 0.00033 | 0.00067 | 0.001 | 0.00133 | 0.16769 | 0.10779 | 0.006537 |  | 0.0917 | 0.1275 | 0.2183 | 0.219
2014-03-25 | 21時 |  | 6.876 | 0 | 4.4393 | 0 | [9 empty] | 0.61589 | 0 | 0 | 0 | 0 | 0.47354 | 0 | 0 | 0 | 0 | 0 | 0 | 0 | 0 | 0 | 0 | 0 | 0 | 0 | 0 | 0 | 0 | 0.047552 | 0.00628 | 0.01256 | 0.01884 | 0.02512 | 0.12467 | 0.18846 | 0.012659 |  | 0.1755 | 0.2411 | 0.3458 | 0.3465
2014-03-25 | 22時 |  | 0 | 0 | 0 | 0 | [9 empty] | 0 | 0 | 0 | 0 | 0 | 0 | 0 | 0 | 0 | 0 | 0 | 0 | 0 | 0 | 0 | 0 | 0 | 0 | 0 | 0 | 0 | 0 | 0.047552 | 0.00649 | 0.01298 | 0.01947 | 0.02595 | 0.12467 | 0.16133 | 0.043827 |  | 0.1139 | 0.1795 | 0.3002 | 0.3009
2014-03-25 | 23時 |  | 0 | 0 | 0 | 0 | [9 empty] | 0 | 0 | 0 | 0 | 0 | 0 | 0 | 0 | 0 | 0 | 0 | 0 | 0 | 0 | 0 | 0 | 0 | 0 | 0 | 0 | 0 | 0 | 0.047552 | 0.00331 | 0.00661 | 0.00992 | 0.01323 | 0.062335 | 0.15709 | 0.04296 |  | 0.1578 | 0.1578 | 0.1806 | 0.1812
2014-03-26 | 0時 |  | 0 | 0 | 0 | 0 | [9 empty] | 0 | 0 | 0 | 0 | 0 | 0 | 0 | 0 | 0 | 0 | 0 | 0 | 0 | 0 | 0 | 0 | 0 | 0 | 0 | 0 | 0 | 0 | 0.047552 | 0.00013 | 0.00025 | 0.00038 | 0.0005 | 0 | 0 | 0 |  | 0.1578 | 0.1578 | 0.1806 | 0.1812
2014-03-26 | 1時 |  | 0 | 0 | 0 | 0 | [9 empty] | 0 | 0 | 0 | 0 | 0 | 0 | 0 | 0 | 0 | 0 | 0 | 0 | 0 | 0 | 0 | 0 | 0 | 0 | 0 | 0 | 0 | 0 | 0.047552 | 0.00013 | 0.00025 | 0.00038 | 0.0005 | 0 | 0 | 0 |  | 0.0483 | 0.0483 | 0.0711 | 0.0717
2014-03-26 | 2時 |  | 0 | 0 | 0 | 0 | [9 empty] | 0 | 0 | 0 | 0 | 0 | 0 | 0 | 0 | 0 | 0 | 0 | 0 | 0 | 0 | 0 | 0 | 0 | 0 | 0 | 0 | 0 | 0 | 0.047552 | 0.00013 | 0.00025 | 0.00038 | 0.0005 | 0 | 0 | 0 |  | 0.056 | 0.0561 | 0.0788 | 0.0795
2014-03-26 | 3時 |  | 0 | 0 | 0 | 0 | [9 empty] | 0 | 0 | 0 | 0 | 0 | 0 | 0 | 0 | 0 | 0 | 0 | 0 | 0 | 0 | 0 | 0 | 0 | 0 | 0 | 0 | 0 | 0 | 0.047552 | 0.00013 | 0.00025 | 0.00038 | 0.0005 | 0 | 0 | 0 |  | 0.056 | 0.0561 | 0.0788 | 0.0795
2014-03-26 | 4時 |  | 0 | 0 | 0 | 0 | [9 empty] | 0 | 0 | 0 | 0 | 0 | 0 | 0 | 0 | 0 | 0 | 0 | 0 | 0 | 0 | 0 | 0 | 0 | 0 | 0 | 0 | 0 | 0 | 0.047552 | 0.00013 | 0.00025 | 0.00038 | 0.0005 | 0 | 0 | 0 |  | 0.0483 | 0.0483 | 0.0711 | 0.0717
2014-03-26 | 5時 |  | 0 | 0 | 0 | 0 | [9 empty] | 0 | 0 | 0 | 0 | 0 | 0 | 0 | 0 | 0 | 0 | 0 | 0 | 0 | 0 | 0 | 0 | 0 | 0 | 0 | 0 | 0 | 0 | 0.047552 | 0.00013 | 0.00025 | 0.00038 | 0.0005 | 0 | 0 | 0 |  | 0.056 | 0.0561 | 0.0788 | 0.0795
2014-03-26 | 6時 |  | 0 | 0 | 0 | 0 | [9 empty] | 0 | 0 | 0 | 0 | 0 | 0 | 0 | 0 | 0 | 0 | 0 | 0 | 0 | 0 | 0 | 0 | 0 | 0 | 0 | 0 | 0 | 0 | 0.047552 | 0.00013 | 0.00025 | 0.00038 | 0.0005 | 0 | 0 | 0 |  | 0.056 | 0.0561 | 0.0788 | 0.0795
2014-03-26 | 7時 |  | 26.7073 | 0 | 9.9964 | 0 | [9 empty] | 3.4898 | 0 | 0 | 0 | 0 | 0.88825 | 0 | 0 | 0 | 0 | 0 | 0 | 0 | 0 | 0 | 0 | 0 | 0 | 0 | 0 | 0 | 0 | 0.047552 | 0.00054 | 0.00108 | 0.00163 | 0.00217 | 0 | 0.024649 | 0.022689 |  | 0.1168 | 0.1854 | 0.2767 | 0.2774
2014-03-26 | 8時 |  | 5.2395 | 0 | 9.9198 | 0 | [9 empty] | 0.4682 | 0 | 0 | 0 | 0 | 0.83621 | 0 | 0 | 0 | 0 | 0 | 0 | 0 | 0 | 0 | 0 | 0 | 0 | 0 | 0 | 0 | 0 | 0.047552 | 0.00379 | 0.00759 | 0.01138 | 0.01518 | 0.084877 | 0.078545 | 0.064582 |  | 0.2156 | 0.2812 | 0.3696 | 0.3702
2014-03-26 | 9時 |  | 1.0262 | 0 | 0.76278 | 0 | [9 empty] | 0.18207 | 0 | 0 | 0 | 0 | 0.36149 | 0 | 0 | 0 | 0 | 0 | 0 | 0 | 0 | 0 | 0 | 0 | 0 | 0 | 0 | 0 | 0 | 0.047552 | 0.00033 | 0.00067 | 0.001 | 0.00133 | 0.23209 | 0.16325 | 0.052059 |  | 0.2163 | 0.252 | 0.3265 | 0.3272
2014-03-26 | 10時 |  | 0.060576 | 0 | 0.02351 | 0 | [9 empty] | 0.12116 | 0 | 0 | 0 | 0 | 0.35776 | 0 | 0 | 0 | 0 | 0 | 0 | 0 | 0 | 0 | 0 | 0 | 0 | 0 | 0 | 0 | 0 | 0.047552 | 0.00054 | 0.00108 | 0.00163 | 0.00217 | 0.12467 | 0.21558 | 0.037471 |  | 0.1917 | 0.2274 | 0.3128 | 0.3134
2014-03-26 | 11時 |  | 0.18811 | 0 | 0.0099317 | 0 | [9 empty] | 0.12653 | 0 | 0 | 0 | 0 | 0.17629 | 0 | 0 | 0 | 0 | 0 | 0 | 0 | 0 | 0 | 0 | 0 | 0 | 0 | 0 | 0 | 0 | 0.047552 | 0.00033 | 0.00067 | 0.001 | 0.00133 | 0.12467 | 0.21558 | 0 |  | 0.1994 | 0.2352 | 0.315 | 0.3157
2014-03-26 | 12時 |  | 0.057977 | 0 | 0 | 0 | [9 empty] | 0.11844 | 0 | 0 | 0 | 0 | 0 | 0 | 0 | 0 | 0 | 0 | 0 | 0 | 0 | 0 | 0 | 0 | 0 | 0 | 0 | 0 | 0 | 0.047552 | 0.00338 | 0.00675 | 0.01013 | 0.01351 | 0.14721 | 0.13456 | 0.018352 |  | 0.1983 | 0.2727 | 0.3698 | 0.3705
2014-03-26 | 13時 |  | 0 | 0 | 0 | 0 | [9 empty] | 0 | 0 | 0 | 0 | 0 | 0 | 0 | 0 | 0 | 0 | 0 | 0 | 0 | 0 | 0 | 0 | 0 | 0 | 0 | 0 | 0 | 0 | 0.047552 | 0.00033 | 0.00067 | 0.001 | 0.00133 | 0.13756 | 0.026771 | 0.023629 |  | 0.0483 | 0.0483 | 0.0711 | 0.0717
2014-03-26 | 14時 |  | 0 | 0 | 0 | 0 | [9 empty] | 0 | 0 | 0 | 0 | 0 | 0 | 0 | 0 | 0 | 0 | 0 | 0 | 0 | 0 | 0 | 0 | 0 | 0 | 0 | 0 | 0 | 0 | 0.047552 | 0.00013 | 0.00025 | 0.00038 | 0.0005 | 0 | 0 | 0 |  | 0.056 | 0.0561 | 0.0788 | 0.0795
2014-03-26 | 15時 |  | 3.4438 | 0 | 0.43885 | 0 | [9 empty] | 0.28731 | 0 | 0 | 0 | 0 | 0.17231 | 0 | 0 | 0 | 0 | 0 | 0 | 0 | 0 | 0 | 0 | 0 | 0 | 0 | 0 | 0 | 0 | 0.047552 | 0.00013 | 0.00025 | 0.00038 | 0.0005 | 0 | 0 | 0 |  | 0.056 | 0.0561 | 0.0788 | 0.0795
2014-03-26 | 16時 |  | 5.0295 | 0 | 0.86112 | 0 | [9 empty] | 0.40808 | 0 | 0 | 0 | 0 | 0.18127 | 0 | 0 | 0 | 0 | 0 | 0 | 0 | 0 | 0 | 0 | 0 | 0 | 0 | 0 | 0 | 0 | 0.047552 | 0.00054 | 0.00108 | 0.00163 | 0.00217 | 0.062335 | 0.054249 | 0.024058 |  | 0.2095 | 0.275 | 0.3956 | 0.5453
2014-03-26 | 17時 |  | 6.4718 | 0 | 1.3715 | 0 | [9 empty] | 0.51937 | 0 | 0 | 0 | 0 | 0.19418 | 0 | 0 | 0 | 0 | 0 | 0 | 0 | 0 | 0 | 0 | 0 | 0 | 0 | 0 | 0 | 0 | 0.047552 | 0.00642 | 0.01284 | 0.01926 | 0.02568 | 0.12467 | 0.1085 | 0.026923 |  | 0.2423 | 0.2781 | 0.3689 | 0.5187
2014-03-26 | 18時 |  | 3.9063 | 0 | 0 | 0 | [9 empty] | 0.36905 | 0 | 0 | 0 | 0 | 0 | 0 | 0 | 0 | 0 | 0 | 0 | 0 | 0 | 0 | 0 | 0 | 0 | 0 | 0 | 0 | 0 | 0.047552 | 0.00642 | 0.01284 | 0.01926 | 0.02568 | 0.21072 | 0.1085 | 0 |  | 0.1819 | 0.2177 | 0.2978 | 0.4476
2014-03-26 | 19時 |  | 4.6838 | 0 | 6.6101 | 0 | [9 empty] | 0.43198 | 0 | 0 | 0 | 0 | 0.56582 | 0 | 0 | 0 | 0 | 0 | 0 | 0 | 0 | 0 | 0 | 0 | 0 | 0 | 0 | 0 | 0 | 0.047552 | 0.00013 | 0.00025 | 0.00038 | 0.0005 | 0.12879 | 0 | 0.006537 |  | 0.0998 | 0.1355 | 0.2049 | 0.2056
2014-03-26 | 20時 |  | 5.0414 | 0 | 3.8906 | 0 | [9 empty] | 0.46373 | 0 | 0 | 0 | 0 | 0.43863 | 0 | 0 | 0 | 0 | 0 | 0 | 0 | 0 | 0 | 0 | 0 | 0 | 0 | 0 | 0 | 0 | 0.047552 | 0.00033 | 0.00067 | 0.001 | 0.00133 | 0.16769 | 0.10779 | 0.006537 |  | 0.0917 | 0.1275 | 0.2183 | 0.219
2014-03-26 | 21時 |  | 5.7613 | 0 | 3.5258 | 0 | [9 empty] | 0.64399 | 0 | 0 | 0 | 0 | 0.47322 | 0 | 0 | 0 | 0 | 0 | 0 | 0 | 0 | 0 | 0 | 0 | 0 | 0 | 0 | 0 | 0 | 0.047552 | 0.00628 | 0.01256 | 0.01884 | 0.02512 | 0.12467 | 0.18846 | 0.012659 |  | 0.1755 | 0.2411 | 0.3458 | 0.3465
2014-03-26 | 22時 |  | 0 | 0 | 0 | 0 | [9 empty] | 0 | 0 | 0 | 0 | 0 | 0 | 0 | 0 | 0 | 0 | 0 | 0 | 0 | 0 | 0 | 0 | 0 | 0 | 0 | 0 | 0 | 0 | 0.047552 | 0.00649 | 0.01298 | 0.01947 | 0.02595 | 0.12467 | 0.16133 | 0.043827 |  | 0.1139 | 0.1795 | 0.3002 | 0.3009
2014-03-26 | 23時 |  | 0 | 0 | 0 | 0 | [9 empty] | 0 | 0 | 0 | 0 | 0 | 0 | 0 | 0 | 0 | 0 | 0 | 0 | 0 | 0 | 0 | 0 | 0 | 0 | 0 | 0 | 0 | 0 | 0.047552 | 0.00331 | 0.00661 | 0.00992 | 0.01323 | 0.062335 | 0.15709 | 0.04296 |  | 0.1578 | 0.1578 | 0.1806 | 0.1812
2014-03-27 | 0時 |  | 0 | 0 | 0 | 0 | [9 empty] | 0 | 0 | 0 | 0 | 0 | 0 | 0 | 0 | 0 | 0 | 0 | 0 | 0 | 0 | 0 | 0 | 0 | 0 | 0 | 0 | 0 | 0 | 0.047552 | 0.00013 | 0.00025 | 0.00038 | 0.0005 | 0 | 0.078899 | 0.011656 |  | 0.1578 | 0.1578 | 0.1806 | 0.1812
2014-03-27 | 1時 |  | 0 | 0 | 0 | 0 | [9 empty] | 0 | 0 | 0 | 0 | 0 | 0 | 0 | 0 | 0 | 0 | 0 | 0 | 0 | 0 | 0 | 0 | 0 | 0 | 0 | 0 | 0 | 0 | 0.047552 | 0.00013 | 0.00025 | 0.00038 | 0.0005 | 0 | 0 | 0 |  | 0.0483 | 0.0483 | 0.0711 | 0.0717
2014-03-27 | 2時 |  | 0 | 0 | 0 | 0 | [9 empty] | 0 | 0 | 0 | 0 | 0 | 0 | 0 | 0 | 0 | 0 | 0 | 0 | 0 | 0 | 0 | 0 | 0 | 0 | 0 | 0 | 0 | 0 | 0.047552 | 0.00013 | 0.00025 | 0.00038 | 0.0005 | 0 | 0 | 0 |  | 0.056 | 0.0561 | 0.0788 | 0.0795
2014-03-27 | 3時 |  | 0 | 0 | 0 | 0 | [9 empty] | 0 | 0 | 0 | 0 | 0 | 0 | 0 | 0 | 0 | 0 | 0 | 0 | 0 | 0 | 0 | 0 | 0 | 0 | 0 | 0 | 0 | 0 | 0.047552 | 0.00013 | 0.00025 | 0.00038 | 0.0005 | 0 | 0 | 0 |  | 0.056 | 0.0561 | 0.0788 | 0.0795
2014-03-27 | 4時 |  | 0 | 0 | 0 | 0 | [9 empty] | 0 | 0 | 0 | 0 | 0 | 0 | 0 | 0 | 0 | 0 | 0 | 0 | 0 | 0 | 0 | 0 | 0 | 0 | 0 | 0 | 0 | 0 | 0.047552 | 0.00013 | 0.00025 | 0.00038 | 0.0005 | 0 | 0 | 0 |  | 0.0483 | 0.0483 | 0.0711 | 0.0717
2014-03-27 | 5時 |  | 20.6672 | 7.7322 | 0 | 0 | [9 empty] | 3.5842 | 0 | 0 | 0 | 0 | 0 | 0 | 0 | 0 | 0 | 0 | 0 | 0 | 0 | 0 | 0 | 0 | 0 | 0 | 0 | 0 | 0 | 0.047552 | 0.00013 | 0.00025 | 0.00038 | 0.0005 | 0 | 0 | 0 |  | 0.056 | 0.0561 | 0.0788 | 0.0795
2014-03-27 | 6時 |  | 9.8593 | 0 | 0 | 0 | [9 empty] | 1.092 | 0 | 0 | 0 | 0 | 0 | 0 | 0 | 0 | 0 | 0 | 0 | 0 | 0 | 0 | 0 | 0 | 0 | 0 | 0 | 0 | 0 | 0.047552 | 0.00338 | 0.00675 | 0.01013 | 0.01351 | 0 | 0.024649 | 0.011815 |  | 0.1925 | 0.2611 | 0.3525 | 0.3531
2014-03-27 | 7時 |  | 5.4483 | 0 | 0 | 0 | [9 empty] | 0.6235 | 0 | 0 | 0 | 0 | 0 | 0 | 0 | 0 | 0 | 0 | 0 | 0 | 0 | 0 | 0 | 0 | 0 | 0 | 0 | 0 | 0 | 0.047552 | 0.00054 | 0.00108 | 0.00163 | 0.00217 | 0.13859 | 0.053895 | 0.036861 |  | 0.1524 | 0.248 | 0.3662 | 0.3669
2014-03-27 | 8時 |  | 2.4771 | 0 | 0 | 0 | [9 empty] | 0.28871 | 0 | 0 | 0 | 0 | 0 | 0 | 0 | 0 | 0 | 0 | 0 | 0 | 0 | 0 | 0 | 0 | 0 | 0 | 0 | 0 | 0 | 0.047552 | 0.00054 | 0.00108 | 0.00163 | 0.00217 | 0.093503 | 0 | 0.035602 |  | 0.1091 | 0.1448 | 0.2032 | 0.2039
2014-03-27 | 9時 |  | 0 | 0 | 0 | 0 | [9 empty] | 0 | 0 | 0 | 0 | 0 | 0 | 0 | 0 | 0 | 0 | 0 | 0 | 0 | 0 | 0 | 0 | 0 | 0 | 0 | 0 | 0 | 0 | 0.047552 | 0.00013 | 0.00025 | 0.00038 | 0.0005 | 0.17838 | 0.10971 | 0.042749 |  | 0.3011 | 0.3368 | 0.3953 | 0.396
2014-03-27 | 10時 |  | 0 | 0 | 0 | 0 | [9 empty] | 0 | 0 | 0 | 0 | 0 | 0 | 0 | 0 | 0 | 0 | 0 | 0 | 0 | 0 | 0 | 0 | 0 | 0 | 0 | 0 | 0 | 0 | 0.047552 | 0.00033 | 0.00067 | 0.001 | 0.00133 | 0.093503 | 0 | 0.012523 |  | 0.0483 | 0.0483 | 0.0711 | 0.0717
2014-03-27 | 11時 |  | 6.4239 | 0 | 0 | 0 | [9 empty] | 0.50862 | 0 | 0 | 0 | 0 | 0 | 0 | 0 | 0 | 0 | 0 | 0 | 0 | 0 | 0 | 0 | 0 | 0 | 0 | 0 | 0 | 0 | 0.047552 | 0.00013 | 0.00025 | 0.00038 | 0.0005 | 0 | 0 | 0.0052775 |  | 0.056 | 0.0561 | 0.0788 | 0.0795
2014-03-27 | 12時 |  | 3.7302 | 0 | 0 | 0 | [9 empty] | 0.34449 | 0 | 0 | 0 | 0 | 0 | 0 | 0 | 0 | 0 | 0 | 0 | 0 | 0 | 0 | 0 | 0 | 0 | 0 | 0 | 0 | 0 | 0.047552 | 0.00338 | 0.00675 | 0.01013 | 0.01351 | 0.05371 | 0 | 0.0052775 |  | 0.1983 | 0.2727 | 0.3698 | 0.3705
2014-03-27 | 13時 |  | 0 | 0 | 0 | 0 | [9 empty] | 0 | 0 | 0 | 0 | 0 | 0 | 0 | 0 | 0 | 0 | 0 | 0 | 0 | 0 | 0 | 0 | 0 | 0 | 0 | 0 | 0 | 0 | 0.047552 | 0.00033 | 0.00067 | 0.001 | 0.00133 | 0.11604 | 0 | 0 |  | 0.0483 | 0.0483 | 0.0711 | 0.0717
2014-03-27 | 14時 |  | 0 | 0 | 0 | 0 | [9 empty] | 0 | 0 | 0 | 0 | 0 | 0 | 0 | 0 | 0 | 0 | 0 | 0 | 0 | 0 | 0 | 0 | 0 | 0 | 0 | 0 | 0 | 0 | 0.047552 | 0.00013 | 0.00025 | 0.00038 | 0.0005 | 0.031168 | 0 | 0.017801 |  | 0.056 | 0.0561 | 0.0788 | 0.0795
2014-03-27 | 15時 |  | 8.5815 | 0 | 0 | 0 | [9 empty] | 0.6346 | 0 | 0 | 0 | 0 | 0 | 0 | 0 | 0 | 0 | 0 | 0 | 0 | 0 | 0 | 0 | 0 | 0 | 0 | 0 | 0 | 0 | 0.047552 | 0.00013 | 0.00025 | 0.00038 | 0.0005 | 0 | 0 | 0 |  | 0.056 | 0.0561 | 0.0788 | 0.0795
2014-03-27 | 16時 |  | 5.052 | 0 | 0 | 0 | [9 empty] | 0.41087 | 0 | 0 | 0 | 0 | 0 | 0 | 0 | 0 | 0 | 0 | 0 | 0 | 0 | 0 | 0 | 0 | 0 | 0 | 0 | 0 | 0 | 0.047552 | 0.00033 | 0.00067 | 0.001 | 0.00133 | 0.062335 | 0 | 0.0052775 |  | 0.0483 | 0.0483 | 0.0711 | 0.0717
2014-03-27 | 17時 |  | 7.7012 | 0 | 5.9546 | 0 | [9 empty] | 0.59046 | 0 | 0 | 0 | 0 | 0.43013 | 0 | 0 | 0 | 0 | 0 | 0 | 0 | 0 | 0 | 0 | 0 | 0 | 0 | 0 | 0 | 0 | 0.047552 | 0.00033 | 0.00067 | 0.001 | 0.00133 | 0.10536 | 0 | 0.0082775 |  | 0.1304 | 0.2048 | 0.3019 | 0.3026
2014-03-27 | 18時 |  | 8.2305 | 0 | 0 | 0 | [9 empty] | 0.84052 | 0 | 0 | 0 | 0 | 0 | 0 | 0 | 0 | 0 | 0 | 0 | 0 | 0 | 0 | 0 | 0 | 0 | 0 | 0 | 0 | 0 | 0.047552 | 0.00642 | 0.01284 | 0.01926 | 0.02568 | 0.12467 | 0 | 0.0082775 |  | 0.303 | 0.3387 | 0.3972 | 0.5469
2014-03-27 | 19時 |  | 4.9167 | 0 | 6.0021 | 0 | [9 empty] | 0.5258 | 0 | 0 | 0 | 0 | 0.59743 | 0 | 0 | 0 | 0 | 0 | 0 | 0 | 0 | 0 | 0 | 0 | 0 | 0 | 0 | 0 | 0 | 0.047552 | 0.00642 | 0.01284 | 0.01926 | 0.02568 | 0.21072 | 0.10708 | 0.0082775 |  | 0.0991 | 0.1348 | 0.1932 | 0.1939
2014-03-27 | 20時 |  | 5.2997 | 0 | 4.8468 | 0 | [9 empty] | 0.55606 | 0 | 0 | 0 | 0 | 0.47126 | 0 | 0 | 0 | 0 | 0 | 0 | 0 | 0 | 0 | 0 | 0 | 0 | 0 | 0 | 0 | 0 | 0.047552 | 0.00033 | 0.00067 | 0.001 | 0.00133 | 0.14927 | 0.027125 | 0 |  | 0.0917 | 0.1275 | 0.2102 | 0.2109
2014-03-27 | 21時 |  | 5.5693 | 0 | 5.4982 | 0 | [9 empty] | 0.57678 | 0 | 0 | 0 | 0 | 0.5821 | 0 | 0 | 0 | 0 | 0 | 0 | 0 | 0 | 0 | 0 | 0 | 0 | 0 | 0 | 0 | 0 | 0.047552 | 0.00033 | 0.00067 | 0.001 | 0.00133 | 0.14618 | 0.10814 | 0.031304 |  | 0.1216 | 0.1873 | 0.2837 | 0.2844
2014-03-27 | 22時 |  | 5.7999 | 0 | 2.0715 | 0 | [9 empty] | 0.599 | 0 | 0 | 0 | 0 | 0.2424 | 0 | 0 | 0 | 0 | 0 | 0 | 0 | 0 | 0 | 0 | 0 | 0 | 0 | 0 | 0 | 0 | 0.047552 | 0.00628 | 0.01256 | 0.01884 | 0.02512 | 0.12467 | 0.16133 | 0.043827 |  | 0.1738 | 0.1917 | 0.262 | 0.2626
2014-03-27 | 23時 |  | 0 | 0 | 0 | 0 | [9 empty] | 0 | 0 | 0 | 0 | 0 | 0 | 0 | 0 | 0 | 0 | 0 | 0 | 0 | 0 | 0 | 0 | 0 | 0 | 0 | 0 | 0 | 0 | 0.047552 | 0.0067 | 0.01339 | 0.02009 | 0.02679 | 0.12467 | 0.18881 | 0.031848 |  | 0.1877 | 0.2176 | 0.2756 | 0.2763
2014-03-28 | 0時 |  | 0 | 0 | 0 | 0 | [9 empty] | 0 | 0 | 0 | 0 | 0 | 0 | 0 | 0 | 0 | 0 | 0 | 0 | 0 | 0 | 0 | 0 | 0 | 0 | 0 | 0 | 0 | 0 | 0.047552 | 0.00013 | 0.00025 | 0.00038 | 0.0005 | 0 | 0.078899 | 0.011656 |  | 0.1578 | 0.1578 | 0.1806 | 0.1812
2014-03-28 | 1時 |  | 0 | 0 | 0 | 0 | [9 empty] | 0 | 0 | 0 | 0 | 0 | 0 | 0 | 0 | 0 | 0 | 0 | 0 | 0 | 0 | 0 | 0 | 0 | 0 | 0 | 0 | 0 | 0 | 0.047552 | 0.00013 | 0.00025 | 0.00038 | 0.0005 | 0 | 0 | 0 |  | 0.0483 | 0.0483 | 0.0711 | 0.0717
2014-03-28 | 2時 |  | 0 | 0 | 0 | 0 | [9 empty] | 0 | 0 | 0 | 0 | 0 | 0 | 0 | 0 | 0 | 0 | 0 | 0 | 0 | 0 | 0 | 0 | 0 | 0 | 0 | 0 | 0 | 0 | 0.047552 | 0.00013 | 0.00025 | 0.00038 | 0.0005 | 0 | 0 | 0 |  | 0.056 | 0.0561 | 0.0788 | 0.0795
2014-03-28 | 3時 |  | 0 | 0 | 0 | 0 | [9 empty] | 0 | 0 | 0 | 0 | 0 | 0 | 0 | 0 | 0 | 0 | 0 | 0 | 0 | 0 | 0 | 0 | 0 | 0 | 0 | 0 | 0 | 0 | 0.047552 | 0.00013 | 0.00025 | 0.00038 | 0.0005 | 0 | 0 | 0 |  | 0.056 | 0.0561 | 0.0788 | 0.0795
2014-03-28 | 4時 |  | 0 | 0 | 0 | 0 | [9 empty] | 0 | 0 | 0 | 0 | 0 | 0 | 0 | 0 | 0 | 0 | 0 | 0 | 0 | 0 | 0 | 0 | 0 | 0 | 0 | 0 | 0 | 0 | 0.047552 | 0.00013 | 0.00025 | 0.00038 | 0.0005 | 0 | 0 | 0 |  | 0.0483 | 0.0483 | 0.0711 | 0.0717
2014-03-28 | 5時 |  | 21.3773 | 1.7955 | 0 | 0 | [9 empty] | 3.6305 | 0 | 0 | 0 | 0 | 0 | 0 | 0 | 0 | 0 | 0 | 0 | 0 | 0 | 0 | 0 | 0 | 0 | 0 | 0 | 0 | 0 | 0.047552 | 0.00013 | 0.00025 | 0.00038 | 0.0005 | 0 | 0 | 0 |  | 0.056 | 0.0561 | 0.0788 | 0.0795
2014-03-28 | 6時 |  | 8.264 | 0 | 0 | 0 | [9 empty] | 0.85485 | 0 | 0 | 0 | 0 | 0 | 0 | 0 | 0 | 0 | 0 | 0 | 0 | 0 | 0 | 0 | 0 | 0 | 0 | 0 | 0 | 0 | 0.047552 | 0.00338 | 0.00675 | 0.01013 | 0.01351 | 0 | 0.024649 | 0.011815 |  | 0.1925 | 0.2611 | 0.3525 | 0.3531
2014-03-28 | 7時 |  | 6.5414 | 0 | 0 | 0 | [9 empty] | 0.66117 | 0 | 0 | 0 | 0 | 0 | 0 | 0 | 0 | 0 | 0 | 0 | 0 | 0 | 0 | 0 | 0 | 0 | 0 | 0 | 0 | 0 | 0.047552 | 0.00054 | 0.00108 | 0.00163 | 0.00217 | 0.13859 | 0.053895 | 0.036861 |  | 0.1524 | 0.248 | 0.3662 | 0.3669
2014-03-28 | 8時 |  | 5.0856 | 0 | 0 | 0 | [9 empty] | 0.51292 | 0 | 0 | 0 | 0 | 0 | 0 | 0 | 0 | 0 | 0 | 0 | 0 | 0 | 0 | 0 | 0 | 0 | 0 | 0 | 0 | 0 | 0.047552 | 0.00054 | 0.00108 | 0.00163 | 0.00217 | 0.093503 | 0 | 0.035602 |  | 0.1091 | 0.1448 | 0.2032 | 0.2039
2014-03-28 | 9時 |  | 0 | 0 | 0 | 0 | [9 empty] | 0 | 0 | 0 | 0 | 0 | 0 | 0 | 0 | 0 | 0 | 0 | 0 | 0 | 0 | 0 | 0 | 0 | 0 | 0 | 0 | 0 | 0 | 0.047552 | 0.00013 | 0.00025 | 0.00038 | 0.0005 | 0.17838 | 0.10971 | 0.042749 |  | 0.3011 | 0.3368 | 0.3953 | 0.396
2014-03-28 | 10時 |  | 0 | 0 | 0 | 0 | [9 empty] | 0 | 0 | 0 | 0 | 0 | 0 | 0 | 0 | 0 | 0 | 0 | 0 | 0 | 0 | 0 | 0 | 0 | 0 | 0 | 0 | 0 | 0 | 0.047552 | 0.00033 | 0.00067 | 0.001 | 0.00133 | 0.093503 | 0 | 0.012523 |  | 0.0483 | 0.0483 | 0.0711 | 0.0717
2014-03-28 | 11時 |  | 8.076 | 0 | 0 | 0 | [9 empty] | 0.5763 | 0 | 0 | 0 | 0 | 0 | 0 | 0 | 0 | 0 | 0 | 0 | 0 | 0 | 0 | 0 | 0 | 0 | 0 | 0 | 0 | 0 | 0.047552 | 0.00013 | 0.00025 | 0.00038 | 0.0005 | 0 | 0 | 0.0052775 |  | 0.056 | 0.0561 | 0.0788 | 0.0795
2014-03-28 | 12時 |  | 3.463 | 0 | 0 | 0 | [9 empty] | 0.29655 | 0 | 0 | 0 | 0 | 0 | 0 | 0 | 0 | 0 | 0 | 0 | 0 | 0 | 0 | 0 | 0 | 0 | 0 | 0 | 0 | 0 | 0.047552 | 0.00338 | 0.00675 | 0.01013 | 0.01351 | 0.05371 | 0 | 0.0052775 |  | 0.1983 | 0.2727 | 0.3698 | 0.3705
2014-03-28 | 13時 |  | 0 | 0 | 0 | 0 | [9 empty] | 0 | 0 | 0 | 0 | 0 | 0 | 0 | 0 | 0 | 0 | 0 | 0 | 0 | 0 | 0 | 0 | 0 | 0 | 0 | 0 | 0 | 0 | 0.047552 | 0.00033 | 0.00067 | 0.001 | 0.00133 | 0.11604 | 0 | 0 |  | 0.0483 | 0.0483 | 0.0711 | 0.0717
2014-03-28 | 14時 |  | 0 | 0 | 0 | 0 | [9 empty] | 0 | 0 | 0 | 0 | 0 | 0 | 0 | 0 | 0 | 0 | 0 | 0 | 0 | 0 | 0 | 0 | 0 | 0 | 0 | 0 | 0 | 0 | 0.047552 | 0.00013 | 0.00025 | 0.00038 | 0.0005 | 0.031168 | 0 | 0.017801 |  | 0.056 | 0.0561 | 0.0788 | 0.0795
2014-03-28 | 15時 |  | 7.2845 | 0 | 0 | 0 | [9 empty] | 0.52916 | 0 | 0 | 0 | 0 | 0 | 0 | 0 | 0 | 0 | 0 | 0 | 0 | 0 | 0 | 0 | 0 | 0 | 0 | 0 | 0 | 0 | 0.047552 | 0.00013 | 0.00025 | 0.00038 | 0.0005 | 0 | 0 | 0 |  | 0.056 | 0.0561 | 0.0788 | 0.0795
2014-03-28 | 16時 |  | 4.2827 | 0 | 0 | 0 | [9 empty] | 0.347 | 0 | 0 | 0 | 0 | 0 | 0 | 0 | 0 | 0 | 0 | 0 | 0 | 0 | 0 | 0 | 0 | 0 | 0 | 0 | 0 | 0 | 0.047552 | 0.00033 | 0.00067 | 0.001 | 0.00133 | 0.062335 | 0 | 0.0052775 |  | 0.0483 | 0.0483 | 0.0711 | 0.0717
2014-03-28 | 17時 |  | 6.7907 | 0 | 5.3094 | 0 | [9 empty] | 0.50688 | 0 | 0 | 0 | 0 | 0.37216 | 0 | 0 | 0 | 0 | 0 | 0 | 0 | 0 | 0 | 0 | 0 | 0 | 0 | 0 | 0 | 0 | 0.047552 | 0.00033 | 0.00067 | 0.001 | 0.00133 | 0.10536 | 0 | 0.0082775 |  | 0.1304 | 0.2048 | 0.3019 | 0.3026
2014-03-28 | 18時 |  | 7.3233 | 0 | 0 | 0 | [9 empty] | 0.56434 | 0 | 0 | 0 | 0 | 0 | 0 | 0 | 0 | 0 | 0 | 0 | 0 | 0 | 0 | 0 | 0 | 0 | 0 | 0 | 0 | 0 | 0.047552 | 0.00642 | 0.01284 | 0.01926 | 0.02568 | 0.12467 | 0 | 0.0082775 |  | 0.303 | 0.3387 | 0.3972 | 0.5469
2014-03-28 | 19時 |  | 4.5212 | 0 | 5.4218 | 0 | [9 empty] | 0.3999 | 0 | 0 | 0 | 0 | 0.4045 | 0 | 0 | 0 | 0 | 0 | 0 | 0 | 0 | 0 | 0 | 0 | 0 | 0 | 0 | 0 | 0 | 0.047552 | 0.00642 | 0.01284 | 0.01926 | 0.02568 | 0.21072 | 0.10708 | 0.0082775 |  | 0.0991 | 0.1348 | 0.1932 | 0.1939
2014-03-28 | 20時 |  | 5.3454 | 0 | 4.6882 | 0 | [9 empty] | 0.47658 | 0 | 0 | 0 | 0 | 0.36842 | 0 | 0 | 0 | 0 | 0 | 0 | 0 | 0 | 0 | 0 | 0 | 0 | 0 | 0 | 0 | 0 | 0.047552 | 0.00033 | 0.00067 | 0.001 | 0.00133 | 0.14927 | 0.027125 | 0 |  | 0.0917 | 0.1275 | 0.2102 | 0.2109
2014-03-28 | 21時 |  | 6.0735 | 0 | 5.8229 | 0 | [9 empty] | 0.54725 | 0 | 0 | 0 | 0 | 0.5406 | 0 | 0 | 0 | 0 | 0 | 0 | 0 | 0 | 0 | 0 | 0 | 0 | 0 | 0 | 0 | 0 | 0.047552 | 0.00033 | 0.00067 | 0.001 | 0.00133 | 0.14618 | 0.10814 | 0.031304 |  | 0.1216 | 0.1873 | 0.2837 | 0.2844
2014-03-28 | 22時 |  | 6.622 | 0 | 2.358 | 0 | [9 empty] | 0.5953 | 0 | 0 | 0 | 0 | 0.24223 | 0 | 0 | 0 | 0 | 0 | 0 | 0 | 0 | 0 | 0 | 0 | 0 | 0 | 0 | 0 | 0 | 0.047552 | 0.00628 | 0.01256 | 0.01884 | 0.02512 | 0.12467 | 0.16133 | 0.043827 |  | 0.1738 | 0.1917 | 0.262 | 0.2626
2014-03-28 | 23時 |  | 0 | 0 | 0 | 0 | [9 empty] | 0 | 0 | 0 | 0 | 0 | 0 | 0 | 0 | 0 | 0 | 0 | 0 | 0 | 0 | 0 | 0 | 0 | 0 | 0 | 0 | 0 | 0 | 0.047552 | 0.0067 | 0.01339 | 0.02009 | 0.02679 | 0.12467 | 0.18881 | 0.031848 |  | 0.1877 | 0.2176 | 0.2756 | 0.2763
2014-03-29 | 0時 |  | 0 | 0 | 0 | 0 | [9 empty] | 0 | 0 | 0 | 0 | 0 | 0 | 0 | 0 | 0 | 0 | 0 | 0 | 0 | 0 | 0 | 0 | 0 | 0 | 0 | 0 | 0 | 0 | 0.047552 | 0.00013 | 0.00025 | 0.00038 | 0.0005 | 0 | 0.078899 | 0.011656 |  | 0.1578 | 0.1578 | 0.1806 | 0.1812
2014-03-29 | 1時 |  | 0 | 0 | 0 | 0 | [9 empty] | 0 | 0 | 0 | 0 | 0 | 0 | 0 | 0 | 0 | 0 | 0 | 0 | 0 | 0 | 0 | 0 | 0 | 0 | 0 | 0 | 0 | 0 | 0.047552 | 0.00013 | 0.00025 | 0.00038 | 0.0005 | 0 | 0 | 0 |  | 0.0483 | 0.0483 | 0.0711 | 0.0717
2014-03-29 | 2時 |  | 0 | 0 | 0 | 0 | [9 empty] | 0 | 0 | 0 | 0 | 0 | 0 | 0 | 0 | 0 | 0 | 0 | 0 | 0 | 0 | 0 | 0 | 0 | 0 | 0 | 0 | 0 | 0 | 0.047552 | 0.00013 | 0.00025 | 0.00038 | 0.0005 | 0 | 0 | 0 |  | 0.056 | 0.0561 | 0.0788 | 0.0795
2014-03-29 | 3時 |  | 0 | 0 | 0 | 0 | [9 empty] | 0 | 0 | 0 | 0 | 0 | 0 | 0 | 0 | 0 | 0 | 0 | 0 | 0 | 0 | 0 | 0 | 0 | 0 | 0 | 0 | 0 | 0 | 0.047552 | 0.00013 | 0.00025 | 0.00038 | 0.0005 | 0 | 0 | 0 |  | 0.056 | 0.0561 | 0.0788 | 0.0795
2014-03-29 | 4時 |  | 0 | 0 | 0 | 0 | [9 empty] | 0 | 0 | 0 | 0 | 0 | 0 | 0 | 0 | 0 | 0 | 0 | 0 | 0 | 0 | 0 | 0 | 0 | 0 | 0 | 0 | 0 | 0 | 0.047552 | 0.00013 | 0.00025 | 0.00038 | 0.0005 | 0 | 0 | 0 |  | 0.0483 | 0.0483 | 0.0711 | 0.0717
2014-03-29 | 5時 |  | 20.5733 | 7.0796 | 0 | 0 | [9 empty] | 3.5822 | 0 | 0 | 0 | 0 | 0 | 0 | 0 | 0 | 0 | 0 | 0 | 0 | 0 | 0 | 0 | 0 | 0 | 0 | 0 | 0 | 0 | 0.047552 | 0.00013 | 0.00025 | 0.00038 | 0.0005 | 0 | 0 | 0 |  | 0.056 | 0.0561 | 0.0788 | 0.0795
2014-03-29 | 6時 |  | 8.7594 | 0 | 0 | 0 | [9 empty] | 0.74981 | 0 | 0 | 0 | 0 | 0 | 0 | 0 | 0 | 0 | 0 | 0 | 0 | 0 | 0 | 0 | 0 | 0 | 0 | 0 | 0 | 0 | 0.047552 | 0.00338 | 0.00675 | 0.01013 | 0.01351 | 0 | 0.024649 | 0.011815 |  | 0.1925 | 0.2611 | 0.3525 | 0.3531
2014-03-29 | 7時 |  | 6.0996 | 0 | 0 | 0 | [9 empty] | 0.52343 | 0 | 0 | 0 | 0 | 0 | 0 | 0 | 0 | 0 | 0 | 0 | 0 | 0 | 0 | 0 | 0 | 0 | 0 | 0 | 0 | 0 | 0.047552 | 0.00054 | 0.00108 | 0.00163 | 0.00217 | 0.13859 | 0.053895 | 0.036861 |  | 0.1524 | 0.248 | 0.3662 | 0.3669
2014-03-29 | 8時 |  | 3.5348 | 0 | 0 | 0 | [9 empty] | 0.32427 | 0 | 0 | 0 | 0 | 0 | 0 | 0 | 0 | 0 | 0 | 0 | 0 | 0 | 0 | 0 | 0 | 0 | 0 | 0 | 0 | 0 | 0.047552 | 0.00054 | 0.00108 | 0.00163 | 0.00217 | 0.093503 | 0 | 0.035602 |  | 0.1091 | 0.1448 | 0.2032 | 0.2039
2014-03-29 | 9時 |  | 0 | 0 | 0 | 0 | [9 empty] | 0 | 0 | 0 | 0 | 0 | 0 | 0 | 0 | 0 | 0 | 0 | 0 | 0 | 0 | 0 | 0 | 0 | 0 | 0 | 0 | 0 | 0 | 0.047552 | 0.00013 | 0.00025 | 0.00038 | 0.0005 | 0.17838 | 0.10971 | 0.042749 |  | 0.3011 | 0.3368 | 0.3953 | 0.396
2014-03-29 | 10時 |  | 0 | 0 | 0 | 0 | [9 empty] | 0 | 0 | 0 | 0 | 0 | 0 | 0 | 0 | 0 | 0 | 0 | 0 | 0 | 0 | 0 | 0 | 0 | 0 | 0 | 0 | 0 | 0 | 0.047552 | 0.00033 | 0.00067 | 0.001 | 0.00133 | 0.093503 | 0 | 0.012523 |  | 0.0483 | 0.0483 | 0.0711 | 0.0717
2014-03-29 | 11時 |  | 4.9306 | 0 | 0 | 0 | [9 empty] | 0.35059 | 0 | 0 | 0 | 0 | 0 | 0 | 0 | 0 | 0 | 0 | 0 | 0 | 0 | 0 | 0 | 0 | 0 | 0 | 0 | 0 | 0 | 0.047552 | 0.00013 | 0.00025 | 0.00038 | 0.0005 | 0 | 0 | 0.0052775 |  | 0.056 | 0.0561 | 0.0788 | 0.0795
2014-03-29 | 12時 |  | 0.79573 | 0 | 0 | 0 | [9 empty] | 0.14326 | 0 | 0 | 0 | 0 | 0 | 0 | 0 | 0 | 0 | 0 | 0 | 0 | 0 | 0 | 0 | 0 | 0 | 0 | 0 | 0 | 0 | 0.047552 | 0.00338 | 0.00675 | 0.01013 | 0.01351 | 0.05371 | 0 | 0.0052775 |  | 0.1983 | 0.2727 | 0.3698 | 0.3705
2014-03-29 | 13時 |  | 0 | 0 | 0 | 0 | [9 empty] | 0 | 0 | 0 | 0 | 0 | 0 | 0 | 0 | 0 | 0 | 0 | 0 | 0 | 0 | 0 | 0 | 0 | 0 | 0 | 0 | 0 | 0 | 0.047552 | 0.00033 | 0.00067 | 0.001 | 0.00133 | 0.11604 | 0 | 0 |  | 0.0483 | 0.0483 | 0.0711 | 0.0717
2014-03-29 | 14時 |  | 0 | 0 | 0 | 0 | [9 empty] | 0 | 0 | 0 | 0 | 0 | 0 | 0 | 0 | 0 | 0 | 0 | 0 | 0 | 0 | 0 | 0 | 0 | 0 | 0 | 0 | 0 | 0 | 0.047552 | 0.00013 | 0.00025 | 0.00038 | 0.0005 | 0.031168 | 0 | 0.017801 |  | 0.056 | 0.0561 | 0.0788 | 0.0795
2014-03-29 | 15時 |  | 3.6217 | 0 | 0 | 0 | [9 empty] | 0.27307 | 0 | 0 | 0 | 0 | 0 | 0 | 0 | 0 | 0 | 0 | 0 | 0 | 0 | 0 | 0 | 0 | 0 | 0 | 0 | 0 | 0 | 0.047552 | 0.00013 | 0.00025 | 0.00038 | 0.0005 | 0 | 0 | 0 |  | 0.056 | 0.0561 | 0.0788 | 0.0795
2014-03-29 | 16時 |  | 2.4718 | 0 | 0 | 0 | [9 empty] | 0.22518 | 0 | 0 | 0 | 0 | 0 | 0 | 0 | 0 | 0 | 0 | 0 | 0 | 0 | 0 | 0 | 0 | 0 | 0 | 0 | 0 | 0 | 0.047552 | 0.00033 | 0.00067 | 0.001 | 0.00133 | 0.062335 | 0 | 0.0052775 |  | 0.0483 | 0.0483 | 0.0711 | 0.0717
2014-03-29 | 17時 |  | 5.3178 | 0 | 3.4163 | 0 | [9 empty] | 0.39874 | 0 | 0 | 0 | 0 | 0.25861 | 0 | 0 | 0 | 0 | 0 | 0 | 0 | 0 | 0 | 0 | 0 | 0 | 0 | 0 | 0 | 0 | 0.047552 | 0.00033 | 0.00067 | 0.001 | 0.00133 | 0.10536 | 0 | 0.0082775 |  | 0.1304 | 0.2048 | 0.3019 | 0.3026
2014-03-29 | 18時 |  | 5.7763 | 0 | 0 | 0 | [9 empty] | 0.43711 | 0 | 0 | 0 | 0 | 0 | 0 | 0 | 0 | 0 | 0 | 0 | 0 | 0 | 0 | 0 | 0 | 0 | 0 | 0 | 0 | 0 | 0.047552 | 0.00642 | 0.01284 | 0.01926 | 0.02568 | 0.12467 | 0 | 0.0082775 |  | 0.303 | 0.3387 | 0.3972 | 0.5469
2014-03-29 | 19時 |  | 3.288 | 0 | 3.838 | 0 | [9 empty] | 0.2982 | 0 | 0 | 0 | 0 | 0.28794 | 0 | 0 | 0 | 0 | 0 | 0 | 0 | 0 | 0 | 0 | 0 | 0 | 0 | 0 | 0 | 0 | 0.047552 | 0.00642 | 0.01284 | 0.01926 | 0.02568 | 0.21072 | 0.10708 | 0.0082775 |  | 0.0991 | 0.1348 | 0.1932 | 0.1939
2014-03-29 | 20時 |  | 4.0388 | 0 | 3.616 | 0 | [9 empty] | 0.35448 | 0 | 0 | 0 | 0 | 0.28212 | 0 | 0 | 0 | 0 | 0 | 0 | 0 | 0 | 0 | 0 | 0 | 0 | 0 | 0 | 0 | 0 | 0.047552 | 0.00033 | 0.00067 | 0.001 | 0.00133 | 0.14927 | 0.027125 | 0 |  | 0.0917 | 0.1275 | 0.2102 | 0.2109
2014-03-29 | 21時 |  | 4.6469 | 0 | 4.2737 | 0 | [9 empty] | 0.40235 | 0 | 0 | 0 | 0 | 0.43912 | 0 | 0 | 0 | 0 | 0 | 0 | 0 | 0 | 0 | 0 | 0 | 0 | 0 | 0 | 0 | 0 | 0.047552 | 0.00033 | 0.00067 | 0.001 | 0.00133 | 0.14618 | 0.10814 | 0.031304 |  | 0.1216 | 0.1873 | 0.2837 | 0.2844
2014-03-29 | 22時 |  | 5.1367 | 0 | 1.727 | 0 | [9 empty] | 0.44161 | 0 | 0 | 0 | 0 | 0.20565 | 0 | 0 | 0 | 0 | 0 | 0 | 0 | 0 | 0 | 0 | 0 | 0 | 0 | 0 | 0 | 0 | 0.047552 | 0.00628 | 0.01256 | 0.01884 | 0.02512 | 0.12467 | 0.16133 | 0.043827 |  | 0.1738 | 0.1917 | 0.262 | 0.2626
2014-03-29 | 23時 |  | 0 | 0 | 0 | 0 | [9 empty] | 0 | 0 | 0 | 0 | 0 | 0 | 0 | 0 | 0 | 0 | 0 | 0 | 0 | 0 | 0 | 0 | 0 | 0 | 0 | 0 | 0 | 0 | 0.047552 | 0.0067 | 0.01339 | 0.02009 | 0.02679 | 0.12467 | 0.18881 | 0.031848 |  | 0.1877 | 0.2176 | 0.2756 | 0.2763
2014-03-30 | 0時 |  | 0 | 0 | 0 | 0 | [9 empty] | 0 | 0 | 0 | 0 | 0 | 0 | 0 | 0 | 0 | 0 | 0 | 0 | 0 | 0 | 0 | 0 | 0 | 0 | 0 | 0 | 0 | 0 | 0.047552 | 0.00013 | 0.00025 | 0.00038 | 0.0005 | 0 | 0.078899 | 0.011656 |  | 0.1578 | 0.1578 | 0.1806 | 0.1812
2014-03-30 | 1時 |  | 0 | 0 | 0 | 0 | [9 empty] | 0 | 0 | 0 | 0 | 0 | 0 | 0 | 0 | 0 | 0 | 0 | 0 | 0 | 0 | 0 | 0 | 0 | 0 | 0 | 0 | 0 | 0 | 0.047552 | 0.00013 | 0.00025 | 0.00038 | 0.0005 | 0 | 0 | 0 |  | 0.0483 | 0.0483 | 0.0711 | 0.0717
2014-03-30 | 2時 |  | 0 | 0 | 0 | 0 | [9 empty] | 0 | 0 | 0 | 0 | 0 | 0 | 0 | 0 | 0 | 0 | 0 | 0 | 0 | 0 | 0 | 0 | 0 | 0 | 0 | 0 | 0 | 0 | 0.047552 | 0.00013 | 0.00025 | 0.00038 | 0.0005 | 0 | 0 | 0 |  | 0.056 | 0.0561 | 0.0788 | 0.0795
2014-03-30 | 3時 |  | 0 | 0 | 0 | 0 | [9 empty] | 0 | 0 | 0 | 0 | 0 | 0 | 0 | 0 | 0 | 0 | 0 | 0 | 0 | 0 | 0 | 0 | 0 | 0 | 0 | 0 | 0 | 0 | 0.047552 | 0.00013 | 0.00025 | 0.00038 | 0.0005 | 0 | 0 | 0 |  | 0.056 | 0.0561 | 0.0788 | 0.0795
2014-03-30 | 4時 |  | 0 | 0 | 0 | 0 | [9 empty] | 0 | 0 | 0 | 0 | 0 | 0 | 0 | 0 | 0 | 0 | 0 | 0 | 0 | 0 | 0 | 0 | 0 | 0 | 0 | 0 | 0 | 0 | 0.047552 | 0.00013 | 0.00025 | 0.00038 | 0.0005 | 0 | 0 | 0 |  | 0.0483 | 0.0483 | 0.0711 | 0.0717
2014-03-30 | 5時 |  | 21.218 | 0 | 0 | 0 | [9 empty] | 3.5172 | 0 | 0 | 0 | 0 | 0 | 0 | 0 | 0 | 0 | 0 | 0 | 0 | 0 | 0 | 0 | 0 | 0 | 0 | 0 | 0 | 0 | 0.047552 | 0.00013 | 0.00025 | 0.00038 | 0.0005 | 0 | 0 | 0 |  | 0.056 | 0.0561 | 0.0788 | 0.0795
2014-03-30 | 6時 |  | 7.5354 | 0 | 0 | 0 | [9 empty] | 0.75088 | 0 | 0 | 0 | 0 | 0 | 0 | 0 | 0 | 0 | 0 | 0 | 0 | 0 | 0 | 0 | 0 | 0 | 0 | 0 | 0 | 0 | 0.047552 | 0.00338 | 0.00675 | 0.01013 | 0.01351 | 0 | 0.024649 | 0.011815 |  | 0.1925 | 0.2611 | 0.3525 | 0.3531
2014-03-30 | 7時 |  | 6.1903 | 0 | 0 | 0 | [9 empty] | 0.47679 | 0 | 0 | 0 | 0 | 0 | 0 | 0 | 0 | 0 | 0 | 0 | 0 | 0 | 0 | 0 | 0 | 0 | 0 | 0 | 0 | 0 | 0.047552 | 0.00054 | 0.00108 | 0.00163 | 0.00217 | 0.13859 | 0.053895 | 0.036861 |  | 0.1524 | 0.248 | 0.3662 | 0.3669
2014-03-30 | 8時 |  | 5.1034 | 0 | 0 | 0 | [9 empty] | 0.39008 | 0 | 0 | 0 | 0 | 0 | 0 | 0 | 0 | 0 | 0 | 0 | 0 | 0 | 0 | 0 | 0 | 0 | 0 | 0 | 0 | 0 | 0.047552 | 0.00054 | 0.00108 | 0.00163 | 0.00217 | 0.093503 | 0 | 0.035602 |  | 0.1091 | 0.1448 | 0.2032 | 0.2039
2014-03-30 | 9時 |  | 0 | 0 | 0 | 0 | [9 empty] | 0 | 0 | 0 | 0 | 0 | 0 | 0 | 0 | 0 | 0 | 0 | 0 | 0 | 0 | 0 | 0 | 0 | 0 | 0 | 0 | 0 | 0 | 0.047552 | 0.00013 | 0.00025 | 0.00038 | 0.0005 | 0.17838 | 0.10971 | 0.042749 |  | 0.3011 | 0.3368 | 0.3953 | 0.396
2014-03-30 | 10時 |  | 0 | 0 | 0 | 0 | [9 empty] | 0 | 0 | 0 | 0 | 0 | 0 | 0 | 0 | 0 | 0 | 0 | 0 | 0 | 0 | 0 | 0 | 0 | 0 | 0 | 0 | 0 | 0 | 0.047552 | 0.00033 | 0.00067 | 0.001 | 0.00133 | 0.093503 | 0 | 0.012523 |  | 0.0483 | 0.0483 | 0.0711 | 0.0717
2014-03-30 | 11時 |  | 10.9659 | 0 | 0 | 0 | [9 empty] | 0.77896 | 0 | 0 | 0 | 0 | 0 | 0 | 0 | 0 | 0 | 0 | 0 | 0 | 0 | 0 | 0 | 0 | 0 | 0 | 0 | 0 | 0 | 0.047552 | 0.00013 | 0.00025 | 0.00038 | 0.0005 | 0 | 0 | 0.0052775 |  | 0.056 | 0.0561 | 0.0788 | 0.0795
2014-03-30 | 12時 |  | 5.3622 | 0 | 0 | 0 | [9 empty] | 0.37565 | 0 | 0 | 0 | 0 | 0 | 0 | 0 | 0 | 0 | 0 | 0 | 0 | 0 | 0 | 0 | 0 | 0 | 0 | 0 | 0 | 0 | 0.047552 | 0.00338 | 0.00675 | 0.01013 | 0.01351 | 0.05371 | 0 | 0.0052775 |  | 0.1983 | 0.2727 | 0.3698 | 0.3705
2014-03-30 | 13時 |  | 0 | 0 | 0 | 0 | [9 empty] | 0 | 0 | 0 | 0 | 0 | 0 | 0 | 0 | 0 | 0 | 0 | 0 | 0 | 0 | 0 | 0 | 0 | 0 | 0 | 0 | 0 | 0 | 0.047552 | 0.00033 | 0.00067 | 0.001 | 0.00133 | 0.11604 | 0 | 0 |  | 0.0483 | 0.0483 | 0.0711 | 0.0717
2014-03-30 | 14時 |  | 0 | 0 | 0 | 0 | [9 empty] | 0 | 0 | 0 | 0 | 0 | 0 | 0 | 0 | 0 | 0 | 0 | 0 | 0 | 0 | 0 | 0 | 0 | 0 | 0 | 0 | 0 | 0 | 0.047552 | 0.00013 | 0.00025 | 0.00038 | 0.0005 | 0.031168 | 0 | 0.017801 |  | 0.056 | 0.0561 | 0.0788 | 0.0795
2014-03-30 | 15時 |  | 10.6592 | 0 | 0 | 0 | [9 empty] | 0.75893 | 0 | 0 | 0 | 0 | 0 | 0 | 0 | 0 | 0 | 0 | 0 | 0 | 0 | 0 | 0 | 0 | 0 | 0 | 0 | 0 | 0 | 0.047552 | 0.00013 | 0.00025 | 0.00038 | 0.0005 | 0 | 0 | 0 |  | 0.056 | 0.0561 | 0.0788 | 0.0795
2014-03-30 | 16時 |  | 5.245 | 0 | 0 | 0 | [9 empty] | 0.37302 | 0 | 0 | 0 | 0 | 0 | 0 | 0 | 0 | 0 | 0 | 0 | 0 | 0 | 0 | 0 | 0 | 0 | 0 | 0 | 0 | 0 | 0.047552 | 0.00033 | 0.00067 | 0.001 | 0.00133 | 0.062335 | 0 | 0.0052775 |  | 0.0483 | 0.0483 | 0.0711 | 0.0717
2014-03-30 | 17時 |  | 6.6575 | 0 | 6.4613 | 0 | [9 empty] | 0.46308 | 0 | 0 | 0 | 0 | 0.42373 | 0 | 0 | 0 | 0 | 0 | 0 | 0 | 0 | 0 | 0 | 0 | 0 | 0 | 0 | 0 | 0 | 0.047552 | 0.00033 | 0.00067 | 0.001 | 0.00133 | 0.10536 | 0 | 0.0082775 |  | 0.1304 | 0.2048 | 0.3019 | 0.3026
2014-03-30 | 18時 |  | 6.3136 | 0 | 0 | 0 | [9 empty] | 0.4411 | 0 | 0 | 0 | 0 | 0 | 0 | 0 | 0 | 0 | 0 | 0 | 0 | 0 | 0 | 0 | 0 | 0 | 0 | 0 | 0 | 0 | 0.047552 | 0.00642 | 0.01284 | 0.01926 | 0.02568 | 0.12467 | 0 | 0.0082775 |  | 0.303 | 0.3387 | 0.3972 | 0.5469
2014-03-30 | 19時 |  | 3.7983 | 0 | 5.6825 | 0 | [9 empty] | 0.30185 | 0 | 0 | 0 | 0 | 0.37953 | 0 | 0 | 0 | 0 | 0 | 0 | 0 | 0 | 0 | 0 | 0 | 0 | 0 | 0 | 0 | 0 | 0.047552 | 0.00642 | 0.01284 | 0.01926 | 0.02568 | 0.21072 | 0.10708 | 0.0082775 |  | 0.0991 | 0.1348 | 0.1932 | 0.1939
2014-03-30 | 20時 |  | 4.1296 | 0 | 4.0608 | 0 | [9 empty] | 0.32271 | 0 | 0 | 0 | 0 | 0.28759 | 0 | 0 | 0 | 0 | 0 | 0 | 0 | 0 | 0 | 0 | 0 | 0 | 0 | 0 | 0 | 0 | 0.047552 | 0.00033 | 0.00067 | 0.001 | 0.00133 | 0.14927 | 0.027125 | 0 |  | 0.0917 | 0.1275 | 0.2102 | 0.2109
2014-03-30 | 21時 |  | 4.3611 | 0 | 4.3566 | 0 | [9 empty] | 0.33709 | 0 | 0 | 0 | 0 | 0.41909 | 0 | 0 | 0 | 0 | 0 | 0 | 0 | 0 | 0 | 0 | 0 | 0 | 0 | 0 | 0 | 0 | 0.047552 | 0.00033 | 0.00067 | 0.001 | 0.00133 | 0.14618 | 0.10814 | 0.031304 |  | 0.1216 | 0.1873 | 0.2837 | 0.2844
2014-03-30 | 22時 |  | 4.4781 | 0 | 1.5661 | 0 | [9 empty] | 0.34243 | 0 | 0 | 0 | 0 | 0.18906 | 0 | 0 | 0 | 0 | 0 | 0 | 0 | 0 | 0 | 0 | 0 | 0 | 0 | 0 | 0 | 0 | 0.047552 | 0.00628 | 0.01256 | 0.01884 | 0.02512 | 0.12467 | 0.16133 | 0.043827 |  | 0.1738 | 0.1917 | 0.262 | 0.2626
2014-03-30 | 23時 |  | 0 | 0 | 0 | 0 | [9 empty] | 0 | 0 | 0 | 0 | 0 | 0 | 0 | 0 | 0 | 0 | 0 | 0 | 0 | 0 | 0 | 0 | 0 | 0 | 0 | 0 | 0 | 0 | 0.047552 | 0.0067 | 0.01339 | 0.02009 | 0.02679 | 0.12467 | 0.18881 | 0.031848 |  | 0.1877 | 0.2176 | 0.2756 | 0.2763
2014-03-31 | 0時 |  | 0 | 0 | 0 | 0 | [9 empty] | 0 | 0 | 0 | 0 | 0 | 0 | 0 | 0 | 0 | 0 | 0 | 0 | 0 | 0 | 0 | 0 | 0 | 0 | 0 | 0 | 0 | 0 | 0.047552 | 0.00013 | 0.00025 | 0.00038 | 0.0005 | 0 | 0.078899 | 0.011656 |  | 0.1578 | 0.1578 | 0.1806 | 0.1812
2014-03-31 | 1時 |  | 0 | 0 | 0 | 0 | [9 empty] | 0 | 0 | 0 | 0 | 0 | 0 | 0 | 0 | 0 | 0 | 0 | 0 | 0 | 0 | 0 | 0 | 0 | 0 | 0 | 0 | 0 | 0 | 0.047552 | 0.00013 | 0.00025 | 0.00038 | 0.0005 | 0 | 0 | 0 |  | 0.0483 | 0.0483 | 0.0711 | 0.0717
2014-03-31 | 2時 |  | 0 | 0 | 0 | 0 | [9 empty] | 0 | 0 | 0 | 0 | 0 | 0 | 0 | 0 | 0 | 0 | 0 | 0 | 0 | 0 | 0 | 0 | 0 | 0 | 0 | 0 | 0 | 0 | 0.047552 | 0.00013 | 0.00025 | 0.00038 | 0.0005 | 0 | 0 | 0 |  | 0.056 | 0.0561 | 0.0788 | 0.0795
2014-03-31 | 3時 |  | 0 | 0 | 0 | 0 | [9 empty] | 0 | 0 | 0 | 0 | 0 | 0 | 0 | 0 | 0 | 0 | 0 | 0 | 0 | 0 | 0 | 0 | 0 | 0 | 0 | 0 | 0 | 0 | 0.047552 | 0.00013 | 0.00025 | 0.00038 | 0.0005 | 0 | 0 | 0 |  | 0.056 | 0.0561 | 0.0788 | 0.0795
2014-03-31 | 4時 |  | 0 | 0 | 0 | 0 | [9 empty] | 0 | 0 | 0 | 0 | 0 | 0 | 0 | 0 | 0 | 0 | 0 | 0 | 0 | 0 | 0 | 0 | 0 | 0 | 0 | 0 | 0 | 0 | 0.047552 | 0.00013 | 0.00025 | 0.00038 | 0.0005 | 0 | 0 | 0 |  | 0.0483 | 0.0483 | 0.0711 | 0.0717
2014-03-31 | 5時 |  | 18.3383 | 0 | 0 | 0 | [9 empty] | 1.622 | 0 | 0 | 0 | 0 | 0 | 0 | 0 | 0 | 0 | 0 | 0 | 0 | 0 | 0 | 0 | 0 | 0 | 0 | 0 | 0 | 0 | 0.047552 | 0.00013 | 0.00025 | 0.00038 | 0.0005 | 0 | 0 | 0 |  | 0.056 | 0.0561 | 0.0788 | 0.0795
2014-03-31 | 6時 |  | 6.386 | 0 | 0 | 0 | [9 empty] | 0.4668 | 0 | 0 | 0 | 0 | 0 | 0 | 0 | 0 | 0 | 0 | 0 | 0 | 0 | 0 | 0 | 0 | 0 | 0 | 0 | 0 | 0 | 0.047552 | 0.00338 | 0.00675 | 0.01013 | 0.01351 | 0 | 0.024649 | 0.011815 |  | 0.1925 | 0.2611 | 0.3525 | 0.3531
2014-03-31 | 7時 |  | 5.3428 | 0 | 0 | 0 | [9 empty] | 0.39739 | 0 | 0 | 0 | 0 | 0 | 0 | 0 | 0 | 0 | 0 | 0 | 0 | 0 | 0 | 0 | 0 | 0 | 0 | 0 | 0 | 0 | 0.047552 | 0.00054 | 0.00108 | 0.00163 | 0.00217 | 0.13859 | 0.053895 | 0.036861 |  | 0.1524 | 0.248 | 0.3662 | 0.3669
2014-03-31 | 8時 |  | 3.9709 | 0 | 0 | 0 | [9 empty] | 0.30882 | 0 | 0 | 0 | 0 | 0 | 0 | 0 | 0 | 0 | 0 | 0 | 0 | 0 | 0 | 0 | 0 | 0 | 0 | 0 | 0 | 0 | 0.047552 | 0.00054 | 0.00108 | 0.00163 | 0.00217 | 0.093503 | 0 | 0.035602 |  | 0.1091 | 0.1448 | 0.2032 | 0.2039
2014-03-31 | 9時 |  | 0 | 0 | 0 | 0 | [9 empty] | 0 | 0 | 0 | 0 | 0 | 0 | 0 | 0 | 0 | 0 | 0 | 0 | 0 | 0 | 0 | 0 | 0 | 0 | 0 | 0 | 0 | 0 | 0.047552 | 0.00013 | 0.00025 | 0.00038 | 0.0005 | 0.17838 | 0.10971 | 0.042749 |  | 0.3011 | 0.3368 | 0.3953 | 0.396
2014-03-31 | 10時 |  | 0 | 0 | 0 | 0 | [9 empty] | 0 | 0 | 0 | 0 | 0 | 0 | 0 | 0 | 0 | 0 | 0 | 0 | 0 | 0 | 0 | 0 | 0 | 0 | 0 | 0 | 0 | 0 | 0.047552 | 0.00033 | 0.00067 | 0.001 | 0.00133 | 0.093503 | 0 | 0.012523 |  | 0.0483 | 0.0483 | 0.0711 | 0.0717
2014-03-31 | 11時 |  | 2.889 | 0 | 0 | 0 | [9 empty] | 0.19661 | 0 | 0 | 0 | 0 | 0 | 0 | 0 | 0 | 0 | 0 | 0 | 0 | 0 | 0 | 0 | 0 | 0 | 0 | 0 | 0 | 0 | 0.047552 | 0.00013 | 0.00025 | 0.00038 | 0.0005 | 0 | 0 | 0.0052775 |  | 0.056 | 0.0561 | 0.0788 | 0.0795
2014-03-31 | 12時 |  | 0.20186 | 0 | 0 | 0 | [9 empty] | 0.10928 | 0 | 0 | 0 | 0 | 0 | 0 | 0 | 0 | 0 | 0 | 0 | 0 | 0 | 0 | 0 | 0 | 0 | 0 | 0 | 0 | 0 | 0.047552 | 0.00338 | 0.00675 | 0.01013 | 0.01351 | 0.05371 | 0 | 0.0052775 |  | 0.1983 | 0.2727 | 0.3698 | 0.3705
2014-03-31 | 13時 |  | 0 | 0 | 0 | 0 | [9 empty] | 0 | 0 | 0 | 0 | 0 | 0 | 0 | 0 | 0 | 0 | 0 | 0 | 0 | 0 | 0 | 0 | 0 | 0 | 0 | 0 | 0 | 0 | 0.047552 | 0.00033 | 0.00067 | 0.001 | 0.00133 | 0.11604 | 0 | 0 |  | 0.0483 | 0.0483 | 0.0711 | 0.0717
2014-03-31 | 14時 |  | 0 | 0 | 0 | 0 | [9 empty] | 0 | 0 | 0 | 0 | 0 | 0 | 0 | 0 | 0 | 0 | 0 | 0 | 0 | 0 | 0 | 0 | 0 | 0 | 0 | 0 | 0 | 0 | 0.047552 | 0.00013 | 0.00025 | 0.00038 | 0.0005 | 0.031168 | 0 | 0.017801 |  | 0.056 | 0.0561 | 0.0788 | 0.0795
2014-03-31 | 15時 |  | 3.2471 | 0 | 0 | 0 | [9 empty] | 0.22599 | 0 | 0 | 0 | 0 | 0 | 0 | 0 | 0 | 0 | 0 | 0 | 0 | 0 | 0 | 0 | 0 | 0 | 0 | 0 | 0 | 0 | 0.047552 | 0.00013 | 0.00025 | 0.00038 | 0.0005 | 0 | 0 | 0 |  | 0.056 | 0.0561 | 0.0788 | 0.0795
2014-03-31 | 16時 |  | 2.0591 | 0 | 0 | 0 | [9 empty] | 0.18819 | 0 | 0 | 0 | 0 | 0 | 0 | 0 | 0 | 0 | 0 | 0 | 0 | 0 | 0 | 0 | 0 | 0 | 0 | 0 | 0 | 0 | 0.047552 | 0.00033 | 0.00067 | 0.001 | 0.00133 | 0.062335 | 0 | 0.0052775 |  | 0.0483 | 0.0483 | 0.0711 | 0.0717
2014-03-31 | 17時 |  | 3.9027 | 0 | 2.8164 | 0 | [9 empty] | 0.27769 | 0 | 0 | 0 | 0 | 0.21875 | 0 | 0 | 0 | 0 | 0 | 0 | 0 | 0 | 0 | 0 | 0 | 0 | 0 | 0 | 0 | 0 | 0.047552 | 0.00033 | 0.00067 | 0.001 | 0.00133 | 0.10536 | 0 | 0.0082775 |  | 0.1304 | 0.2048 | 0.3019 | 0.3026
2014-03-31 | 18時 |  | 4.2015 | 0 | 0 | 0 | [9 empty] | 0.30219 | 0 | 0 | 0 | 0 | 0 | 0 | 0 | 0 | 0 | 0 | 0 | 0 | 0 | 0 | 0 | 0 | 0 | 0 | 0 | 0 | 0 | 0.047552 | 0.00642 | 0.01284 | 0.01926 | 0.02568 | 0.12467 | 0 | 0.0082775 |  | 0.303 | 0.3387 | 0.3972 | 0.5469
2014-03-31 | 19時 |  | 2.3135 | 0 | 3.063 | 0 | [9 empty] | 0.21926 | 0 | 0 | 0 | 0 | 0.2368 | 0 | 0 | 0 | 0 | 0 | 0 | 0 | 0 | 0 | 0 | 0 | 0 | 0 | 0 | 0 | 0 | 0.047552 | 0.00642 | 0.01284 | 0.01926 | 0.02568 | 0.21072 | 0.10708 | 0.0082775 |  | 0.0991 | 0.1348 | 0.1932 | 0.1939
2014-03-31 | 20時 |  | 3.0316 | 0 | 2.8624 | 0 | [9 empty] | 0.26403 | 0 | 0 | 0 | 0 | 0.23226 | 0 | 0 | 0 | 0 | 0 | 0 | 0 | 0 | 0 | 0 | 0 | 0 | 0 | 0 | 0 | 0 | 0.047552 | 0.00033 | 0.00067 | 0.001 | 0.00133 | 0.14927 | 0.027125 | 0 |  | 0.0917 | 0.1275 | 0.2102 | 0.2109
2014-03-31 | 21時 |  | 3.7217 | 0 | 3.3293 | 0 | [9 empty] | 0.31714 | 0 | 0 | 0 | 0 | 0.39332 | 0 | 0 | 0 | 0 | 0 | 0 | 0 | 0 | 0 | 0 | 0 | 0 | 0 | 0 | 0 | 0 | 0.047552 | 0.00033 | 0.00067 | 0.001 | 0.00133 | 0.14618 | 0.10814 | 0.031304 |  | 0.1216 | 0.1873 | 0.2837 | 0.2844
2014-03-31 | 22時 |  | 4.2809 | 0 | 1.3871 | 0 | [9 empty] | 0.36128 | 0 | 0 | 0 | 0 | 0.19086 | 0 | 0 | 0 | 0 | 0 | 0 | 0 | 0 | 0 | 0 | 0 | 0 | 0 | 0 | 0 | 0 | 0.047552 | 0.00628 | 0.01256 | 0.01884 | 0.02512 | 0.12467 | 0.16133 | 0.043827 |  | 0.1738 | 0.1917 | 0.262 | 0.2626
2014-03-31 | 23時 |  | 0 | 0 | 0 | 0 | [9 empty] | 0 | 0 | 0 | 0 | 0 | 0 | 0 | 0 | 0 | 0 | 0 | 0 | 0 | 0 | 0 | 0 | 0 | 0 | 0 | 0 | 0 | 0 | 0.047552 | 0.0067 | 0.01339 | 0.02009 | 0.02679 | 0.12467 | 0.18881 | 0.031848 |  | 0.1877 | 0.2176 | 0.2756 | 0.2763
2014-04-01 | 0時 |  | 0 | 0 | 0 | 0 | [9 empty] | 0 | 0 | 0 | 0 | 0 | 0 | 0 | 0 | 0 | 0 | 0 | 0 | 0 | 0 | 0 | 0 | 0 | 0 | 0 | 0 | 0 | 0 | 0.047552 | 0.00013 | 0.00025 | 0.00038 | 0.0005 | 0 | 0 | 0 |  | 0.1578 | 0.1578 | 0.1806 | 0.1812
2014-04-01 | 1時 |  | 0 | 0 | 0 | 0 | [9 empty] | 0 | 0 | 0 | 0 | 0 | 0 | 0 | 0 | 0 | 0 | 0 | 0 | 0 | 0 | 0 | 0 | 0 | 0 | 0 | 0 | 0 | 0 | 0.047552 | 0.00013 | 0.00025 | 0.00038 | 0.0005 | 0 | 0 | 0 |  | 0.0483 | 0.0483 | 0.0711 | 0.0717
2014-04-01 | 2時 |  | 0 | 0 | 0 | 0 | [9 empty] | 0 | 0 | 0 | 0 | 0 | 0 | 0 | 0 | 0 | 0 | 0 | 0 | 0 | 0 | 0 | 0 | 0 | 0 | 0 | 0 | 0 | 0 | 0.047552 | 0.00013 | 0.00025 | 0.00038 | 0.0005 | 0 | 0 | 0 |  | 0.056 | 0.0561 | 0.0788 | 0.0795
2014-04-01 | 3時 |  | 0 | 0 | 0 | 0 | [9 empty] | 0 | 0 | 0 | 0 | 0 | 0 | 0 | 0 | 0 | 0 | 0 | 0 | 0 | 0 | 0 | 0 | 0 | 0 | 0 | 0 | 0 | 0 | 0.047552 | 0.00013 | 0.00025 | 0.00038 | 0.0005 | 0 | 0 | 0 |  | 0.056 | 0.0561 | 0.0788 | 0.0795
2014-04-01 | 4時 |  | 0 | 0 | 0 | 0 | [9 empty] | 0 | 0 | 0 | 0 | 0 | 0 | 0 | 0 | 0 | 0 | 0 | 0 | 0 | 0 | 0 | 0 | 0 | 0 | 0 | 0 | 0 | 0 | 0.047552 | 0.00013 | 0.00025 | 0.00038 | 0.0005 | 0 | 0 | 0 |  | 0.0483 | 0.0483 | 0.0711 | 0.0717
2014-04-01 | 5時 |  | 0 | 0 | 0 | 0 | [9 empty] | 0 | 0 | 0 | 0 | 0 | 0 | 0 | 0 | 0 | 0 | 0 | 0 | 0 | 0 | 0 | 0 | 0 | 0 | 0 | 0 | 0 | 0 | 0.047552 | 0.00013 | 0.00025 | 0.00038 | 0.0005 | 0 | 0 | 0 |  | 0.056 | 0.0561 | 0.0788 | 0.0795
2014-04-01 | 6時 |  | 0 | 0 | 0 | 0 | [9 empty] | 0 | 0 | 0 | 0 | 0 | 0 | 0 | 0 | 0 | 0 | 0 | 0 | 0 | 0 | 0 | 0 | 0 | 0 | 0 | 0 | 0 | 0 | 0.047552 | 0.00013 | 0.00025 | 0.00038 | 0.0005 | 0 | 0 | 0 |  | 0.056 | 0.0561 | 0.0788 | 0.0795
2014-04-01 | 7時 |  | 17.7803 | 0 | 7.6998 | 0 | [9 empty] | 1.636 | 0 | 0 | 0 | 0 | 0.62267 | 0 | 0 | 0 | 0 | 0 | 0 | 0 | 0 | 0 | 0 | 0 | 0 | 0 | 0 | 0 | 0 | 0.047552 | 0.00054 | 0.00108 | 0.00163 | 0.00217 | 0 | 0.024649 | 0.022689 |  | 0.1168 | 0.1854 | 0.2767 | 0.2774
2014-04-01 | 8時 |  | 2.342 | 0 | 6.9322 | 0 | [9 empty] | 0.27244 | 0 | 0 | 0 | 0 | 0.6105 | 0 | 0 | 0 | 0 | 0 | 0 | 0 | 0 | 0 | 0 | 0 | 0 | 0 | 0 | 0 | 0 | 0.047552 | 0.00379 | 0.00759 | 0.01138 | 0.01518 | 0.084877 | 0.078545 | 0.064582 |  | 0.2156 | 0.2812 | 0.3696 | 0.3702
2014-04-01 | 9時 |  | 0.068783 | 0 | 0.12043 | 0 | [9 empty] | 0.12214 | 0 | 0 | 0 | 0 | 0.35895 | 0 | 0 | 0 | 0 | 0 | 0 | 0 | 0 | 0 | 0 | 0 | 0 | 0 | 0 | 0 | 0 | 0.047552 | 0.00033 | 0.00067 | 0.001 | 0.00133 | 0.23209 | 0.16325 | 0.052059 |  | 0.2163 | 0.252 | 0.3265 | 0.3272
2014-04-01 | 10時 |  | 0.034384 | 0 | 0.01821 | 0 | [9 empty] | 0.11631 | 0 | 0 | 0 | 0 | 0.34661 | 0 | 0 | 0 | 0 | 0 | 0 | 0 | 0 | 0 | 0 | 0 | 0 | 0 | 0 | 0 | 0 | 0.047552 | 0.00054 | 0.00108 | 0.00163 | 0.00217 | 0.12467 | 0.21558 | 0.037471 |  | 0.1917 | 0.2274 | 0.3128 | 0.3134
2014-04-01 | 11時 |  | 0.045106 | 0 | 0.0072623 | 0 | [9 empty] | 0.11468 | 0 | 0 | 0 | 0 | 0.17023 | 0 | 0 | 0 | 0 | 0 | 0 | 0 | 0 | 0 | 0 | 0 | 0 | 0 | 0 | 0 | 0 | 0.047552 | 0.00033 | 0.00067 | 0.001 | 0.00133 | 0.12467 | 0.21558 | 0 |  | 0.1994 | 0.2352 | 0.315 | 0.3157
2014-04-01 | 12時 |  | 0.034131 | 0 | 0 | 0 | [9 empty] | 0.1136 | 0 | 0 | 0 | 0 | 0 | 0 | 0 | 0 | 0 | 0 | 0 | 0 | 0 | 0 | 0 | 0 | 0 | 0 | 0 | 0 | 0 | 0.047552 | 0.00338 | 0.00675 | 0.01013 | 0.01351 | 0.14721 | 0.13456 | 0.018352 |  | 0.1983 | 0.2727 | 0.3698 | 0.3705
2014-04-01 | 13時 |  | 0 | 0 | 0 | 0 | [9 empty] | 0 | 0 | 0 | 0 | 0 | 0 | 0 | 0 | 0 | 0 | 0 | 0 | 0 | 0 | 0 | 0 | 0 | 0 | 0 | 0 | 0 | 0 | 0.047552 | 0.00033 | 0.00067 | 0.001 | 0.00133 | 0.13756 | 0.026771 | 0.023629 |  | 0.0483 | 0.0483 | 0.0711 | 0.0717
2014-04-01 | 14時 |  | 0 | 0 | 0 | 0 | [9 empty] | 0 | 0 | 0 | 0 | 0 | 0 | 0 | 0 | 0 | 0 | 0 | 0 | 0 | 0 | 0 | 0 | 0 | 0 | 0 | 0 | 0 | 0 | 0.047552 | 0.00013 | 0.00025 | 0.00038 | 0.0005 | 0 | 0 | 0 |  | 0.056 | 0.0561 | 0.0788 | 0.0795
2014-04-01 | 15時 |  | 0.11991 | 0 | 0.022494 | 0 | [9 empty] | 0.11647 | 0 | 0 | 0 | 0 | 0.16847 | 0 | 0 | 0 | 0 | 0 | 0 | 0 | 0 | 0 | 0 | 0 | 0 | 0 | 0 | 0 | 0 | 0.047552 | 0.00013 | 0.00025 | 0.00038 | 0.0005 | 0 | 0 | 0 |  | 0.056 | 0.0561 | 0.0788 | 0.0795
2014-04-01 | 16時 |  | 2.4398 | 0 | 0.018207 | 0 | [9 empty] | 0.23023 | 0 | 0 | 0 | 0 | 0.17097 | 0 | 0 | 0 | 0 | 0 | 0 | 0 | 0 | 0 | 0 | 0 | 0 | 0 | 0 | 0 | 0 | 0.047552 | 0.00054 | 0.00108 | 0.00163 | 0.00217 | 0.062335 | 0.054249 | 0.024058 |  | 0.2095 | 0.275 | 0.3956 | 0.5453
2014-04-01 | 17時 |  | 4.1025 | 0 | 0.26525 | 0 | [9 empty] | 0.33911 | 0 | 0 | 0 | 0 | 0.17437 | 0 | 0 | 0 | 0 | 0 | 0 | 0 | 0 | 0 | 0 | 0 | 0 | 0 | 0 | 0 | 0 | 0.047552 | 0.00642 | 0.01284 | 0.01926 | 0.02568 | 0.12467 | 0.1085 | 0.026923 |  | 0.2423 | 0.2781 | 0.3689 | 0.5187
2014-04-01 | 18時 |  | 2.3617 | 0 | 0 | 0 | [9 empty] | 0.25507 | 0 | 0 | 0 | 0 | 0 | 0 | 0 | 0 | 0 | 0 | 0 | 0 | 0 | 0 | 0 | 0 | 0 | 0 | 0 | 0 | 0 | 0.047552 | 0.00642 | 0.01284 | 0.01926 | 0.02568 | 0.21072 | 0.1085 | 0 |  | 0.1819 | 0.2177 | 0.2978 | 0.4476
2014-04-01 | 19時 |  | 3.3843 | 0 | 4.1741 | 0 | [9 empty] | 0.33038 | 0 | 0 | 0 | 0 | 0.43787 | 0 | 0 | 0 | 0 | 0 | 0 | 0 | 0 | 0 | 0 | 0 | 0 | 0 | 0 | 0 | 0 | 0.047552 | 0.00013 | 0.00025 | 0.00038 | 0.0005 | 0.12879 | 0 | 0.006537 |  | 0.0998 | 0.1355 | 0.2049 | 0.2056
2014-04-01 | 20時 |  | 4.0152 | 0 | 2.9659 | 0 | [9 empty] | 0.38482 | 0 | 0 | 0 | 0 | 0.4035 | 0 | 0 | 0 | 0 | 0 | 0 | 0 | 0 | 0 | 0 | 0 | 0 | 0 | 0 | 0 | 0 | 0.047552 | 0.00033 | 0.00067 | 0.001 | 0.00133 | 0.16769 | 0.10779 | 0.006537 |  | 0.0917 | 0.1275 | 0.2183 | 0.219
2014-04-01 | 21時 |  | 4.8295 | 0 | 2.8146 | 0 | [9 empty] | 0.44838 | 0 | 0 | 0 | 0 | 0.40398 | 0 | 0 | 0 | 0 | 0 | 0 | 0 | 0 | 0 | 0 | 0 | 0 | 0 | 0 | 0 | 0 | 0.047552 | 0.00628 | 0.01256 | 0.01884 | 0.02512 | 0.12467 | 0.18846 | 0.012659 |  | 0.1755 | 0.2411 | 0.3458 | 0.3465
2014-04-01 | 22時 |  | 0 | 0 | 0 | 0 | [9 empty] | 0 | 0 | 0 | 0 | 0 | 0 | 0 | 0 | 0 | 0 | 0 | 0 | 0 | 0 | 0 | 0 | 0 | 0 | 0 | 0 | 0 | 0 | 0.047552 | 0.00649 | 0.01298 | 0.01947 | 0.02595 | 0.12467 | 0.16133 | 0.043827 |  | 0.1139 | 0.1795 | 0.3002 | 0.3009
2014-04-01 | 23時 |  | 0 | 0 | 0 | 0 | [9 empty] | 0 | 0 | 0 | 0 | 0 | 0 | 0 | 0 | 0 | 0 | 0 | 0 | 0 | 0 | 0 | 0 | 0 | 0 | 0 | 0 | 0 | 0 | 0.047552 | 0.00331 | 0.00661 | 0.00992 | 0.01323 | 0.062335 | 0.15709 | 0.04296 |  | 0.1578 | 0.1578 | 0.1806 | 0.1812
2014-04-02 | 0時 |  | 0 | 0 | 0 | 0 | [9 empty] | 0 | 0 | 0 | 0 | 0 | 0 | 0 | 0 | 0 | 0 | 0 | 0 | 0 | 0 | 0 | 0 | 0 | 0 | 0 | 0 | 0 | 0 | 0.047552 | 0.00013 | 0.00025 | 0.00038 | 0.0005 | 0 | 0 | 0 |  | 0.1578 | 0.1578 | 0.1806 | 0.1812
2014-04-02 | 1時 |  | 0 | 0 | 0 | 0 | [9 empty] | 0 | 0 | 0 | 0 | 0 | 0 | 0 | 0 | 0 | 0 | 0 | 0 | 0 | 0 | 0 | 0 | 0 | 0 | 0 | 0 | 0 | 0 | 0.047552 | 0.00013 | 0.00025 | 0.00038 | 0.0005 | 0 | 0 | 0 |  | 0.0483 | 0.0483 | 0.0711 | 0.0717
2014-04-02 | 2時 |  | 0 | 0 | 0 | 0 | [9 empty] | 0 | 0 | 0 | 0 | 0 | 0 | 0 | 0 | 0 | 0 | 0 | 0 | 0 | 0 | 0 | 0 | 0 | 0 | 0 | 0 | 0 | 0 | 0.047552 | 0.00013 | 0.00025 | 0.00038 | 0.0005 | 0 | 0 | 0 |  | 0.056 | 0.0561 | 0.0788 | 0.0795
2014-04-02 | 3時 |  | 0 | 0 | 0 | 0 | [9 empty] | 0 | 0 | 0 | 0 | 0 | 0 | 0 | 0 | 0 | 0 | 0 | 0 | 0 | 0 | 0 | 0 | 0 | 0 | 0 | 0 | 0 | 0 | 0.047552 | 0.00013 | 0.00025 | 0.00038 | 0.0005 | 0 | 0 | 0 |  | 0.056 | 0.0561 | 0.0788 | 0.0795
2014-04-02 | 4時 |  | 0 | 0 | 0 | 0 | [9 empty] | 0 | 0 | 0 | 0 | 0 | 0 | 0 | 0 | 0 | 0 | 0 | 0 | 0 | 0 | 0 | 0 | 0 | 0 | 0 | 0 | 0 | 0 | 0.047552 | 0.00013 | 0.00025 | 0.00038 | 0.0005 | 0 | 0 | 0 |  | 0.0483 | 0.0483 | 0.0711 | 0.0717
2014-04-02 | 5時 |  | 0 | 0 | 0 | 0 | [9 empty] | 0 | 0 | 0 | 0 | 0 | 0 | 0 | 0 | 0 | 0 | 0 | 0 | 0 | 0 | 0 | 0 | 0 | 0 | 0 | 0 | 0 | 0 | 0.047552 | 0.00013 | 0.00025 | 0.00038 | 0.0005 | 0 | 0 | 0 |  | 0.056 | 0.0561 | 0.0788 | 0.0795
2014-04-02 | 6時 |  | 0 | 0 | 0 | 0 | [9 empty] | 0 | 0 | 0 | 0 | 0 | 0 | 0 | 0 | 0 | 0 | 0 | 0 | 0 | 0 | 0 | 0 | 0 | 0 | 0 | 0 | 0 | 0 | 0.047552 | 0.00033 | 0.00067 | 0.001 | 0.00133 | 0 | 0.024649 | 0.011815 |  | 0.0859 | 0.1159 | 0.1685 | 0.1692
2014-04-02 | 7時 |  | 22.5598 | 0 | 8.0488 | 0 | [9 empty] | 2.364 | 0 | 0 | 0 | 0 | 0.61204 | 0 | 0 | 0 | 0 | 0 | 0 | 0 | 0 | 0 | 0 | 0 | 0 | 0 | 0 | 0 | 0 | 0.047552 | 0.00033 | 0.00067 | 0.001 | 0.00133 | 0.093503 | 0 | 0.015347 |  | 0.2346 | 0.2703 | 0.3287 | 0.3294
2014-04-02 | 8時 |  | 5.4623 | 0 | 8.4527 | 0 | [9 empty] | 0.42773 | 0 | 0 | 0 | 0 | 0.66236 | 0 | 0 | 0 | 0 | 0 | 0 | 0 | 0 | 0 | 0 | 0 | 0 | 0 | 0 | 0 | 0 | 0.047552 | 0.00705 | 0.01409 | 0.02114 | 0.02818 | 0.13653 | 0.078545 | 0.060527 |  | 0.2282 | 0.3325 | 0.4595 | 0.4602
2014-04-02 | 9時 |  | 1.1384 | 0 | 0.94432 | 0 | [9 empty] | 0.1679 | 0 | 0 | 0 | 0 | 0.34497 | 0 | 0 | 0 | 0 | 0 | 0 | 0 | 0 | 0 | 0 | 0 | 0 | 0 | 0 | 0 | 0 | 0.047552 | 0.00013 | 0.00025 | 0.00038 | 0.0005 | 0.084877 | 0.053895 | 0.0052775 |  | 0.056 | 0.0561 | 0.0788 | 0.0795
2014-04-02 | 10時 |  | 0.037136 | 0 | 0.016451 | 0 | [9 empty] | 0.11266 | 0 | 0 | 0 | 0 | 0.33592 | 0 | 0 | 0 | 0 | 0 | 0 | 0 | 0 | 0 | 0 | 0 | 0 | 0 | 0 | 0 | 0 | 0.047552 | 0.00013 | 0.00025 | 0.00038 | 0.0005 | 0 | 0 | 0 |  | 0.0483 | 0.0483 | 0.0711 | 0.0717
2014-04-02 | 11時 |  | 0.038787 | 0 | 0.0065049 | 0 | [9 empty] | 0.11106 | 0 | 0 | 0 | 0 | 0.16599 | 0 | 0 | 0 | 0 | 0 | 0 | 0 | 0 | 0 | 0 | 0 | 0 | 0 | 0 | 0 | 0 | 0.047552 | 0.00013 | 0.00025 | 0.00038 | 0.0005 | 0 | 0 | 0 |  | 0.056 | 0.0561 | 0.0788 | 0.0795
2014-04-02 | 12時 |  | 0.025628 | 0 | 0 | 0 | [9 empty] | 0.10855 | 0 | 0 | 0 | 0 | 0 | 0 | 0 | 0 | 0 | 0 | 0 | 0 | 0 | 0 | 0 | 0 | 0 | 0 | 0 | 0 | 0 | 0.047552 | 0.00013 | 0.00025 | 0.00038 | 0.0005 | 0 | 0 | 0 |  | 0.056 | 0.0561 | 0.0788 | 0.0795
2014-04-02 | 13時 |  | 0 | 0 | 0 | 0 | [9 empty] | 0 | 0 | 0 | 0 | 0 | 0 | 0 | 0 | 0 | 0 | 0 | 0 | 0 | 0 | 0 | 0 | 0 | 0 | 0 | 0 | 0 | 0 | 0.047552 | 0.00013 | 0.00025 | 0.00038 | 0.0005 | 0 | 0 | 0 |  | 0.0483 | 0.0483 | 0.0711 | 0.0717
2014-04-02 | 14時 |  | 0 | 0 | 0 | 0 | [9 empty] | 0 | 0 | 0 | 0 | 0 | 0 | 0 | 0 | 0 | 0 | 0 | 0 | 0 | 0 | 0 | 0 | 0 | 0 | 0 | 0 | 0 | 0 | 0.047552 | 0.00013 | 0.00025 | 0.00038 | 0.0005 | 0 | 0 | 0 |  | 0.056 | 0.0561 | 0.0788 | 0.0795
2014-04-02 | 15時 |  | 0.069729 | 0 | 0.016276 | 0 | [9 empty] | 0.10965 | 0 | 0 | 0 | 0 | 0.16347 | 0 | 0 | 0 | 0 | 0 | 0 | 0 | 0 | 0 | 0 | 0 | 0 | 0 | 0 | 0 | 0 | 0.047552 | 0.00013 | 0.00025 | 0.00038 | 0.0005 | 0 | 0 | 0 |  | 0.056 | 0.0561 | 0.0788 | 0.0795
2014-04-02 | 16時 |  | 0.45959 | 0 | 0.008094 | 0 | [9 empty] | 0.12337 | 0 | 0 | 0 | 0 | 0.16457 | 0 | 0 | 0 | 0 | 0 | 0 | 0 | 0 | 0 | 0 | 0 | 0 | 0 | 0 | 0 | 0 | 0.047552 | 0.00013 | 0.00025 | 0.00038 | 0.0005 | 0 | 0 | 0 |  | 0.0483 | 0.0483 | 0.0711 | 0.0717
2014-04-02 | 17時 |  | 2.2346 | 0 | 0.018732 | 0 | [9 empty] | 0.19661 | 0 | 0 | 0 | 0 | 0.16588 | 0 | 0 | 0 | 0 | 0 | 0 | 0 | 0 | 0 | 0 | 0 | 0 | 0 | 0 | 0 | 0 | 0.047552 | 0.00013 | 0.00025 | 0.00038 | 0.0005 | 0 | 0 | 0 |  | 0.056 | 0.0561 | 0.0788 | 0.0795
2014-04-02 | 18時 |  | 1.2542 | 0 | 0 | 0 | [9 empty] | 0.16931 | 0 | 0 | 0 | 0 | 0 | 0 | 0 | 0 | 0 | 0 | 0 | 0 | 0 | 0 | 0 | 0 | 0 | 0 | 0 | 0 | 0 | 0.047552 | 0.00013 | 0.00025 | 0.00038 | 0.0005 | 0 | 0 | 0 |  | 0.056 | 0.0561 | 0.0788 | 0.0795
2014-04-02 | 19時 |  | 2.0229 | 0 | 2.2855 | 0 | [9 empty] | 0.21095 | 0 | 0 | 0 | 0 | 0.36169 | 0 | 0 | 0 | 0 | 0 | 0 | 0 | 0 | 0 | 0 | 0 | 0 | 0 | 0 | 0 | 0 | 0.047552 | 0.00013 | 0.00025 | 0.00038 | 0.0005 | 0 | 0 | 0 |  | 0.0483 | 0.0483 | 0.0711 | 0.0717
2014-04-02 | 20時 |  | 2.2736 | 0 | 1.5861 | 0 | [9 empty] | 0.21911 | 0 | 0 | 0 | 0 | 0.34791 | 0 | 0 | 0 | 0 | 0 | 0 | 0 | 0 | 0 | 0 | 0 | 0 | 0 | 0 | 0 | 0 | 0.047552 | 0.00054 | 0.00108 | 0.00163 | 0.00217 | 0.062335 | 0 | 0.0082775 |  | 0.1304 | 0.2048 | 0.3129 | 0.4626
2014-04-02 | 21時 |  | 2.9604 | 0 | 1.3947 | 0 | [9 empty] | 0.25919 | 0 | 0 | 0 | 0 | 0.34794 | 0 | 0 | 0 | 0 | 0 | 0 | 0 | 0 | 0 | 0 | 0 | 0 | 0 | 0 | 0 | 0 | 0.047552 | 0.00033 | 0.00067 | 0.001 | 0.00133 | 0.12467 | 0.026771 | 0.031304 |  | 0.1755 | 0.2411 | 0.3322 | 0.4447
2014-04-02 | 22時 |  | 0 | 0 | 0 | 0 | [9 empty] | 0 | 0 | 0 | 0 | 0 | 0 | 0 | 0 | 0 | 0 | 0 | 0 | 0 | 0 | 0 | 0 | 0 | 0 | 0 | 0 | 0 | 0 | 0.047552 | 0.00352 | 0.00703 | 0.01055 | 0.01406 | 0.12467 | 0.16133 | 0.043827 |  | 0.051 | 0.0511 | 0.0952 | 0.0959
2014-04-02 | 23時 |  | 0 | 0 | 0 | 0 | [9 empty] | 0 | 0 | 0 | 0 | 0 | 0 | 0 | 0 | 0 | 0 | 0 | 0 | 0 | 0 | 0 | 0 | 0 | 0 | 0 | 0 | 0 | 0 | 0.047552 | 0.00628 | 0.01256 | 0.01884 | 0.02512 | 0.062335 | 0.15709 | 0.044922 |  | 0.1877 | 0.2176 | 0.2703 | 0.2709
2014-04-03 | 0時 |  | 0 | 0 | 0 | 0 | [9 empty] | 0 | 0 | 0 | 0 | 0 | 0 | 0 | 0 | 0 | 0 | 0 | 0 | 0 | 0 | 0 | 0 | 0 | 0 | 0 | 0 | 0 | 0 | 0.047552 | 0.00013 | 0.00025 | 0.00038 | 0.0005 | 0 | 0.078899 | 0.011656 |  | 0.1578 | 0.1578 | 0.1806 | 0.1812
2014-04-03 | 1時 |  | 0 | 0 | 0 | 0 | [9 empty] | 0 | 0 | 0 | 0 | 0 | 0 | 0 | 0 | 0 | 0 | 0 | 0 | 0 | 0 | 0 | 0 | 0 | 0 | 0 | 0 | 0 | 0 | 0.047552 | 0.00013 | 0.00025 | 0.00038 | 0.0005 | 0 | 0 | 0 |  | 0.0483 | 0.0483 | 0.0711 | 0.0717
2014-04-03 | 2時 |  | 0 | 0 | 0 | 0 | [9 empty] | 0 | 0 | 0 | 0 | 0 | 0 | 0 | 0 | 0 | 0 | 0 | 0 | 0 | 0 | 0 | 0 | 0 | 0 | 0 | 0 | 0 | 0 | 0.047552 | 0.00013 | 0.00025 | 0.00038 | 0.0005 | 0 | 0 | 0 |  | 0.056 | 0.0561 | 0.0788 | 0.0795
2014-04-03 | 3時 |  | 0 | 0 | 0 | 0 | [9 empty] | 0 | 0 | 0 | 0 | 0 | 0 | 0 | 0 | 0 | 0 | 0 | 0 | 0 | 0 | 0 | 0 | 0 | 0 | 0 | 0 | 0 | 0 | 0.047552 | 0.00013 | 0.00025 | 0.00038 | 0.0005 | 0 | 0 | 0 |  | 0.056 | 0.0561 | 0.0788 | 0.0795
2014-04-03 | 4時 |  | 0 | 0 | 0 | 0 | [9 empty] | 0 | 0 | 0 | 0 | 0 | 0 | 0 | 0 | 0 | 0 | 0 | 0 | 0 | 0 | 0 | 0 | 0 | 0 | 0 | 0 | 0 | 0 | 0.047552 | 0.00013 | 0.00025 | 0.00038 | 0.0005 | 0 | 0 | 0 |  | 0.0483 | 0.0483 | 0.0711 | 0.0717
2014-04-03 | 5時 |  | 18.5897 | 0 | 0 | 0 | [9 empty] | 2.6296 | 0 | 0 | 0 | 0 | 0 | 0 | 0 | 0 | 0 | 0 | 0 | 0 | 0 | 0 | 0 | 0 | 0 | 0 | 0 | 0 | 0 | 0.047552 | 0.00013 | 0.00025 | 0.00038 | 0.0005 | 0 | 0 | 0 |  | 0.056 | 0.0561 | 0.0788 | 0.0795
2014-04-03 | 6時 |  | 6.0074 | 0 | 0 | 0 | [9 empty] | 0.45462 | 0 | 0 | 0 | 0 | 0 | 0 | 0 | 0 | 0 | 0 | 0 | 0 | 0 | 0 | 0 | 0 | 0 | 0 | 0 | 0 | 0 | 0.047552 | 0.00338 | 0.00675 | 0.01013 | 0.01351 | 0 | 0.024649 | 0.011815 |  | 0.1925 | 0.2611 | 0.3525 | 0.3531
2014-04-03 | 7時 |  | 3.9373 | 0 | 0 | 0 | [9 empty] | 0.317 | 0 | 0 | 0 | 0 | 0 | 0 | 0 | 0 | 0 | 0 | 0 | 0 | 0 | 0 | 0 | 0 | 0 | 0 | 0 | 0 | 0 | 0.047552 | 0.00054 | 0.00108 | 0.00163 | 0.00217 | 0.13859 | 0.053895 | 0.036861 |  | 0.1524 | 0.248 | 0.3662 | 0.3669
2014-04-03 | 8時 |  | 2.7449 | 0 | 0 | 0 | [9 empty] | 0.23363 | 0 | 0 | 0 | 0 | 0 | 0 | 0 | 0 | 0 | 0 | 0 | 0 | 0 | 0 | 0 | 0 | 0 | 0 | 0 | 0 | 0 | 0.047552 | 0.00054 | 0.00108 | 0.00163 | 0.00217 | 0.093503 | 0 | 0.035602 |  | 0.1091 | 0.1448 | 0.2032 | 0.2039
2014-04-03 | 9時 |  | 0 | 0 | 0 | 0 | [9 empty] | 0 | 0 | 0 | 0 | 0 | 0 | 0 | 0 | 0 | 0 | 0 | 0 | 0 | 0 | 0 | 0 | 0 | 0 | 0 | 0 | 0 | 0 | 0.047552 | 0.00013 | 0.00025 | 0.00038 | 0.0005 | 0.17838 | 0.10971 | 0.042749 |  | 0.3011 | 0.3368 | 0.3953 | 0.396
2014-04-03 | 10時 |  | 0 | 0 | 0 | 0 | [9 empty] | 0 | 0 | 0 | 0 | 0 | 0 | 0 | 0 | 0 | 0 | 0 | 0 | 0 | 0 | 0 | 0 | 0 | 0 | 0 | 0 | 0 | 0 | 0.047552 | 0.00033 | 0.00067 | 0.001 | 0.00133 | 0.093503 | 0 | 0.012523 |  | 0.0483 | 0.0483 | 0.0711 | 0.0717
2014-04-03 | 11時 |  | 0.095397 | 0 | 0 | 0 | [9 empty] | 0.10828 | 0 | 0 | 0 | 0 | 0 | 0 | 0 | 0 | 0 | 0 | 0 | 0 | 0 | 0 | 0 | 0 | 0 | 0 | 0 | 0 | 0 | 0.047552 | 0.00013 | 0.00025 | 0.00038 | 0.0005 | 0 | 0 | 0.0052775 |  | 0.056 | 0.0561 | 0.0788 | 0.0795
2014-04-03 | 12時 |  | 0.020564 | 0 | 0 | 0 | [9 empty] | 0.1035 | 0 | 0 | 0 | 0 | 0 | 0 | 0 | 0 | 0 | 0 | 0 | 0 | 0 | 0 | 0 | 0 | 0 | 0 | 0 | 0 | 0 | 0.047552 | 0.00338 | 0.00675 | 0.01013 | 0.01351 | 0.05371 | 0 | 0.0052775 |  | 0.1983 | 0.2727 | 0.3698 | 0.3705
2014-04-03 | 13時 |  | 0 | 0 | 0 | 0 | [9 empty] | 0 | 0 | 0 | 0 | 0 | 0 | 0 | 0 | 0 | 0 | 0 | 0 | 0 | 0 | 0 | 0 | 0 | 0 | 0 | 0 | 0 | 0 | 0.047552 | 0.00033 | 0.00067 | 0.001 | 0.00133 | 0.11604 | 0 | 0 |  | 0.0483 | 0.0483 | 0.0711 | 0.0717
2014-04-03 | 14時 |  | 0 | 0 | 0 | 0 | [9 empty] | 0 | 0 | 0 | 0 | 0 | 0 | 0 | 0 | 0 | 0 | 0 | 0 | 0 | 0 | 0 | 0 | 0 | 0 | 0 | 0 | 0 | 0 | 0.047552 | 0.00013 | 0.00025 | 0.00038 | 0.0005 | 0.031168 | 0 | 0.017801 |  | 0.056 | 0.0561 | 0.0788 | 0.0795
2014-04-03 | 15時 |  | 0.053523 | 0 | 0 | 0 | [9 empty] | 0.1054 | 0 | 0 | 0 | 0 | 0 | 0 | 0 | 0 | 0 | 0 | 0 | 0 | 0 | 0 | 0 | 0 | 0 | 0 | 0 | 0 | 0 | 0.047552 | 0.00013 | 0.00025 | 0.00038 | 0.0005 | 0 | 0 | 0 |  | 0.056 | 0.0561 | 0.0788 | 0.0795
2014-04-03 | 16時 |  | 0.038692 | 0 | 0 | 0 | [9 empty] | 0.10619 | 0 | 0 | 0 | 0 | 0 | 0 | 0 | 0 | 0 | 0 | 0 | 0 | 0 | 0 | 0 | 0 | 0 | 0 | 0 | 0 | 0 | 0.047552 | 0.00033 | 0.00067 | 0.001 | 0.00133 | 0.062335 | 0 | 0.0052775 |  | 0.0483 | 0.0483 | 0.0711 | 0.0717
2014-04-03 | 17時 |  | 0.97721 | 0 | 0.60275 | 0 | [9 empty] | 0.13652 | 0 | 0 | 0 | 0 | 0.16448 | 0 | 0 | 0 | 0 | 0 | 0 | 0 | 0 | 0 | 0 | 0 | 0 | 0 | 0 | 0 | 0 | 0.047552 | 0.00033 | 0.00067 | 0.001 | 0.00133 | 0.10536 | 0 | 0.0082775 |  | 0.1304 | 0.2048 | 0.3019 | 0.3026
2014-04-03 | 18時 |  | 2.3083 | 0 | 0 | 0 | [9 empty] | 0.19709 | 0 | 0 | 0 | 0 | 0 | 0 | 0 | 0 | 0 | 0 | 0 | 0 | 0 | 0 | 0 | 0 | 0 | 0 | 0 | 0 | 0 | 0.047552 | 0.00642 | 0.01284 | 0.01926 | 0.02568 | 0.12467 | 0 | 0.0082775 |  | 0.303 | 0.3387 | 0.3972 | 0.5469
2014-04-03 | 19時 |  | 0.89873 | 0 | 1.1918 | 0 | [9 empty] | 0.14222 | 0 | 0 | 0 | 0 | 0.17454 | 0 | 0 | 0 | 0 | 0 | 0 | 0 | 0 | 0 | 0 | 0 | 0 | 0 | 0 | 0 | 0 | 0.047552 | 0.00642 | 0.01284 | 0.01926 | 0.02568 | 0.21072 | 0.10708 | 0.0082775 |  | 0.0991 | 0.1348 | 0.1932 | 0.1939
2014-04-03 | 20時 |  | 2.0882 | 0 | 1.9327 | 0 | [9 empty] | 0.21681 | 0 | 0 | 0 | 0 | 0.19994 | 0 | 0 | 0 | 0 | 0 | 0 | 0 | 0 | 0 | 0 | 0 | 0 | 0 | 0 | 0 | 0 | 0.047552 | 0.00033 | 0.00067 | 0.001 | 0.00133 | 0.14927 | 0.027125 | 0 |  | 0.0917 | 0.1275 | 0.2102 | 0.2109
2014-04-03 | 21時 |  | 2.7864 | 0 | 2.2539 | 0 | [9 empty] | 0.25007 | 0 | 0 | 0 | 0 | 0.36047 | 0 | 0 | 0 | 0 | 0 | 0 | 0 | 0 | 0 | 0 | 0 | 0 | 0 | 0 | 0 | 0 | 0.047552 | 0.00033 | 0.00067 | 0.001 | 0.00133 | 0.14618 | 0.10814 | 0.031304 |  | 0.1216 | 0.1873 | 0.2837 | 0.2844
2014-04-03 | 22時 |  | 3.6432 | 0 | 1.0823 | 0 | [9 empty] | 0.31988 | 0 | 0 | 0 | 0 | 0.18382 | 0 | 0 | 0 | 0 | 0 | 0 | 0 | 0 | 0 | 0 | 0 | 0 | 0 | 0 | 0 | 0 | 0.047552 | 0.00628 | 0.01256 | 0.01884 | 0.02512 | 0.12467 | 0.16133 | 0.043827 |  | 0.1738 | 0.1917 | 0.262 | 0.2626
2014-04-03 | 23時 |  | 0 | 0 | 0 | 0 | [9 empty] | 0 | 0 | 0 | 0 | 0 | 0 | 0 | 0 | 0 | 0 | 0 | 0 | 0 | 0 | 0 | 0 | 0 | 0 | 0 | 0 | 0 | 0 | 0.047552 | 0.0067 | 0.01339 | 0.02009 | 0.02679 | 0.12467 | 0.18881 | 0.031848 |  | 0.1877 | 0.2176 | 0.2756 | 0.2763
2014-04-04 | 0時 |  | 0 | 0 | 0 | 0 | [9 empty] | 0 | 0 | 0 | 0 | 0 | 0 | 0 | 0 | 0 | 0 | 0 | 0 | 0 | 0 | 0 | 0 | 0 | 0 | 0 | 0 | 0 | 0 | 0.047552 | 0.00013 | 0.00025 | 0.00038 | 0.0005 | 0 | 0.078899 | 0.011656 |  | 0.1578 | 0.1578 | 0.1806 | 0.1812
2014-04-04 | 1時 |  | 0 | 0 | 0 | 0 | [9 empty] | 0 | 0 | 0 | 0 | 0 | 0 | 0 | 0 | 0 | 0 | 0 | 0 | 0 | 0 | 0 | 0 | 0 | 0 | 0 | 0 | 0 | 0 | 0.047552 | 0.00013 | 0.00025 | 0.00038 | 0.0005 | 0 | 0 | 0 |  | 0.0483 | 0.0483 | 0.0711 | 0.0717
2014-04-04 | 2時 |  | 0 | 0 | 0 | 0 | [9 empty] | 0 | 0 | 0 | 0 | 0 | 0 | 0 | 0 | 0 | 0 | 0 | 0 | 0 | 0 | 0 | 0 | 0 | 0 | 0 | 0 | 0 | 0 | 0.047552 | 0.00013 | 0.00025 | 0.00038 | 0.0005 | 0 | 0 | 0 |  | 0.056 | 0.0561 | 0.0788 | 0.0795
2014-04-04 | 3時 |  | 0 | 0 | 0 | 0 | [9 empty] | 0 | 0 | 0 | 0 | 0 | 0 | 0 | 0 | 0 | 0 | 0 | 0 | 0 | 0 | 0 | 0 | 0 | 0 | 0 | 0 | 0 | 0 | 0.047552 | 0.00013 | 0.00025 | 0.00038 | 0.0005 | 0 | 0 | 0 |  | 0.056 | 0.0561 | 0.0788 | 0.0795
2014-04-04 | 4時 |  | 0 | 0 | 0 | 0 | [9 empty] | 0 | 0 | 0 | 0 | 0 | 0 | 0 | 0 | 0 | 0 | 0 | 0 | 0 | 0 | 0 | 0 | 0 | 0 | 0 | 0 | 0 | 0 | 0.047552 | 0.00013 | 0.00025 | 0.00038 | 0.0005 | 0 | 0 | 0 |  | 0.0483 | 0.0483 | 0.0711 | 0.0717
2014-04-04 | 5時 |  | 20.5177 | 0 | 0 | 0 | [9 empty] | 2.0483 | 0 | 0 | 0 | 0 | 0 | 0 | 0 | 0 | 0 | 0 | 0 | 0 | 0 | 0 | 0 | 0 | 0 | 0 | 0 | 0 | 0 | 0.047552 | 0.00013 | 0.00025 | 0.00038 | 0.0005 | 0 | 0 | 0 |  | 0.056 | 0.0561 | 0.0788 | 0.0795
2014-04-04 | 6時 |  | 4.7164 | 0 | 0 | 0 | [9 empty] | 0.4108 | 0 | 0 | 0 | 0 | 0 | 0 | 0 | 0 | 0 | 0 | 0 | 0 | 0 | 0 | 0 | 0 | 0 | 0 | 0 | 0 | 0 | 0.047552 | 0.00338 | 0.00675 | 0.01013 | 0.01351 | 0 | 0.024649 | 0.011815 |  | 0.1925 | 0.2611 | 0.3525 | 0.3531
2014-04-04 | 7時 |  | 1.5127 | 0 | 0 | 0 | [9 empty] | 0.18833 | 0 | 0 | 0 | 0 | 0 | 0 | 0 | 0 | 0 | 0 | 0 | 0 | 0 | 0 | 0 | 0 | 0 | 0 | 0 | 0 | 0 | 0.047552 | 0.00054 | 0.00108 | 0.00163 | 0.00217 | 0.13859 | 0.053895 | 0.036861 |  | 0.1524 | 0.248 | 0.3662 | 0.3669
2014-04-04 | 8時 |  | 0.049114 | 0 | 0 | 0 | [9 empty] | 0.11298 | 0 | 0 | 0 | 0 | 0 | 0 | 0 | 0 | 0 | 0 | 0 | 0 | 0 | 0 | 0 | 0 | 0 | 0 | 0 | 0 | 0 | 0.047552 | 0.00054 | 0.00108 | 0.00163 | 0.00217 | 0.093503 | 0 | 0.035602 |  | 0.1091 | 0.1448 | 0.2032 | 0.2039
2014-04-04 | 9時 |  | 0 | 0 | 0 | 0 | [9 empty] | 0 | 0 | 0 | 0 | 0 | 0 | 0 | 0 | 0 | 0 | 0 | 0 | 0 | 0 | 0 | 0 | 0 | 0 | 0 | 0 | 0 | 0 | 0.047552 | 0.00013 | 0.00025 | 0.00038 | 0.0005 | 0.17838 | 0.10971 | 0.042749 |  | 0.3011 | 0.3368 | 0.3953 | 0.396
2014-04-04 | 10時 |  | 0 | 0 | 0 | 0 | [9 empty] | 0 | 0 | 0 | 0 | 0 | 0 | 0 | 0 | 0 | 0 | 0 | 0 | 0 | 0 | 0 | 0 | 0 | 0 | 0 | 0 | 0 | 0 | 0.047552 | 0.00033 | 0.00067 | 0.001 | 0.00133 | 0.093503 | 0 | 0.012523 |  | 0.0483 | 0.0483 | 0.0711 | 0.0717
2014-04-04 | 11時 |  | 0.056521 | 0 | 0 | 0 | [9 empty] | 0.10753 | 0 | 0 | 0 | 0 | 0 | 0 | 0 | 0 | 0 | 0 | 0 | 0 | 0 | 0 | 0 | 0 | 0 | 0 | 0 | 0 | 0 | 0.047552 | 0.00013 | 0.00025 | 0.00038 | 0.0005 | 0 | 0 | 0.0052775 |  | 0.056 | 0.0561 | 0.0788 | 0.0795
2014-04-04 | 12時 |  | 0.024233 | 0 | 0 | 0 | [9 empty] | 0.1072 | 0 | 0 | 0 | 0 | 0 | 0 | 0 | 0 | 0 | 0 | 0 | 0 | 0 | 0 | 0 | 0 | 0 | 0 | 0 | 0 | 0 | 0.047552 | 0.00338 | 0.00675 | 0.01013 | 0.01351 | 0.05371 | 0 | 0.0052775 |  | 0.1983 | 0.2727 | 0.3698 | 0.3705
2014-04-04 | 13時 |  | 0 | 0 | 0 | 0 | [9 empty] | 0 | 0 | 0 | 0 | 0 | 0 | 0 | 0 | 0 | 0 | 0 | 0 | 0 | 0 | 0 | 0 | 0 | 0 | 0 | 0 | 0 | 0 | 0.047552 | 0.00033 | 0.00067 | 0.001 | 0.00133 | 0.11604 | 0 | 0 |  | 0.0483 | 0.0483 | 0.0711 | 0.0717
2014-04-04 | 14時 |  | 0 | 0 | 0 | 0 | [9 empty] | 0 | 0 | 0 | 0 | 0 | 0 | 0 | 0 | 0 | 0 | 0 | 0 | 0 | 0 | 0 | 0 | 0 | 0 | 0 | 0 | 0 | 0 | 0.047552 | 0.00013 | 0.00025 | 0.00038 | 0.0005 | 0.031168 | 0 | 0.017801 |  | 0.056 | 0.0561 | 0.0788 | 0.0795
2014-04-04 | 15時 |  | 0.04469 | 0 | 0 | 0 | [9 empty] | 0.10725 | 0 | 0 | 0 | 0 | 0 | 0 | 0 | 0 | 0 | 0 | 0 | 0 | 0 | 0 | 0 | 0 | 0 | 0 | 0 | 0 | 0 | 0.047552 | 0.00013 | 0.00025 | 0.00038 | 0.0005 | 0 | 0 | 0 |  | 0.056 | 0.0561 | 0.0788 | 0.0795
2014-04-04 | 16時 |  | 0.03605 | 0 | 0 | 0 | [9 empty] | 0.10885 | 0 | 0 | 0 | 0 | 0 | 0 | 0 | 0 | 0 | 0 | 0 | 0 | 0 | 0 | 0 | 0 | 0 | 0 | 0 | 0 | 0 | 0.047552 | 0.00033 | 0.00067 | 0.001 | 0.00133 | 0.062335 | 0 | 0.0052775 |  | 0.0483 | 0.0483 | 0.0711 | 0.0717
2014-04-04 | 17時 |  | 0.30035 | 0 | 0.079708 | 0 | [9 empty] | 0.12049 | 0 | 0 | 0 | 0 | 0.16602 | 0 | 0 | 0 | 0 | 0 | 0 | 0 | 0 | 0 | 0 | 0 | 0 | 0 | 0 | 0 | 0 | 0.047552 | 0.00033 | 0.00067 | 0.001 | 0.00133 | 0.10536 | 0 | 0.0082775 |  | 0.1304 | 0.2048 | 0.3019 | 0.3026
2014-04-04 | 18時 |  | 2.6655 | 0 | 0 | 0 | [9 empty] | 0.23376 | 0 | 0 | 0 | 0 | 0 | 0 | 0 | 0 | 0 | 0 | 0 | 0 | 0 | 0 | 0 | 0 | 0 | 0 | 0 | 0 | 0 | 0.047552 | 0.00642 | 0.01284 | 0.01926 | 0.02568 | 0.12467 | 0 | 0.0082775 |  | 0.303 | 0.3387 | 0.3972 | 0.5469
2014-04-04 | 19時 |  | 1.2858 | 0 | 1.0285 | 0 | [9 empty] | 0.17757 | 0 | 0 | 0 | 0 | 0.17935 | 0 | 0 | 0 | 0 | 0 | 0 | 0 | 0 | 0 | 0 | 0 | 0 | 0 | 0 | 0 | 0 | 0.047552 | 0.00642 | 0.01284 | 0.01926 | 0.02568 | 0.21072 | 0.10708 | 0.0082775 |  | 0.0991 | 0.1348 | 0.1932 | 0.1939
2014-04-04 | 20時 |  | 2.4819 | 0 | 2.1554 | 0 | [9 empty] | 0.26211 | 0 | 0 | 0 | 0 | 0.21573 | 0 | 0 | 0 | 0 | 0 | 0 | 0 | 0 | 0 | 0 | 0 | 0 | 0 | 0 | 0 | 0 | 0.047552 | 0.00033 | 0.00067 | 0.001 | 0.00133 | 0.14927 | 0.027125 | 0 |  | 0.0917 | 0.1275 | 0.2102 | 0.2109
2014-04-04 | 21時 |  | 3.2801 | 0 | 2.6679 | 0 | [9 empty] | 0.30798 | 0 | 0 | 0 | 0 | 0.38256 | 0 | 0 | 0 | 0 | 0 | 0 | 0 | 0 | 0 | 0 | 0 | 0 | 0 | 0 | 0 | 0 | 0.047552 | 0.00033 | 0.00067 | 0.001 | 0.00133 | 0.14618 | 0.10814 | 0.031304 |  | 0.1216 | 0.1873 | 0.2837 | 0.2844
2014-04-04 | 22時 |  | 4.0141 | 0 | 1.2106 | 0 | [9 empty] | 0.35934 | 0 | 0 | 0 | 0 | 0.18978 | 0 | 0 | 0 | 0 | 0 | 0 | 0 | 0 | 0 | 0 | 0 | 0 | 0 | 0 | 0 | 0 | 0.047552 | 0.00628 | 0.01256 | 0.01884 | 0.02512 | 0.12467 | 0.16133 | 0.043827 |  | 0.1738 | 0.1917 | 0.262 | 0.2626
2014-04-04 | 23時 |  | 0 | 0 | 0 | 0 | [9 empty] | 0 | 0 | 0 | 0 | 0 | 0 | 0 | 0 | 0 | 0 | 0 | 0 | 0 | 0 | 0 | 0 | 0 | 0 | 0 | 0 | 0 | 0 | 0.047552 | 0.0067 | 0.01339 | 0.02009 | 0.02679 | 0.12467 | 0.18881 | 0.031848 |  | 0.1877 | 0.2176 | 0.2756 | 0.2763
2014-04-05 | 0時 |  | 0 | 0 | 0 | 0 | [9 empty] | 0 | 0 | 0 | 0 | 0 | 0 | 0 | 0 | 0 | 0 | 0 | 0 | 0 | 0 | 0 | 0 | 0 | 0 | 0 | 0 | 0 | 0 | 0.047552 | 0.00013 | 0.00025 | 0.00038 | 0.0005 | 0 | 0.078899 | 0.011656 |  | 0.1578 | 0.1578 | 0.1806 | 0.1812
2014-04-05 | 1時 |  | 0 | 0 | 0 | 0 | [9 empty] | 0 | 0 | 0 | 0 | 0 | 0 | 0 | 0 | 0 | 0 | 0 | 0 | 0 | 0 | 0 | 0 | 0 | 0 | 0 | 0 | 0 | 0 | 0.047552 | 0.00013 | 0.00025 | 0.00038 | 0.0005 | 0 | 0 | 0 |  | 0.0483 | 0.0483 | 0.0711 | 0.0717
2014-04-05 | 2時 |  | 0 | 0 | 0 | 0 | [9 empty] | 0 | 0 | 0 | 0 | 0 | 0 | 0 | 0 | 0 | 0 | 0 | 0 | 0 | 0 | 0 | 0 | 0 | 0 | 0 | 0 | 0 | 0 | 0.047552 | 0.00013 | 0.00025 | 0.00038 | 0.0005 | 0 | 0 | 0 |  | 0.056 | 0.0561 | 0.0788 | 0.0795
2014-04-05 | 3時 |  | 0 | 0 | 0 | 0 | [9 empty] | 0 | 0 | 0 | 0 | 0 | 0 | 0 | 0 | 0 | 0 | 0 | 0 | 0 | 0 | 0 | 0 | 0 | 0 | 0 | 0 | 0 | 0 | 0.047552 | 0.00013 | 0.00025 | 0.00038 | 0.0005 | 0 | 0 | 0 |  | 0.056 | 0.0561 | 0.0788 | 0.0795
2014-04-05 | 4時 |  | 0 | 0 | 0 | 0 | [9 empty] | 0 | 0 | 0 | 0 | 0 | 0 | 0 | 0 | 0 | 0 | 0 | 0 | 0 | 0 | 0 | 0 | 0 | 0 | 0 | 0 | 0 | 0 | 0.047552 | 0.00013 | 0.00025 | 0.00038 | 0.0005 | 0 | 0 | 0 |  | 0.0483 | 0.0483 | 0.0711 | 0.0717
2014-04-05 | 5時 |  | 21.0919 | 0.99775 | 0 | 0 | [9 empty] | 3.6078 | 0 | 0 | 0 | 0 | 0 | 0 | 0 | 0 | 0 | 0 | 0 | 0 | 0 | 0 | 0 | 0 | 0 | 0 | 0 | 0 | 0 | 0.047552 | 0.00013 | 0.00025 | 0.00038 | 0.0005 | 0 | 0 | 0 |  | 0.056 | 0.0561 | 0.0788 | 0.0795
2014-04-05 | 6時 |  | 7.7811 | 0 | 0 | 0 | [9 empty] | 0.62264 | 0 | 0 | 0 | 0 | 0 | 0 | 0 | 0 | 0 | 0 | 0 | 0 | 0 | 0 | 0 | 0 | 0 | 0 | 0 | 0 | 0 | 0.047552 | 0.00338 | 0.00675 | 0.01013 | 0.01351 | 0 | 0.024649 | 0.011815 |  | 0.1925 | 0.2611 | 0.3525 | 0.3531
2014-04-05 | 7時 |  | 6.0514 | 0 | 0 | 0 | [9 empty] | 0.48429 | 0 | 0 | 0 | 0 | 0 | 0 | 0 | 0 | 0 | 0 | 0 | 0 | 0 | 0 | 0 | 0 | 0 | 0 | 0 | 0 | 0 | 0.047552 | 0.00054 | 0.00108 | 0.00163 | 0.00217 | 0.13859 | 0.053895 | 0.036861 |  | 0.1524 | 0.248 | 0.3662 | 0.3669
2014-04-05 | 8時 |  | 4.7922 | 0 | 0 | 0 | [9 empty] | 0.3784 | 0 | 0 | 0 | 0 | 0 | 0 | 0 | 0 | 0 | 0 | 0 | 0 | 0 | 0 | 0 | 0 | 0 | 0 | 0 | 0 | 0 | 0.047552 | 0.00054 | 0.00108 | 0.00163 | 0.00217 | 0.093503 | 0 | 0.035602 |  | 0.1091 | 0.1448 | 0.2032 | 0.2039
2014-04-05 | 9時 |  | 0 | 0 | 0 | 0 | [9 empty] | 0 | 0 | 0 | 0 | 0 | 0 | 0 | 0 | 0 | 0 | 0 | 0 | 0 | 0 | 0 | 0 | 0 | 0 | 0 | 0 | 0 | 0 | 0.047552 | 0.00013 | 0.00025 | 0.00038 | 0.0005 | 0.17838 | 0.10971 | 0.042749 |  | 0.3011 | 0.3368 | 0.3953 | 0.396
2014-04-05 | 10時 |  | 0 | 0 | 0 | 0 | [9 empty] | 0 | 0 | 0 | 0 | 0 | 0 | 0 | 0 | 0 | 0 | 0 | 0 | 0 | 0 | 0 | 0 | 0 | 0 | 0 | 0 | 0 | 0 | 0.047552 | 0.00033 | 0.00067 | 0.001 | 0.00133 | 0.093503 | 0 | 0.012523 |  | 0.0483 | 0.0483 | 0.0711 | 0.0717
2014-04-05 | 11時 |  | 6.0548 | 0 | 0 | 0 | [9 empty] | 0.39666 | 0 | 0 | 0 | 0 | 0 | 0 | 0 | 0 | 0 | 0 | 0 | 0 | 0 | 0 | 0 | 0 | 0 | 0 | 0 | 0 | 0 | 0.047552 | 0.00013 | 0.00025 | 0.00038 | 0.0005 | 0 | 0 | 0.0052775 |  | 0.056 | 0.0561 | 0.0788 | 0.0795
2014-04-05 | 12時 |  | 2.0482 | 0 | 0 | 0 | [9 empty] | 0.1852 | 0 | 0 | 0 | 0 | 0 | 0 | 0 | 0 | 0 | 0 | 0 | 0 | 0 | 0 | 0 | 0 | 0 | 0 | 0 | 0 | 0 | 0.047552 | 0.00338 | 0.00675 | 0.01013 | 0.01351 | 0.05371 | 0 | 0.0052775 |  | 0.1983 | 0.2727 | 0.3698 | 0.3705
2014-04-05 | 13時 |  | 0 | 0 | 0 | 0 | [9 empty] | 0 | 0 | 0 | 0 | 0 | 0 | 0 | 0 | 0 | 0 | 0 | 0 | 0 | 0 | 0 | 0 | 0 | 0 | 0 | 0 | 0 | 0 | 0.047552 | 0.00033 | 0.00067 | 0.001 | 0.00133 | 0.11604 | 0 | 0 |  | 0.0483 | 0.0483 | 0.0711 | 0.0717
2014-04-05 | 14時 |  | 0 | 0 | 0 | 0 | [9 empty] | 0 | 0 | 0 | 0 | 0 | 0 | 0 | 0 | 0 | 0 | 0 | 0 | 0 | 0 | 0 | 0 | 0 | 0 | 0 | 0 | 0 | 0 | 0.047552 | 0.00013 | 0.00025 | 0.00038 | 0.0005 | 0.031168 | 0 | 0.017801 |  | 0.056 | 0.0561 | 0.0788 | 0.0795
2014-04-05 | 15時 |  | 3.8844 | 0 | 0 | 0 | [9 empty] | 0.26807 | 0 | 0 | 0 | 0 | 0 | 0 | 0 | 0 | 0 | 0 | 0 | 0 | 0 | 0 | 0 | 0 | 0 | 0 | 0 | 0 | 0 | 0.047552 | 0.00013 | 0.00025 | 0.00038 | 0.0005 | 0 | 0 | 0 |  | 0.056 | 0.0561 | 0.0788 | 0.0795
2014-04-05 | 16時 |  | 2.4978 | 0 | 0 | 0 | [9 empty] | 0.21397 | 0 | 0 | 0 | 0 | 0 | 0 | 0 | 0 | 0 | 0 | 0 | 0 | 0 | 0 | 0 | 0 | 0 | 0 | 0 | 0 | 0 | 0.047552 | 0.00033 | 0.00067 | 0.001 | 0.00133 | 0.062335 | 0 | 0.0052775 |  | 0.0483 | 0.0483 | 0.0711 | 0.0717
2014-04-05 | 17時 |  | 4.6009 | 0 | 3.6072 | 0 | [9 empty] | 0.32926 | 0 | 0 | 0 | 0 | 0.25638 | 0 | 0 | 0 | 0 | 0 | 0 | 0 | 0 | 0 | 0 | 0 | 0 | 0 | 0 | 0 | 0 | 0.047552 | 0.00033 | 0.00067 | 0.001 | 0.00133 | 0.10536 | 0 | 0.0082775 |  | 0.1304 | 0.2048 | 0.3019 | 0.3026
2014-04-05 | 18時 |  | 4.7858 | 0 | 0 | 0 | [9 empty] | 0.3451 | 0 | 0 | 0 | 0 | 0 | 0 | 0 | 0 | 0 | 0 | 0 | 0 | 0 | 0 | 0 | 0 | 0 | 0 | 0 | 0 | 0 | 0.047552 | 0.00642 | 0.01284 | 0.01926 | 0.02568 | 0.12467 | 0 | 0.0082775 |  | 0.303 | 0.3387 | 0.3972 | 0.5469
2014-04-05 | 19時 |  | 2.6467 | 0 | 3.6663 | 0 | [9 empty] | 0.24081 | 0 | 0 | 0 | 0 | 0.26654 | 0 | 0 | 0 | 0 | 0 | 0 | 0 | 0 | 0 | 0 | 0 | 0 | 0 | 0 | 0 | 0 | 0.047552 | 0.00642 | 0.01284 | 0.01926 | 0.02568 | 0.21072 | 0.10708 | 0.0082775 |  | 0.0991 | 0.1348 | 0.1932 | 0.1939
2014-04-05 | 20時 |  | 3.4802 | 0 | 3.2439 | 0 | [9 empty] | 0.30573 | 0 | 0 | 0 | 0 | 0.25622 | 0 | 0 | 0 | 0 | 0 | 0 | 0 | 0 | 0 | 0 | 0 | 0 | 0 | 0 | 0 | 0 | 0.047552 | 0.00033 | 0.00067 | 0.001 | 0.00133 | 0.14927 | 0.027125 | 0 |  | 0.0917 | 0.1275 | 0.2102 | 0.2109
2014-04-05 | 21時 |  | 4.0154 | 0 | 3.7441 | 0 | [9 empty] | 0.34293 | 0 | 0 | 0 | 0 | 0.41042 | 0 | 0 | 0 | 0 | 0 | 0 | 0 | 0 | 0 | 0 | 0 | 0 | 0 | 0 | 0 | 0 | 0.047552 | 0.00033 | 0.00067 | 0.001 | 0.00133 | 0.14618 | 0.10814 | 0.031304 |  | 0.1216 | 0.1873 | 0.2837 | 0.2844
2014-04-05 | 22時 |  | 4.4534 | 0 | 1.4892 | 0 | [9 empty] | 0.45818 | 0 | 0 | 0 | 0 | 0.20706 | 0 | 0 | 0 | 0 | 0 | 0 | 0 | 0 | 0 | 0 | 0 | 0 | 0 | 0 | 0 | 0 | 0.047552 | 0.00628 | 0.01256 | 0.01884 | 0.02512 | 0.12467 | 0.16133 | 0.043827 |  | 0.1738 | 0.1917 | 0.262 | 0.2626
2014-04-05 | 23時 |  | 0 | 0 | 0 | 0 | [9 empty] | 0 | 0 | 0 | 0 | 0 | 0 | 0 | 0 | 0 | 0 | 0 | 0 | 0 | 0 | 0 | 0 | 0 | 0 | 0 | 0 | 0 | 0 | 0.047552 | 0.0067 | 0.01339 | 0.02009 | 0.02679 | 0.12467 | 0.18881 | 0.031848 |  | 0.1877 | 0.2176 | 0.2756 | 0.2763
2014-04-06 | 0時 |  | 0 | 0 | 0 | 0 | [9 empty] | 0 | 0 | 0 | 0 | 0 | 0 | 0 | 0 | 0 | 0 | 0 | 0 | 0 | 0 | 0 | 0 | 0 | 0 | 0 | 0 | 0 | 0 | 0.047552 | 0.00013 | 0.00025 | 0.00038 | 0.0005 | 0 | 0.078899 | 0.011656 |  | 0.1578 | 0.1578 | 0.1806 | 0.1812
2014-04-06 | 1時 |  | 0 | 0 | 0 | 0 | [9 empty] | 0 | 0 | 0 | 0 | 0 | 0 | 0 | 0 | 0 | 0 | 0 | 0 | 0 | 0 | 0 | 0 | 0 | 0 | 0 | 0 | 0 | 0 | 0.047552 | 0.00013 | 0.00025 | 0.00038 | 0.0005 | 0 | 0 | 0 |  | 0.0483 | 0.0483 | 0.0711 | 0.0717
2014-04-06 | 2時 |  | 0 | 0 | 0 | 0 | [9 empty] | 0 | 0 | 0 | 0 | 0 | 0 | 0 | 0 | 0 | 0 | 0 | 0 | 0 | 0 | 0 | 0 | 0 | 0 | 0 | 0 | 0 | 0 | 0.047552 | 0.00013 | 0.00025 | 0.00038 | 0.0005 | 0 | 0 | 0 |  | 0.056 | 0.0561 | 0.0788 | 0.0795
2014-04-06 | 3時 |  | 0 | 0 | 0 | 0 | [9 empty] | 0 | 0 | 0 | 0 | 0 | 0 | 0 | 0 | 0 | 0 | 0 | 0 | 0 | 0 | 0 | 0 | 0 | 0 | 0 | 0 | 0 | 0 | 0.047552 | 0.00013 | 0.00025 | 0.00038 | 0.0005 | 0 | 0 | 0 |  | 0.056 | 0.0561 | 0.0788 | 0.0795
2014-04-06 | 4時 |  | 0 | 0 | 0 | 0 | [9 empty] | 0 | 0 | 0 | 0 | 0 | 0 | 0 | 0 | 0 | 0 | 0 | 0 | 0 | 0 | 0 | 0 | 0 | 0 | 0 | 0 | 0 | 0 | 0.047552 | 0.00013 | 0.00025 | 0.00038 | 0.0005 | 0 | 0 | 0 |  | 0.0483 | 0.0483 | 0.0711 | 0.0717
2014-04-06 | 5時 |  | 19.0343 | 0 | 0 | 0 | [9 empty] | 2.7529 | 0 | 0 | 0 | 0 | 0 | 0 | 0 | 0 | 0 | 0 | 0 | 0 | 0 | 0 | 0 | 0 | 0 | 0 | 0 | 0 | 0 | 0.047552 | 0.00013 | 0.00025 | 0.00038 | 0.0005 | 0 | 0 | 0 |  | 0.056 | 0.0561 | 0.0788 | 0.0795
2014-04-06 | 6時 |  | 6.1849 | 0 | 0 | 0 | [9 empty] | 0.46894 | 0 | 0 | 0 | 0 | 0 | 0 | 0 | 0 | 0 | 0 | 0 | 0 | 0 | 0 | 0 | 0 | 0 | 0 | 0 | 0 | 0 | 0.047552 | 0.00338 | 0.00675 | 0.01013 | 0.01351 | 0 | 0.024649 | 0.011815 |  | 0.1925 | 0.2611 | 0.3525 | 0.3531
2014-04-06 | 7時 |  | 4.009 | 0 | 0 | 0 | [9 empty] | 0.31723 | 0 | 0 | 0 | 0 | 0 | 0 | 0 | 0 | 0 | 0 | 0 | 0 | 0 | 0 | 0 | 0 | 0 | 0 | 0 | 0 | 0 | 0.047552 | 0.00054 | 0.00108 | 0.00163 | 0.00217 | 0.13859 | 0.053895 | 0.036861 |  | 0.1524 | 0.248 | 0.3662 | 0.3669
2014-04-06 | 8時 |  | 3.4433 | 0 | 0 | 0 | [9 empty] | 0.28495 | 0 | 0 | 0 | 0 | 0 | 0 | 0 | 0 | 0 | 0 | 0 | 0 | 0 | 0 | 0 | 0 | 0 | 0 | 0 | 0 | 0 | 0.047552 | 0.00054 | 0.00108 | 0.00163 | 0.00217 | 0.093503 | 0 | 0.035602 |  | 0.1091 | 0.1448 | 0.2032 | 0.2039
2014-04-06 | 9時 |  | 0 | 0 | 0 | 0 | [9 empty] | 0 | 0 | 0 | 0 | 0 | 0 | 0 | 0 | 0 | 0 | 0 | 0 | 0 | 0 | 0 | 0 | 0 | 0 | 0 | 0 | 0 | 0 | 0.047552 | 0.00013 | 0.00025 | 0.00038 | 0.0005 | 0.17838 | 0.10971 | 0.042749 |  | 0.3011 | 0.3368 | 0.3953 | 0.396
2014-04-06 | 10時 |  | 0 | 0 | 0 | 0 | [9 empty] | 0 | 0 | 0 | 0 | 0 | 0 | 0 | 0 | 0 | 0 | 0 | 0 | 0 | 0 | 0 | 0 | 0 | 0 | 0 | 0 | 0 | 0 | 0.047552 | 0.00033 | 0.00067 | 0.001 | 0.00133 | 0.093503 | 0 | 0.012523 |  | 0.0483 | 0.0483 | 0.0711 | 0.0717
2014-04-06 | 11時 |  | 4.2675 | 0 | 0 | 0 | [9 empty] | 0.29143 | 0 | 0 | 0 | 0 | 0 | 0 | 0 | 0 | 0 | 0 | 0 | 0 | 0 | 0 | 0 | 0 | 0 | 0 | 0 | 0 | 0 | 0.047552 | 0.00013 | 0.00025 | 0.00038 | 0.0005 | 0 | 0 | 0.0052775 |  | 0.056 | 0.0561 | 0.0788 | 0.0795
2014-04-06 | 12時 |  | 0.51369 | 0 | 0 | 0 | [9 empty] | 0.12825 | 0 | 0 | 0 | 0 | 0 | 0 | 0 | 0 | 0 | 0 | 0 | 0 | 0 | 0 | 0 | 0 | 0 | 0 | 0 | 0 | 0 | 0.047552 | 0.00338 | 0.00675 | 0.01013 | 0.01351 | 0.05371 | 0 | 0.0052775 |  | 0.1983 | 0.2727 | 0.3698 | 0.3705
2014-04-06 | 13時 |  | 0 | 0 | 0 | 0 | [9 empty] | 0 | 0 | 0 | 0 | 0 | 0 | 0 | 0 | 0 | 0 | 0 | 0 | 0 | 0 | 0 | 0 | 0 | 0 | 0 | 0 | 0 | 0 | 0.047552 | 0.00033 | 0.00067 | 0.001 | 0.00133 | 0.11604 | 0 | 0 |  | 0.0483 | 0.0483 | 0.0711 | 0.0717
2014-04-06 | 14時 |  | 0 | 0 | 0 | 0 | [9 empty] | 0 | 0 | 0 | 0 | 0 | 0 | 0 | 0 | 0 | 0 | 0 | 0 | 0 | 0 | 0 | 0 | 0 | 0 | 0 | 0 | 0 | 0 | 0.047552 | 0.00013 | 0.00025 | 0.00038 | 0.0005 | 0.031168 | 0 | 0.017801 |  | 0.056 | 0.0561 | 0.0788 | 0.0795
2014-04-06 | 15時 |  | 3.1705 | 0 | 0 | 0 | [9 empty] | 0.26587 | 0 | 0 | 0 | 0 | 0 | 0 | 0 | 0 | 0 | 0 | 0 | 0 | 0 | 0 | 0 | 0 | 0 | 0 | 0 | 0 | 0 | 0.047552 | 0.00013 | 0.00025 | 0.00038 | 0.0005 | 0 | 0 | 0 |  | 0.056 | 0.0561 | 0.0788 | 0.0795
2014-04-06 | 16時 |  | 2.4499 | 0 | 0 | 0 | [9 empty] | 0.2412 | 0 | 0 | 0 | 0 | 0 | 0 | 0 | 0 | 0 | 0 | 0 | 0 | 0 | 0 | 0 | 0 | 0 | 0 | 0 | 0 | 0 | 0.047552 | 0.00033 | 0.00067 | 0.001 | 0.00133 | 0.062335 | 0 | 0.0052775 |  | 0.0483 | 0.0483 | 0.0711 | 0.0717
2014-04-06 | 17時 |  | 5.5109 | 0 | 3.3458 | 0 | [9 empty] | 0.42641 | 0 | 0 | 0 | 0 | 0.26111 | 0 | 0 | 0 | 0 | 0 | 0 | 0 | 0 | 0 | 0 | 0 | 0 | 0 | 0 | 0 | 0 | 0.047552 | 0.00033 | 0.00067 | 0.001 | 0.00133 | 0.10536 | 0 | 0.0082775 |  | 0.1304 | 0.2048 | 0.3019 | 0.3026
2014-04-06 | 18時 |  | 5.895 | 0 | 0 | 0 | [9 empty] | 0.45491 | 0 | 0 | 0 | 0 | 0 | 0 | 0 | 0 | 0 | 0 | 0 | 0 | 0 | 0 | 0 | 0 | 0 | 0 | 0 | 0 | 0 | 0.047552 | 0.00642 | 0.01284 | 0.01926 | 0.02568 | 0.12467 | 0 | 0.0082775 |  | 0.303 | 0.3387 | 0.3972 | 0.5469
2014-04-06 | 19時 |  | 3.2608 | 0 | 3.784 | 0 | [9 empty] | 0.30118 | 0 | 0 | 0 | 0 | 0.28751 | 0 | 0 | 0 | 0 | 0 | 0 | 0 | 0 | 0 | 0 | 0 | 0 | 0 | 0 | 0 | 0 | 0.047552 | 0.00642 | 0.01284 | 0.01926 | 0.02568 | 0.21072 | 0.10708 | 0.0082775 |  | 0.0991 | 0.1348 | 0.1932 | 0.1939
2014-04-06 | 20時 |  | 3.849 | 0 | 3.5921 | 0 | [9 empty] | 0.33561 | 0 | 0 | 0 | 0 | 0.27738 | 0 | 0 | 0 | 0 | 0 | 0 | 0 | 0 | 0 | 0 | 0 | 0 | 0 | 0 | 0 | 0 | 0.047552 | 0.00033 | 0.00067 | 0.001 | 0.00133 | 0.14927 | 0.027125 | 0 |  | 0.0917 | 0.1275 | 0.2102 | 0.2109
2014-04-06 | 21時 |  | 4.3481 | 0 | 4.0859 | 0 | [9 empty] | 0.36926 | 0 | 0 | 0 | 0 | 0.42483 | 0 | 0 | 0 | 0 | 0 | 0 | 0 | 0 | 0 | 0 | 0 | 0 | 0 | 0 | 0 | 0 | 0.047552 | 0.00033 | 0.00067 | 0.001 | 0.00133 | 0.14618 | 0.10814 | 0.031304 |  | 0.1216 | 0.1873 | 0.2837 | 0.2844
2014-04-06 | 22時 |  | 4.879 | 0 | 1.6579 | 0 | [9 empty] | 0.41548 | 0 | 0 | 0 | 0 | 0.20153 | 0 | 0 | 0 | 0 | 0 | 0 | 0 | 0 | 0 | 0 | 0 | 0 | 0 | 0 | 0 | 0 | 0.047552 | 0.00628 | 0.01256 | 0.01884 | 0.02512 | 0.12467 | 0.16133 | 0.043827 |  | 0.1738 | 0.1917 | 0.262 | 0.2626
2014-04-06 | 23時 |  | 0 | 0 | 0 | 0 | [9 empty] | 0 | 0 | 0 | 0 | 0 | 0 | 0 | 0 | 0 | 0 | 0 | 0 | 0 | 0 | 0 | 0 | 0 | 0 | 0 | 0 | 0 | 0 | 0.047552 | 0.0067 | 0.01339 | 0.02009 | 0.02679 | 0.12467 | 0.18881 | 0.031848 |  | 0.1877 | 0.2176 | 0.2756 | 0.2763
2014-04-07 | 0時 |  | 0 | 0 | 0 | 0 | [9 empty] | 0 | 0 | 0 | 0 | 0 | 0 | 0 | 0 | 0 | 0 | 0 | 0 | 0 | 0 | 0 | 0 | 0 | 0 | 0 | 0 | 0 | 0 | 0.047552 | 0.00013 | 0.00025 | 0.00038 | 0.0005 | 0 | 0.078899 | 0.011656 |  | 0.1578 | 0.1578 | 0.1806 | 0.1812
2014-04-07 | 1時 |  | 0 | 0 | 0 | 0 | [9 empty] | 0 | 0 | 0 | 0 | 0 | 0 | 0 | 0 | 0 | 0 | 0 | 0 | 0 | 0 | 0 | 0 | 0 | 0 | 0 | 0 | 0 | 0 | 0.047552 | 0.00013 | 0.00025 | 0.00038 | 0.0005 | 0 | 0 | 0 |  | 0.0483 | 0.0483 | 0.0711 | 0.0717
2014-04-07 | 2時 |  | 0 | 0 | 0 | 0 | [9 empty] | 0 | 0 | 0 | 0 | 0 | 0 | 0 | 0 | 0 | 0 | 0 | 0 | 0 | 0 | 0 | 0 | 0 | 0 | 0 | 0 | 0 | 0 | 0.047552 | 0.00013 | 0.00025 | 0.00038 | 0.0005 | 0 | 0 | 0 |  | 0.056 | 0.0561 | 0.0788 | 0.0795
2014-04-07 | 3時 |  | 0 | 0 | 0 | 0 | [9 empty] | 0 | 0 | 0 | 0 | 0 | 0 | 0 | 0 | 0 | 0 | 0 | 0 | 0 | 0 | 0 | 0 | 0 | 0 | 0 | 0 | 0 | 0 | 0.047552 | 0.00013 | 0.00025 | 0.00038 | 0.0005 | 0 | 0 | 0 |  | 0.056 | 0.0561 | 0.0788 | 0.0795
2014-04-07 | 4時 |  | 0 | 0 | 0 | 0 | [9 empty] | 0 | 0 | 0 | 0 | 0 | 0 | 0 | 0 | 0 | 0 | 0 | 0 | 0 | 0 | 0 | 0 | 0 | 0 | 0 | 0 | 0 | 0 | 0.047552 | 0.00013 | 0.00025 | 0.00038 | 0.0005 | 0 | 0 | 0 |  | 0.0483 | 0.0483 | 0.0711 | 0.0717
2014-04-07 | 5時 |  | 21.204 | 0 | 0 | 0 | [9 empty] | 2.1348 | 0 | 0 | 0 | 0 | 0 | 0 | 0 | 0 | 0 | 0 | 0 | 0 | 0 | 0 | 0 | 0 | 0 | 0 | 0 | 0 | 0 | 0.047552 | 0.00013 | 0.00025 | 0.00038 | 0.0005 | 0 | 0 | 0 |  | 0.056 | 0.0561 | 0.0788 | 0.0795
2014-04-07 | 6時 |  | 6.6793 | 0 | 0 | 0 | [9 empty] | 0.53623 | 0 | 0 | 0 | 0 | 0 | 0 | 0 | 0 | 0 | 0 | 0 | 0 | 0 | 0 | 0 | 0 | 0 | 0 | 0 | 0 | 0 | 0.047552 | 0.00338 | 0.00675 | 0.01013 | 0.01351 | 0 | 0.024649 | 0.011815 |  | 0.1925 | 0.2611 | 0.3525 | 0.3531
2014-04-07 | 7時 |  | 5.7006 | 0 | 0 | 0 | [9 empty] | 0.45878 | 0 | 0 | 0 | 0 | 0 | 0 | 0 | 0 | 0 | 0 | 0 | 0 | 0 | 0 | 0 | 0 | 0 | 0 | 0 | 0 | 0 | 0.047552 | 0.00054 | 0.00108 | 0.00163 | 0.00217 | 0.13859 | 0.053895 | 0.036861 |  | 0.1524 | 0.248 | 0.3662 | 0.3669
2014-04-07 | 8時 |  | 4.6361 | 0 | 0 | 0 | [9 empty] | 0.38402 | 0 | 0 | 0 | 0 | 0 | 0 | 0 | 0 | 0 | 0 | 0 | 0 | 0 | 0 | 0 | 0 | 0 | 0 | 0 | 0 | 0 | 0.047552 | 0.00054 | 0.00108 | 0.00163 | 0.00217 | 0.093503 | 0 | 0.035602 |  | 0.1091 | 0.1448 | 0.2032 | 0.2039
2014-04-07 | 9時 |  | 0 | 0 | 0 | 0 | [9 empty] | 0 | 0 | 0 | 0 | 0 | 0 | 0 | 0 | 0 | 0 | 0 | 0 | 0 | 0 | 0 | 0 | 0 | 0 | 0 | 0 | 0 | 0 | 0.047552 | 0.00013 | 0.00025 | 0.00038 | 0.0005 | 0.17838 | 0.10971 | 0.042749 |  | 0.3011 | 0.3368 | 0.3953 | 0.396
2014-04-07 | 10時 |  | 0 | 0 | 0 | 0 | [9 empty] | 0 | 0 | 0 | 0 | 0 | 0 | 0 | 0 | 0 | 0 | 0 | 0 | 0 | 0 | 0 | 0 | 0 | 0 | 0 | 0 | 0 | 0 | 0.047552 | 0.00033 | 0.00067 | 0.001 | 0.00133 | 0.093503 | 0 | 0.012523 |  | 0.0483 | 0.0483 | 0.0711 | 0.0717
2014-04-07 | 11時 |  | 5.2206 | 0 | 0 | 0 | [9 empty] | 0.38436 | 0 | 0 | 0 | 0 | 0 | 0 | 0 | 0 | 0 | 0 | 0 | 0 | 0 | 0 | 0 | 0 | 0 | 0 | 0 | 0 | 0 | 0.047552 | 0.00013 | 0.00025 | 0.00038 | 0.0005 | 0 | 0 | 0.0052775 |  | 0.056 | 0.0561 | 0.0788 | 0.0795
2014-04-07 | 12時 |  | 1.6745 | 0 | 0 | 0 | [9 empty] | 0.18544 | 0 | 0 | 0 | 0 | 0 | 0 | 0 | 0 | 0 | 0 | 0 | 0 | 0 | 0 | 0 | 0 | 0 | 0 | 0 | 0 | 0 | 0.047552 | 0.00338 | 0.00675 | 0.01013 | 0.01351 | 0.05371 | 0 | 0.0052775 |  | 0.1983 | 0.2727 | 0.3698 | 0.3705
2014-04-07 | 13時 |  | 0 | 0 | 0 | 0 | [9 empty] | 0 | 0 | 0 | 0 | 0 | 0 | 0 | 0 | 0 | 0 | 0 | 0 | 0 | 0 | 0 | 0 | 0 | 0 | 0 | 0 | 0 | 0 | 0.047552 | 0.00033 | 0.00067 | 0.001 | 0.00133 | 0.11604 | 0 | 0 |  | 0.0483 | 0.0483 | 0.0711 | 0.0717
2014-04-07 | 14時 |  | 0 | 0 | 0 | 0 | [9 empty] | 0 | 0 | 0 | 0 | 0 | 0 | 0 | 0 | 0 | 0 | 0 | 0 | 0 | 0 | 0 | 0 | 0 | 0 | 0 | 0 | 0 | 0 | 0.047552 | 0.00013 | 0.00025 | 0.00038 | 0.0005 | 0.031168 | 0 | 0.017801 |  | 0.056 | 0.0561 | 0.0788 | 0.0795
2014-04-07 | 15時 |  | 4.0071 | 0 | 0 | 0 | [9 empty] | 0.30197 | 0 | 0 | 0 | 0 | 0 | 0 | 0 | 0 | 0 | 0 | 0 | 0 | 0 | 0 | 0 | 0 | 0 | 0 | 0 | 0 | 0 | 0.047552 | 0.00013 | 0.00025 | 0.00038 | 0.0005 | 0 | 0 | 0 |  | 0.056 | 0.0561 | 0.0788 | 0.0795
2014-04-07 | 16時 |  | 2.7828 | 0 | 0 | 0 | [9 empty] | 0.24679 | 0 | 0 | 0 | 0 | 0 | 0 | 0 | 0 | 0 | 0 | 0 | 0 | 0 | 0 | 0 | 0 | 0 | 0 | 0 | 0 | 0 | 0.047552 | 0.00033 | 0.00067 | 0.001 | 0.00133 | 0.062335 | 0 | 0.0052775 |  | 0.0483 | 0.0483 | 0.0711 | 0.0717
2014-04-07 | 17時 |  | 5.409 | 0 | 3.7646 | 0 | [9 empty] | 0.40427 | 0 | 0 | 0 | 0 | 0.2756 | 0 | 0 | 0 | 0 | 0 | 0 | 0 | 0 | 0 | 0 | 0 | 0 | 0 | 0 | 0 | 0 | 0.047552 | 0.00033 | 0.00067 | 0.001 | 0.00133 | 0.10536 | 0 | 0.0082775 |  | 0.1304 | 0.2048 | 0.3019 | 0.3026
2014-04-07 | 18時 |  | 5.9231 | 0 | 0 | 0 | [9 empty] | 0.45077 | 0 | 0 | 0 | 0 | 0 | 0 | 0 | 0 | 0 | 0 | 0 | 0 | 0 | 0 | 0 | 0 | 0 | 0 | 0 | 0 | 0 | 0.047552 | 0.00642 | 0.01284 | 0.01926 | 0.02568 | 0.12467 | 0 | 0.0082775 |  | 0.303 | 0.3387 | 0.3972 | 0.5469
2014-04-07 | 19時 |  | 3.2926 | 0 | 4.0566 | 0 | [9 empty] | 0.29733 | 0 | 0 | 0 | 0 | 0.29924 | 0 | 0 | 0 | 0 | 0 | 0 | 0 | 0 | 0 | 0 | 0 | 0 | 0 | 0 | 0 | 0 | 0.047552 | 0.00642 | 0.01284 | 0.01926 | 0.02568 | 0.21072 | 0.10708 | 0.0082775 |  | 0.0991 | 0.1348 | 0.1932 | 0.1939
2014-04-07 | 20時 |  | 3.9968 | 0 | 3.6907 | 0 | [9 empty] | 0.34941 | 0 | 0 | 0 | 0 | 0.28496 | 0 | 0 | 0 | 0 | 0 | 0 | 0 | 0 | 0 | 0 | 0 | 0 | 0 | 0 | 0 | 0 | 0.047552 | 0.00033 | 0.00067 | 0.001 | 0.00133 | 0.14927 | 0.027125 | 0 |  | 0.0917 | 0.1275 | 0.2102 | 0.2109
2014-04-07 | 21時 |  | 4.5287 | 0 | 4.2867 | 0 | [9 empty] | 0.38826 | 0 | 0 | 0 | 0 | 0.43641 | 0 | 0 | 0 | 0 | 0 | 0 | 0 | 0 | 0 | 0 | 0 | 0 | 0 | 0 | 0 | 0 | 0.047552 | 0.00033 | 0.00067 | 0.001 | 0.00133 | 0.14618 | 0.10814 | 0.031304 |  | 0.1216 | 0.1873 | 0.2837 | 0.2844
2014-04-07 | 22時 |  | 4.9329 | 0 | 1.6913 | 0 | [9 empty] | 0.41747 | 0 | 0 | 0 | 0 | 0.20222 | 0 | 0 | 0 | 0 | 0 | 0 | 0 | 0 | 0 | 0 | 0 | 0 | 0 | 0 | 0 | 0 | 0.047552 | 0.00628 | 0.01256 | 0.01884 | 0.02512 | 0.12467 | 0.16133 | 0.043827 |  | 0.1738 | 0.1917 | 0.262 | 0.2626
2014-04-07 | 23時 |  | 0 | 0 | 0 | 0 | [9 empty] | 0 | 0 | 0 | 0 | 0 | 0 | 0 | 0 | 0 | 0 | 0 | 0 | 0 | 0 | 0 | 0 | 0 | 0 | 0 | 0 | 0 | 0 | 0.047552 | 0.0067 | 0.01339 | 0.02009 | 0.02679 | 0.12467 | 0.18881 | 0.031848 |  | 0.1877 | 0.2176 | 0.2756 | 0.2763
2014-04-08 | 0時 |  | 0 | 0 | 0 | 0 | [9 empty] | 0 | 0 | 0 | 0 | 0 | 0 | 0 | 0 | 0 | 0 | 0 | 0 | 0 | 0 | 0 | 0 | 0 | 0 | 0 | 0 | 0 | 0 | 0.047552 | 0.00013 | 0.00025 | 0.00038 | 0.0005 | 0 | 0 | 0 |  | 0.1578 | 0.1578 | 0.1806 | 0.1812
2014-04-08 | 1時 |  | 0 | 0 | 0 | 0 | [9 empty] | 0 | 0 | 0 | 0 | 0 | 0 | 0 | 0 | 0 | 0 | 0 | 0 | 0 | 0 | 0 | 0 | 0 | 0 | 0 | 0 | 0 | 0 | 0.047552 | 0.00013 | 0.00025 | 0.00038 | 0.0005 | 0 | 0 | 0 |  | 0.0483 | 0.0483 | 0.0711 | 0.0717
2014-04-08 | 2時 |  | 0 | 0 | 0 | 0 | [9 empty] | 0 | 0 | 0 | 0 | 0 | 0 | 0 | 0 | 0 | 0 | 0 | 0 | 0 | 0 | 0 | 0 | 0 | 0 | 0 | 0 | 0 | 0 | 0.047552 | 0.00013 | 0.00025 | 0.00038 | 0.0005 | 0 | 0 | 0 |  | 0.056 | 0.0561 | 0.0788 | 0.0795
2014-04-08 | 3時 |  | 0 | 0 | 0 | 0 | [9 empty] | 0 | 0 | 0 | 0 | 0 | 0 | 0 | 0 | 0 | 0 | 0 | 0 | 0 | 0 | 0 | 0 | 0 | 0 | 0 | 0 | 0 | 0 | 0.047552 | 0.00013 | 0.00025 | 0.00038 | 0.0005 | 0 | 0 | 0 |  | 0.056 | 0.0561 | 0.0788 | 0.0795
2014-04-08 | 4時 |  | 0 | 0 | 0 | 0 | [9 empty] | 0 | 0 | 0 | 0 | 0 | 0 | 0 | 0 | 0 | 0 | 0 | 0 | 0 | 0 | 0 | 0 | 0 | 0 | 0 | 0 | 0 | 0 | 0.047552 | 0.00013 | 0.00025 | 0.00038 | 0.0005 | 0 | 0 | 0 |  | 0.0483 | 0.0483 | 0.0711 | 0.0717
2014-04-08 | 5時 |  | 0 | 0 | 0 | 0 | [9 empty] | 0 | 0 | 0 | 0 | 0 | 0 | 0 | 0 | 0 | 0 | 0 | 0 | 0 | 0 | 0 | 0 | 0 | 0 | 0 | 0 | 0 | 0 | 0.047552 | 0.00013 | 0.00025 | 0.00038 | 0.0005 | 0 | 0 | 0 |  | 0.056 | 0.0561 | 0.0788 | 0.0795
2014-04-08 | 6時 |  | 0 | 0 | 0 | 0 | [9 empty] | 0 | 0 | 0 | 0 | 0 | 0 | 0 | 0 | 0 | 0 | 0 | 0 | 0 | 0 | 0 | 0 | 0 | 0 | 0 | 0 | 0 | 0 | 0.047552 | 0.00013 | 0.00025 | 0.00038 | 0.0005 | 0 | 0 | 0 |  | 0.056 | 0.0561 | 0.0788 | 0.0795
2014-04-08 | 7時 |  | 20.5195 | 0 | 7.1758 | 0 | [9 empty] | 2.011 | 0 | 0 | 0 | 0 | 0.54307 | 0 | 0 | 0 | 0 | 0 | 0 | 0 | 0 | 0 | 0 | 0 | 0 | 0 | 0 | 0 | 0 | 0.047552 | 0.00054 | 0.00108 | 0.00163 | 0.00217 | 0 | 0.024649 | 0.022689 |  | 0.1168 | 0.1854 | 0.2767 | 0.2774
2014-04-08 | 8時 |  | 6.3798 | 0 | 8.5799 | 0 | [9 empty] | 0.50875 | 0 | 0 | 0 | 0 | 0.68571 | 0 | 0 | 0 | 0 | 0 | 0 | 0 | 0 | 0 | 0 | 0 | 0 | 0 | 0 | 0 | 0 | 0.047552 | 0.00379 | 0.00759 | 0.01138 | 0.01518 | 0.084877 | 0.078545 | 0.064582 |  | 0.2156 | 0.2812 | 0.3696 | 0.3702
2014-04-08 | 9時 |  | 3.8395 | 0 | 2.898 | 0 | [9 empty] | 0.33257 | 0 | 0 | 0 | 0 | 0.38435 | 0 | 0 | 0 | 0 | 0 | 0 | 0 | 0 | 0 | 0 | 0 | 0 | 0 | 0 | 0 | 0 | 0.047552 | 0.00033 | 0.00067 | 0.001 | 0.00133 | 0.23209 | 0.16325 | 0.052059 |  | 0.2163 | 0.252 | 0.3265 | 0.3272
2014-04-08 | 10時 |  | 2.6816 | 0 | 1.7898 | 0 | [9 empty] | 0.26173 | 0 | 0 | 0 | 0 | 0.36041 | 0 | 0 | 0 | 0 | 0 | 0 | 0 | 0 | 0 | 0 | 0 | 0 | 0 | 0 | 0 | 0 | 0.047552 | 0.00054 | 0.00108 | 0.00163 | 0.00217 | 0.12467 | 0.21558 | 0.037471 |  | 0.1917 | 0.2274 | 0.3128 | 0.3134
2014-04-08 | 11時 |  | 2.5027 | 0 | 0.40538 | 0 | [9 empty] | 0.24885 | 0 | 0 | 0 | 0 | 0.17488 | 0 | 0 | 0 | 0 | 0 | 0 | 0 | 0 | 0 | 0 | 0 | 0 | 0 | 0 | 0 | 0 | 0.047552 | 0.00033 | 0.00067 | 0.001 | 0.00133 | 0.12467 | 0.21558 | 0 |  | 0.1994 | 0.2352 | 0.315 | 0.3157
2014-04-08 | 12時 |  | 1.8301 | 0 | 0 | 0 | [9 empty] | 0.21463 | 0 | 0 | 0 | 0 | 0 | 0 | 0 | 0 | 0 | 0 | 0 | 0 | 0 | 0 | 0 | 0 | 0 | 0 | 0 | 0 | 0 | 0.047552 | 0.00338 | 0.00675 | 0.01013 | 0.01351 | 0.14721 | 0.13456 | 0.018352 |  | 0.1983 | 0.2727 | 0.3698 | 0.3705
2014-04-08 | 13時 |  | 0 | 0 | 0 | 0 | [9 empty] | 0 | 0 | 0 | 0 | 0 | 0 | 0 | 0 | 0 | 0 | 0 | 0 | 0 | 0 | 0 | 0 | 0 | 0 | 0 | 0 | 0 | 0 | 0.047552 | 0.00033 | 0.00067 | 0.001 | 0.00133 | 0.13756 | 0.026771 | 0.023629 |  | 0.0483 | 0.0483 | 0.0711 | 0.0717
2014-04-08 | 14時 |  | 0 | 0 | 0 | 0 | [9 empty] | 0 | 0 | 0 | 0 | 0 | 0 | 0 | 0 | 0 | 0 | 0 | 0 | 0 | 0 | 0 | 0 | 0 | 0 | 0 | 0 | 0 | 0 | 0.047552 | 0.00013 | 0.00025 | 0.00038 | 0.0005 | 0 | 0 | 0 |  | 0.056 | 0.0561 | 0.0788 | 0.0795
2014-04-08 | 15時 |  | 5.3094 | 0 | 2.1285 | 0 | [9 empty] | 0.41825 | 0 | 0 | 0 | 0 | 0.21131 | 0 | 0 | 0 | 0 | 0 | 0 | 0 | 0 | 0 | 0 | 0 | 0 | 0 | 0 | 0 | 0 | 0.047552 | 0.00013 | 0.00025 | 0.00038 | 0.0005 | 0 | 0 | 0 |  | 0.056 | 0.0561 | 0.0788 | 0.0795
2014-04-08 | 16時 |  | 6.0666 | 0 | 1.3363 | 0 | [9 empty] | 0.48528 | 0 | 0 | 0 | 0 | 0.19203 | 0 | 0 | 0 | 0 | 0 | 0 | 0 | 0 | 0 | 0 | 0 | 0 | 0 | 0 | 0 | 0 | 0.047552 | 0.00054 | 0.00108 | 0.00163 | 0.00217 | 0.062335 | 0.054249 | 0.024058 |  | 0.2095 | 0.275 | 0.3956 | 0.5453
2014-04-08 | 17時 |  | 7.2177 | 0 | 1.8046 | 0 | [9 empty] | 0.58351 | 0 | 0 | 0 | 0 | 0.20901 | 0 | 0 | 0 | 0 | 0 | 0 | 0 | 0 | 0 | 0 | 0 | 0 | 0 | 0 | 0 | 0 | 0.047552 | 0.00642 | 0.01284 | 0.01926 | 0.02568 | 0.12467 | 0.1085 | 0.026923 |  | 0.2423 | 0.2781 | 0.3689 | 0.5187
2014-04-08 | 18時 |  | 4.3885 | 0 | 0 | 0 | [9 empty] | 0.40883 | 0 | 0 | 0 | 0 | 0 | 0 | 0 | 0 | 0 | 0 | 0 | 0 | 0 | 0 | 0 | 0 | 0 | 0 | 0 | 0 | 0 | 0.047552 | 0.00642 | 0.01284 | 0.01926 | 0.02568 | 0.21072 | 0.1085 | 0 |  | 0.1819 | 0.2177 | 0.2978 | 0.4476
2014-04-08 | 19時 |  | 5.0236 | 0 | 7.8592 | 0 | [9 empty] | 0.45832 | 0 | 0 | 0 | 0 | 0.64606 | 0 | 0 | 0 | 0 | 0 | 0 | 0 | 0 | 0 | 0 | 0 | 0 | 0 | 0 | 0 | 0 | 0.047552 | 0.00013 | 0.00025 | 0.00038 | 0.0005 | 0.12879 | 0 | 0.006537 |  | 0.0998 | 0.1355 | 0.2049 | 0.2056
2014-04-08 | 20時 |  | 5.3231 | 0 | 4.2758 | 0 | [9 empty] | 0.48664 | 0 | 0 | 0 | 0 | 0.45548 | 0 | 0 | 0 | 0 | 0 | 0 | 0 | 0 | 0 | 0 | 0 | 0 | 0 | 0 | 0 | 0 | 0.047552 | 0.00033 | 0.00067 | 0.001 | 0.00133 | 0.16769 | 0.10779 | 0.006537 |  | 0.0917 | 0.1275 | 0.2183 | 0.219
2014-04-08 | 21時 |  | 5.9372 | 0 | 3.753 | 0 | [9 empty] | 0.53654 | 0 | 0 | 0 | 0 | 0.43924 | 0 | 0 | 0 | 0 | 0 | 0 | 0 | 0 | 0 | 0 | 0 | 0 | 0 | 0 | 0 | 0 | 0.047552 | 0.00628 | 0.01256 | 0.01884 | 0.02512 | 0.12467 | 0.18846 | 0.012659 |  | 0.1755 | 0.2411 | 0.3458 | 0.3465
2014-04-08 | 22時 |  | 0 | 0 | 0 | 0 | [9 empty] | 0 | 0 | 0 | 0 | 0 | 0 | 0 | 0 | 0 | 0 | 0 | 0 | 0 | 0 | 0 | 0 | 0 | 0 | 0 | 0 | 0 | 0 | 0.047552 | 0.00649 | 0.01298 | 0.01947 | 0.02595 | 0.12467 | 0.16133 | 0.043827 |  | 0.1139 | 0.1795 | 0.3002 | 0.3009
2014-04-08 | 23時 |  | 0 | 0 | 0 | 0 | [9 empty] | 0 | 0 | 0 | 0 | 0 | 0 | 0 | 0 | 0 | 0 | 0 | 0 | 0 | 0 | 0 | 0 | 0 | 0 | 0 | 0 | 0 | 0 | 0.047552 | 0.00331 | 0.00661 | 0.00992 | 0.01323 | 0.062335 | 0.15709 | 0.04296 |  | 0.1578 | 0.1578 | 0.1806 | 0.1812
2014-04-09 | 0時 |  | 0 | 0 | 0 | 0 | [9 empty] | 0 | 0 | 0 | 0 | 0 | 0 | 0 | 0 | 0 | 0 | 0 | 0 | 0 | 0 | 0 | 0 | 0 | 0 | 0 | 0 | 0 | 0 | 0.047552 | 0.00013 | 0.00025 | 0.00038 | 0.0005 | 0 | 0 | 0 |  | 0.1578 | 0.1578 | 0.1806 | 0.1812
2014-04-09 | 1時 |  | 0 | 0 | 0 | 0 | [9 empty] | 0 | 0 | 0 | 0 | 0 | 0 | 0 | 0 | 0 | 0 | 0 | 0 | 0 | 0 | 0 | 0 | 0 | 0 | 0 | 0 | 0 | 0 | 0.047552 | 0.00013 | 0.00025 | 0.00038 | 0.0005 | 0 | 0 | 0 |  | 0.0483 | 0.0483 | 0.0711 | 0.0717
2014-04-09 | 2時 |  | 0 | 0 | 0 | 0 | [9 empty] | 0 | 0 | 0 | 0 | 0 | 0 | 0 | 0 | 0 | 0 | 0 | 0 | 0 | 0 | 0 | 0 | 0 | 0 | 0 | 0 | 0 | 0 | 0.047552 | 0.00013 | 0.00025 | 0.00038 | 0.0005 | 0 | 0 | 0 |  | 0.056 | 0.0561 | 0.0788 | 0.0795
2014-04-09 | 3時 |  | 0 | 0 | 0 | 0 | [9 empty] | 0 | 0 | 0 | 0 | 0 | 0 | 0 | 0 | 0 | 0 | 0 | 0 | 0 | 0 | 0 | 0 | 0 | 0 | 0 | 0 | 0 | 0 | 0.047552 | 0.00013 | 0.00025 | 0.00038 | 0.0005 | 0 | 0 | 0 |  | 0.056 | 0.0561 | 0.0788 | 0.0795
2014-04-09 | 4時 |  | 0 | 0 | 0 | 0 | [9 empty] | 0 | 0 | 0 | 0 | 0 | 0 | 0 | 0 | 0 | 0 | 0 | 0 | 0 | 0 | 0 | 0 | 0 | 0 | 0 | 0 | 0 | 0 | 0.047552 | 0.00013 | 0.00025 | 0.00038 | 0.0005 | 0 | 0 | 0 |  | 0.0483 | 0.0483 | 0.0711 | 0.0717
2014-04-09 | 5時 |  | 0 | 0 | 0 | 0 | [9 empty] | 0 | 0 | 0 | 0 | 0 | 0 | 0 | 0 | 0 | 0 | 0 | 0 | 0 | 0 | 0 | 0 | 0 | 0 | 0 | 0 | 0 | 0 | 0.047552 | 0.00013 | 0.00025 | 0.00038 | 0.0005 | 0 | 0 | 0 |  | 0.056 | 0.0561 | 0.0788 | 0.0795
2014-04-09 | 6時 |  | 0 | 0 | 0 | 0 | [9 empty] | 0 | 0 | 0 | 0 | 0 | 0 | 0 | 0 | 0 | 0 | 0 | 0 | 0 | 0 | 0 | 0 | 0 | 0 | 0 | 0 | 0 | 0 | 0.047552 | 0.00013 | 0.00025 | 0.00038 | 0.0005 | 0 | 0 | 0 |  | 0.056 | 0.0561 | 0.0788 | 0.0795
2014-04-09 | 7時 |  | 21.5555 | 0 | 9.4279 | 0 | [9 empty] | 2.2201 | 0 | 0 | 0 | 0 | 0.774 | 0 | 0 | 0 | 0 | 0 | 0 | 0 | 0 | 0 | 0 | 0 | 0 | 0 | 0 | 0 | 0 | 0.047552 | 0.00054 | 0.00108 | 0.00163 | 0.00217 | 0 | 0.024649 | 0.022689 |  | 0.1168 | 0.1854 | 0.2767 | 0.2774
2014-04-09 | 8時 |  | 3.4892 | 0 | 8.6448 | 0 | [9 empty] | 0.31802 | 0 | 0 | 0 | 0 | 0.68414 | 0 | 0 | 0 | 0 | 0 | 0 | 0 | 0 | 0 | 0 | 0 | 0 | 0 | 0 | 0 | 0 | 0.047552 | 0.00379 | 0.00759 | 0.01138 | 0.01518 | 0.084877 | 0.078545 | 0.064582 |  | 0.2156 | 0.2812 | 0.3696 | 0.3702
2014-04-09 | 9時 |  | 0.3977 | 0 | 0.89536 | 0 | [9 empty] | 0.13384 | 0 | 0 | 0 | 0 | 0.34656 | 0 | 0 | 0 | 0 | 0 | 0 | 0 | 0 | 0 | 0 | 0 | 0 | 0 | 0 | 0 | 0 | 0.047552 | 0.00033 | 0.00067 | 0.001 | 0.00133 | 0.23209 | 0.16325 | 0.052059 |  | 0.2163 | 0.252 | 0.3265 | 0.3272
2014-04-09 | 10時 |  | 0.04454 | 0 | 0.019656 | 0 | [9 empty] | 0.11496 | 0 | 0 | 0 | 0 | 0.34121 | 0 | 0 | 0 | 0 | 0 | 0 | 0 | 0 | 0 | 0 | 0 | 0 | 0 | 0 | 0 | 0 | 0.047552 | 0.00054 | 0.00108 | 0.00163 | 0.00217 | 0.12467 | 0.21558 | 0.037471 |  | 0.1917 | 0.2274 | 0.3128 | 0.3134
2014-04-09 | 11時 |  | 0.09189 | 0 | 0.0087219 | 0 | [9 empty] | 0.11516 | 0 | 0 | 0 | 0 | 0.16839 | 0 | 0 | 0 | 0 | 0 | 0 | 0 | 0 | 0 | 0 | 0 | 0 | 0 | 0 | 0 | 0 | 0.047552 | 0.00033 | 0.00067 | 0.001 | 0.00133 | 0.12467 | 0.21558 | 0 |  | 0.1994 | 0.2352 | 0.315 | 0.3157
2014-04-09 | 12時 |  | 0.048155 | 0 | 0 | 0 | [9 empty] | 0.112 | 0 | 0 | 0 | 0 | 0 | 0 | 0 | 0 | 0 | 0 | 0 | 0 | 0 | 0 | 0 | 0 | 0 | 0 | 0 | 0 | 0 | 0.047552 | 0.00338 | 0.00675 | 0.01013 | 0.01351 | 0.14721 | 0.13456 | 0.018352 |  | 0.1983 | 0.2727 | 0.3698 | 0.3705
2014-04-09 | 13時 |  | 0 | 0 | 0 | 0 | [9 empty] | 0 | 0 | 0 | 0 | 0 | 0 | 0 | 0 | 0 | 0 | 0 | 0 | 0 | 0 | 0 | 0 | 0 | 0 | 0 | 0 | 0 | 0 | 0.047552 | 0.00033 | 0.00067 | 0.001 | 0.00133 | 0.13756 | 0.026771 | 0.023629 |  | 0.0483 | 0.0483 | 0.0711 | 0.0717
2014-04-09 | 14時 |  | 0 | 0 | 0 | 0 | [9 empty] | 0 | 0 | 0 | 0 | 0 | 0 | 0 | 0 | 0 | 0 | 0 | 0 | 0 | 0 | 0 | 0 | 0 | 0 | 0 | 0 | 0 | 0 | 0.047552 | 0.00013 | 0.00025 | 0.00038 | 0.0005 | 0 | 0 | 0 |  | 0.056 | 0.0561 | 0.0788 | 0.0795
2014-04-09 | 15時 |  | 1.1379 | 0 | 0.031633 | 0 | [9 empty] | 0.15369 | 0 | 0 | 0 | 0 | 0.16656 | 0 | 0 | 0 | 0 | 0 | 0 | 0 | 0 | 0 | 0 | 0 | 0 | 0 | 0 | 0 | 0 | 0.047552 | 0.00013 | 0.00025 | 0.00038 | 0.0005 | 0 | 0 | 0 |  | 0.056 | 0.0561 | 0.0788 | 0.0795
2014-04-09 | 16時 |  | 2.7862 | 0 | 0.14932 | 0 | [9 empty] | 0.23565 | 0 | 0 | 0 | 0 | 0.16829 | 0 | 0 | 0 | 0 | 0 | 0 | 0 | 0 | 0 | 0 | 0 | 0 | 0 | 0 | 0 | 0 | 0.047552 | 0.00054 | 0.00108 | 0.00163 | 0.00217 | 0.062335 | 0.054249 | 0.024058 |  | 0.2095 | 0.275 | 0.3956 | 0.5453
2014-04-09 | 17時 |  | 3.9069 | 0 | 0.71074 | 0 | [9 empty] | 0.3103 | 0 | 0 | 0 | 0 | 0.17402 | 0 | 0 | 0 | 0 | 0 | 0 | 0 | 0 | 0 | 0 | 0 | 0 | 0 | 0 | 0 | 0 | 0.047552 | 0.00642 | 0.01284 | 0.01926 | 0.02568 | 0.12467 | 0.1085 | 0.026923 |  | 0.2423 | 0.2781 | 0.3689 | 0.5187
2014-04-09 | 18時 |  | 2.2561 | 0 | 0 | 0 | [9 empty] | 0.23266 | 0 | 0 | 0 | 0 | 0 | 0 | 0 | 0 | 0 | 0 | 0 | 0 | 0 | 0 | 0 | 0 | 0 | 0 | 0 | 0 | 0 | 0.047552 | 0.00642 | 0.01284 | 0.01926 | 0.02568 | 0.21072 | 0.1085 | 0 |  | 0.1819 | 0.2177 | 0.2978 | 0.4476
2014-04-09 | 19時 |  | 3.0975 | 0 | 4.2813 | 0 | [9 empty] | 0.28841 | 0 | 0 | 0 | 0 | 0.42801 | 0 | 0 | 0 | 0 | 0 | 0 | 0 | 0 | 0 | 0 | 0 | 0 | 0 | 0 | 0 | 0 | 0.047552 | 0.00013 | 0.00025 | 0.00038 | 0.0005 | 0.12879 | 0 | 0.006537 |  | 0.0998 | 0.1355 | 0.2049 | 0.2056
2014-04-09 | 20時 |  | 3.4915 | 0 | 2.6599 | 0 | [9 empty] | 0.31815 | 0 | 0 | 0 | 0 | 0.3808 | 0 | 0 | 0 | 0 | 0 | 0 | 0 | 0 | 0 | 0 | 0 | 0 | 0 | 0 | 0 | 0 | 0.047552 | 0.00033 | 0.00067 | 0.001 | 0.00133 | 0.16769 | 0.10779 | 0.006537 |  | 0.0917 | 0.1275 | 0.2183 | 0.219
2014-04-09 | 21時 |  | 4.3563 | 0 | 2.4947 | 0 | [9 empty] | 0.39221 | 0 | 0 | 0 | 0 | 0.38599 | 0 | 0 | 0 | 0 | 0 | 0 | 0 | 0 | 0 | 0 | 0 | 0 | 0 | 0 | 0 | 0 | 0.047552 | 0.00628 | 0.01256 | 0.01884 | 0.02512 | 0.12467 | 0.18846 | 0.012659 |  | 0.1755 | 0.2411 | 0.3458 | 0.3465
2014-04-09 | 22時 |  | 0 | 0 | 0 | 0 | [9 empty] | 0 | 0 | 0 | 0 | 0 | 0 | 0 | 0 | 0 | 0 | 0 | 0 | 0 | 0 | 0 | 0 | 0 | 0 | 0 | 0 | 0 | 0 | 0.047552 | 0.00649 | 0.01298 | 0.01947 | 0.02595 | 0.12467 | 0.16133 | 0.043827 |  | 0.1139 | 0.1795 | 0.3002 | 0.3009
2014-04-09 | 23時 |  | 0 | 0 | 0 | 0 | [9 empty] | 0 | 0 | 0 | 0 | 0 | 0 | 0 | 0 | 0 | 0 | 0 | 0 | 0 | 0 | 0 | 0 | 0 | 0 | 0 | 0 | 0 | 0 | 0.047552 | 0.00331 | 0.00661 | 0.00992 | 0.01323 | 0.062335 | 0.15709 | 0.04296 |  | 0.1578 | 0.1578 | 0.1806 | 0.1812
2014-04-10 | 0時 |  | 0 | 0 | 0 | 0 | [9 empty] | 0 | 0 | 0 | 0 | 0 | 0 | 0 | 0 | 0 | 0 | 0 | 0 | 0 | 0 | 0 | 0 | 0 | 0 | 0 | 0 | 0 | 0 | 0.047552 | 0.00013 | 0.00025 | 0.00038 | 0.0005 | 0 | 0.078899 | 0.011656 |  | 0.1578 | 0.1578 | 0.1806 | 0.1812
2014-04-10 | 1時 |  | 0 | 0 | 0 | 0 | [9 empty] | 0 | 0 | 0 | 0 | 0 | 0 | 0 | 0 | 0 | 0 | 0 | 0 | 0 | 0 | 0 | 0 | 0 | 0 | 0 | 0 | 0 | 0 | 0.047552 | 0.00013 | 0.00025 | 0.00038 | 0.0005 | 0 | 0 | 0 |  | 0.0483 | 0.0483 | 0.0711 | 0.0717
2014-04-10 | 2時 |  | 0 | 0 | 0 | 0 | [9 empty] | 0 | 0 | 0 | 0 | 0 | 0 | 0 | 0 | 0 | 0 | 0 | 0 | 0 | 0 | 0 | 0 | 0 | 0 | 0 | 0 | 0 | 0 | 0.047552 | 0.00013 | 0.00025 | 0.00038 | 0.0005 | 0 | 0 | 0 |  | 0.056 | 0.0561 | 0.0788 | 0.0795
2014-04-10 | 3時 |  | 0 | 0 | 0 | 0 | [9 empty] | 0 | 0 | 0 | 0 | 0 | 0 | 0 | 0 | 0 | 0 | 0 | 0 | 0 | 0 | 0 | 0 | 0 | 0 | 0 | 0 | 0 | 0 | 0.047552 | 0.00013 | 0.00025 | 0.00038 | 0.0005 | 0 | 0 | 0 |  | 0.056 | 0.0561 | 0.0788 | 0.0795
2014-04-10 | 4時 |  | 0 | 0 | 0 | 0 | [9 empty] | 0 | 0 | 0 | 0 | 0 | 0 | 0 | 0 | 0 | 0 | 0 | 0 | 0 | 0 | 0 | 0 | 0 | 0 | 0 | 0 | 0 | 0 | 0.047552 | 0.00013 | 0.00025 | 0.00038 | 0.0005 | 0 | 0 | 0 |  | 0.0483 | 0.0483 | 0.0711 | 0.0717
2014-04-10 | 5時 |  | 23.2623 | 0 | 0 | 0 | [9 empty] | 2.5558 | 0 | 0 | 0 | 0 | 0 | 0 | 0 | 0 | 0 | 0 | 0 | 0 | 0 | 0 | 0 | 0 | 0 | 0 | 0 | 0 | 0 | 0.047552 | 0.00013 | 0.00025 | 0.00038 | 0.0005 | 0 | 0 | 0 |  | 0.056 | 0.0561 | 0.0788 | 0.0795
2014-04-10 | 6時 |  | 7.6967 | 0 | 0 | 0 | [9 empty] | 0.61202 | 0 | 0 | 0 | 0 | 0 | 0 | 0 | 0 | 0 | 0 | 0 | 0 | 0 | 0 | 0 | 0 | 0 | 0 | 0 | 0 | 0 | 0.047552 | 0.00338 | 0.00675 | 0.01013 | 0.01351 | 0 | 0.024649 | 0.011815 |  | 0.1925 | 0.2611 | 0.3525 | 0.3531
2014-04-10 | 7時 |  | 6.0234 | 0 | 0 | 0 | [9 empty] | 0.48845 | 0 | 0 | 0 | 0 | 0 | 0 | 0 | 0 | 0 | 0 | 0 | 0 | 0 | 0 | 0 | 0 | 0 | 0 | 0 | 0 | 0 | 0.047552 | 0.00054 | 0.00108 | 0.00163 | 0.00217 | 0.13859 | 0.053895 | 0.036861 |  | 0.1524 | 0.248 | 0.3662 | 0.3669
2014-04-10 | 8時 |  | 4.8001 | 0 | 0 | 0 | [9 empty] | 0.372 | 0 | 0 | 0 | 0 | 0 | 0 | 0 | 0 | 0 | 0 | 0 | 0 | 0 | 0 | 0 | 0 | 0 | 0 | 0 | 0 | 0 | 0.047552 | 0.00054 | 0.00108 | 0.00163 | 0.00217 | 0.093503 | 0 | 0.035602 |  | 0.1091 | 0.1448 | 0.2032 | 0.2039
2014-04-10 | 9時 |  | 0 | 0 | 0 | 0 | [9 empty] | 0 | 0 | 0 | 0 | 0 | 0 | 0 | 0 | 0 | 0 | 0 | 0 | 0 | 0 | 0 | 0 | 0 | 0 | 0 | 0 | 0 | 0 | 0.047552 | 0.00013 | 0.00025 | 0.00038 | 0.0005 | 0.17838 | 0.10971 | 0.042749 |  | 0.3011 | 0.3368 | 0.3953 | 0.396
2014-04-10 | 10時 |  | 0 | 0 | 0 | 0 | [9 empty] | 0 | 0 | 0 | 0 | 0 | 0 | 0 | 0 | 0 | 0 | 0 | 0 | 0 | 0 | 0 | 0 | 0 | 0 | 0 | 0 | 0 | 0 | 0.047552 | 0.00033 | 0.00067 | 0.001 | 0.00133 | 0.093503 | 0 | 0.012523 |  | 0.0483 | 0.0483 | 0.0711 | 0.0717
2014-04-10 | 11時 |  | 7.6449 | 0 | 0 | 0 | [9 empty] | 0.51045 | 0 | 0 | 0 | 0 | 0 | 0 | 0 | 0 | 0 | 0 | 0 | 0 | 0 | 0 | 0 | 0 | 0 | 0 | 0 | 0 | 0 | 0.047552 | 0.00013 | 0.00025 | 0.00038 | 0.0005 | 0 | 0 | 0.0052775 |  | 0.056 | 0.0561 | 0.0788 | 0.0795
2014-04-10 | 12時 |  | 2.8911 | 0 | 0 | 0 | [9 empty] | 0.24186 | 0 | 0 | 0 | 0 | 0 | 0 | 0 | 0 | 0 | 0 | 0 | 0 | 0 | 0 | 0 | 0 | 0 | 0 | 0 | 0 | 0 | 0.047552 | 0.00338 | 0.00675 | 0.01013 | 0.01351 | 0.05371 | 0 | 0.0052775 |  | 0.1983 | 0.2727 | 0.3698 | 0.3705
2014-04-10 | 13時 |  | 0 | 0 | 0 | 0 | [9 empty] | 0 | 0 | 0 | 0 | 0 | 0 | 0 | 0 | 0 | 0 | 0 | 0 | 0 | 0 | 0 | 0 | 0 | 0 | 0 | 0 | 0 | 0 | 0.047552 | 0.00033 | 0.00067 | 0.001 | 0.00133 | 0.11604 | 0 | 0 |  | 0.0483 | 0.0483 | 0.0711 | 0.0717
2014-04-10 | 14時 |  | 0 | 0 | 0 | 0 | [9 empty] | 0 | 0 | 0 | 0 | 0 | 0 | 0 | 0 | 0 | 0 | 0 | 0 | 0 | 0 | 0 | 0 | 0 | 0 | 0 | 0 | 0 | 0 | 0.047552 | 0.00013 | 0.00025 | 0.00038 | 0.0005 | 0.031168 | 0 | 0.017801 |  | 0.056 | 0.0561 | 0.0788 | 0.0795
2014-04-10 | 15時 |  | 7.4823 | 0 | 0 | 0 | [9 empty] | 0.55817 | 0 | 0 | 0 | 0 | 0 | 0 | 0 | 0 | 0 | 0 | 0 | 0 | 0 | 0 | 0 | 0 | 0 | 0 | 0 | 0 | 0 | 0.047552 | 0.00013 | 0.00025 | 0.00038 | 0.0005 | 0 | 0 | 0 |  | 0.056 | 0.0561 | 0.0788 | 0.0795
2014-04-10 | 16時 |  | 4.4594 | 0 | 0 | 0 | [9 empty] | 0.36933 | 0 | 0 | 0 | 0 | 0 | 0 | 0 | 0 | 0 | 0 | 0 | 0 | 0 | 0 | 0 | 0 | 0 | 0 | 0 | 0 | 0 | 0.047552 | 0.00033 | 0.00067 | 0.001 | 0.00133 | 0.062335 | 0 | 0.0052775 |  | 0.0483 | 0.0483 | 0.0711 | 0.0717
2014-04-10 | 17時 |  | 7.0526 | 0 | 5.4805 | 0 | [9 empty] | 0.68856 | 0 | 0 | 0 | 0 | 0.51113 | 0 | 0 | 0 | 0 | 0 | 0 | 0 | 0 | 0 | 0 | 0 | 0 | 0 | 0 | 0 | 0 | 0.047552 | 0.00033 | 0.00067 | 0.001 | 0.00133 | 0.10536 | 0 | 0.0082775 |  | 0.1304 | 0.2048 | 0.3019 | 0.3026
2014-04-10 | 18時 |  | 7.1225 | 0 | 0 | 0 | [9 empty] | 0.69701 | 0 | 0 | 0 | 0 | 0 | 0 | 0 | 0 | 0 | 0 | 0 | 0 | 0 | 0 | 0 | 0 | 0 | 0 | 0 | 0 | 0 | 0.047552 | 0.00642 | 0.01284 | 0.01926 | 0.02568 | 0.12467 | 0 | 0.0082775 |  | 0.303 | 0.3387 | 0.3972 | 0.5469
2014-04-10 | 19時 |  | 4.2863 | 0 | 5.4215 | 0 | [9 empty] | 0.45754 | 0 | 0 | 0 | 0 | 0.5198 | 0 | 0 | 0 | 0 | 0 | 0 | 0 | 0 | 0 | 0 | 0 | 0 | 0 | 0 | 0 | 0 | 0.047552 | 0.00642 | 0.01284 | 0.01926 | 0.02568 | 0.21072 | 0.10708 | 0.0082775 |  | 0.0991 | 0.1348 | 0.1932 | 0.1939
2014-04-10 | 20時 |  | 4.507 | 0 | 4.3255 | 0 | [9 empty] | 0.37352 | 0 | 0 | 0 | 0 | 0.31741 | 0 | 0 | 0 | 0 | 0 | 0 | 0 | 0 | 0 | 0 | 0 | 0 | 0 | 0 | 0 | 0 | 0.047552 | 0.00033 | 0.00067 | 0.001 | 0.00133 | 0.14927 | 0.027125 | 0 |  | 0.0917 | 0.1275 | 0.2102 | 0.2109
2014-04-10 | 21時 |  | 4.9481 | 0 | 4.8634 | 0 | [9 empty] | 0.50725 | 0 | 0 | 0 | 0 | 0.52663 | 0 | 0 | 0 | 0 | 0 | 0 | 0 | 0 | 0 | 0 | 0 | 0 | 0 | 0 | 0 | 0 | 0.047552 | 0.00033 | 0.00067 | 0.001 | 0.00133 | 0.14618 | 0.10814 | 0.031304 |  | 0.1216 | 0.1873 | 0.2837 | 0.2844
2014-04-10 | 22時 |  | 5.2389 | 0 | 1.8539 | 0 | [9 empty] | 0.53689 | 0 | 0 | 0 | 0 | 0.22709 | 0 | 0 | 0 | 0 | 0 | 0 | 0 | 0 | 0 | 0 | 0 | 0 | 0 | 0 | 0 | 0 | 0.047552 | 0.00628 | 0.01256 | 0.01884 | 0.02512 | 0.12467 | 0.16133 | 0.043827 |  | 0.1738 | 0.1917 | 0.262 | 0.2626
2014-04-10 | 23時 |  | 0 | 0 | 0 | 0 | [9 empty] | 0 | 0 | 0 | 0 | 0 | 0 | 0 | 0 | 0 | 0 | 0 | 0 | 0 | 0 | 0 | 0 | 0 | 0 | 0 | 0 | 0 | 0 | 0.047552 | 0.0067 | 0.01339 | 0.02009 | 0.02679 | 0.12467 | 0.18881 | 0.031848 |  | 0.1877 | 0.2176 | 0.2756 | 0.2763
2014-04-11 | 0時 |  | 0 | 0 | 0 | 0 | [9 empty] | 0 | 0 | 0 | 0 | 0 | 0 | 0 | 0 | 0 | 0 | 0 | 0 | 0 | 0 | 0 | 0 | 0 | 0 | 0 | 0 | 0 | 0 | 0.047552 | 0.00013 | 0.00025 | 0.00038 | 0.0005 | 0 | 0.078899 | 0.011656 |  | 0.1578 | 0.1578 | 0.1806 | 0.1812
2014-04-11 | 1時 |  | 0 | 0 | 0 | 0 | [9 empty] | 0 | 0 | 0 | 0 | 0 | 0 | 0 | 0 | 0 | 0 | 0 | 0 | 0 | 0 | 0 | 0 | 0 | 0 | 0 | 0 | 0 | 0 | 0.047552 | 0.00013 | 0.00025 | 0.00038 | 0.0005 | 0 | 0 | 0 |  | 0.0483 | 0.0483 | 0.0711 | 0.0717
2014-04-11 | 2時 |  | 0 | 0 | 0 | 0 | [9 empty] | 0 | 0 | 0 | 0 | 0 | 0 | 0 | 0 | 0 | 0 | 0 | 0 | 0 | 0 | 0 | 0 | 0 | 0 | 0 | 0 | 0 | 0 | 0.047552 | 0.00013 | 0.00025 | 0.00038 | 0.0005 | 0 | 0 | 0 |  | 0.056 | 0.0561 | 0.0788 | 0.0795
2014-04-11 | 3時 |  | 0 | 0 | 0 | 0 | [9 empty] | 0 | 0 | 0 | 0 | 0 | 0 | 0 | 0 | 0 | 0 | 0 | 0 | 0 | 0 | 0 | 0 | 0 | 0 | 0 | 0 | 0 | 0 | 0.047552 | 0.00013 | 0.00025 | 0.00038 | 0.0005 | 0 | 0 | 0 |  | 0.056 | 0.0561 | 0.0788 | 0.0795
2014-04-11 | 4時 |  | 0 | 0 | 0 | 0 | [9 empty] | 0 | 0 | 0 | 0 | 0 | 0 | 0 | 0 | 0 | 0 | 0 | 0 | 0 | 0 | 0 | 0 | 0 | 0 | 0 | 0 | 0 | 0 | 0.047552 | 0.00013 | 0.00025 | 0.00038 | 0.0005 | 0 | 0 | 0 |  | 0.0483 | 0.0483 | 0.0711 | 0.0717
2014-04-11 | 5時 |  | 21.286 | 0.7945 | 0 | 0 | [9 empty] | 3.6229 | 0 | 0 | 0 | 0 | 0 | 0 | 0 | 0 | 0 | 0 | 0 | 0 | 0 | 0 | 0 | 0 | 0 | 0 | 0 | 0 | 0 | 0.047552 | 0.00013 | 0.00025 | 0.00038 | 0.0005 | 0 | 0 | 0 |  | 0.056 | 0.0561 | 0.0788 | 0.0795
2014-04-11 | 6時 |  | 7.7358 | 0 | 0 | 0 | [9 empty] | 0.80553 | 0 | 0 | 0 | 0 | 0 | 0 | 0 | 0 | 0 | 0 | 0 | 0 | 0 | 0 | 0 | 0 | 0 | 0 | 0 | 0 | 0 | 0.047552 | 0.00338 | 0.00675 | 0.01013 | 0.01351 | 0 | 0.024649 | 0.011815 |  | 0.1925 | 0.2611 | 0.3525 | 0.3531
2014-04-11 | 7時 |  | 5.3189 | 0 | 0 | 0 | [9 empty] | 0.54387 | 0 | 0 | 0 | 0 | 0 | 0 | 0 | 0 | 0 | 0 | 0 | 0 | 0 | 0 | 0 | 0 | 0 | 0 | 0 | 0 | 0 | 0.047552 | 0.00054 | 0.00108 | 0.00163 | 0.00217 | 0.13859 | 0.053895 | 0.036861 |  | 0.1524 | 0.248 | 0.3662 | 0.3669
2014-04-11 | 8時 |  | 4.0168 | 0 | 0 | 0 | [9 empty] | 0.324 | 0 | 0 | 0 | 0 | 0 | 0 | 0 | 0 | 0 | 0 | 0 | 0 | 0 | 0 | 0 | 0 | 0 | 0 | 0 | 0 | 0 | 0.047552 | 0.00054 | 0.00108 | 0.00163 | 0.00217 | 0.093503 | 0 | 0.035602 |  | 0.1091 | 0.1448 | 0.2032 | 0.2039
2014-04-11 | 9時 |  | 0 | 0 | 0 | 0 | [9 empty] | 0 | 0 | 0 | 0 | 0 | 0 | 0 | 0 | 0 | 0 | 0 | 0 | 0 | 0 | 0 | 0 | 0 | 0 | 0 | 0 | 0 | 0 | 0.047552 | 0.00013 | 0.00025 | 0.00038 | 0.0005 | 0.17838 | 0.10971 | 0.042749 |  | 0.3011 | 0.3368 | 0.3953 | 0.396
2014-04-11 | 10時 |  | 0 | 0 | 0 | 0 | [9 empty] | 0 | 0 | 0 | 0 | 0 | 0 | 0 | 0 | 0 | 0 | 0 | 0 | 0 | 0 | 0 | 0 | 0 | 0 | 0 | 0 | 0 | 0 | 0.047552 | 0.00033 | 0.00067 | 0.001 | 0.00133 | 0.093503 | 0 | 0.012523 |  | 0.0483 | 0.0483 | 0.0711 | 0.0717
2014-04-11 | 11時 |  | 3.1768 | 0 | 0 | 0 | [9 empty] | 0.21952 | 0 | 0 | 0 | 0 | 0 | 0 | 0 | 0 | 0 | 0 | 0 | 0 | 0 | 0 | 0 | 0 | 0 | 0 | 0 | 0 | 0 | 0.047552 | 0.00013 | 0.00025 | 0.00038 | 0.0005 | 0 | 0 | 0.0052775 |  | 0.056 | 0.0561 | 0.0788 | 0.0795
2014-04-11 | 12時 |  | 0.97566 | 0 | 0 | 0 | [9 empty] | 0.13238 | 0 | 0 | 0 | 0 | 0 | 0 | 0 | 0 | 0 | 0 | 0 | 0 | 0 | 0 | 0 | 0 | 0 | 0 | 0 | 0 | 0 | 0.047552 | 0.00338 | 0.00675 | 0.01013 | 0.01351 | 0.05371 | 0 | 0.0052775 |  | 0.1983 | 0.2727 | 0.3698 | 0.3705
2014-04-11 | 13時 |  | 0 | 0 | 0 | 0 | [9 empty] | 0 | 0 | 0 | 0 | 0 | 0 | 0 | 0 | 0 | 0 | 0 | 0 | 0 | 0 | 0 | 0 | 0 | 0 | 0 | 0 | 0 | 0 | 0.047552 | 0.00033 | 0.00067 | 0.001 | 0.00133 | 0.11604 | 0 | 0 |  | 0.0483 | 0.0483 | 0.0711 | 0.0717
2014-04-11 | 14時 |  | 0 | 0 | 0 | 0 | [9 empty] | 0 | 0 | 0 | 0 | 0 | 0 | 0 | 0 | 0 | 0 | 0 | 0 | 0 | 0 | 0 | 0 | 0 | 0 | 0 | 0 | 0 | 0 | 0.047552 | 0.00013 | 0.00025 | 0.00038 | 0.0005 | 0.031168 | 0 | 0.017801 |  | 0.056 | 0.0561 | 0.0788 | 0.0795
2014-04-11 | 15時 |  | 0.78111 | 0 | 0 | 0 | [9 empty] | 0.11967 | 0 | 0 | 0 | 0 | 0 | 0 | 0 | 0 | 0 | 0 | 0 | 0 | 0 | 0 | 0 | 0 | 0 | 0 | 0 | 0 | 0 | 0.047552 | 0.00013 | 0.00025 | 0.00038 | 0.0005 | 0 | 0 | 0 |  | 0.056 | 0.0561 | 0.0788 | 0.0795
2014-04-11 | 16時 |  | 0.7139 | 0 | 0 | 0 | [9 empty] | 0.12359 | 0 | 0 | 0 | 0 | 0 | 0 | 0 | 0 | 0 | 0 | 0 | 0 | 0 | 0 | 0 | 0 | 0 | 0 | 0 | 0 | 0 | 0.047552 | 0.00033 | 0.00067 | 0.001 | 0.00133 | 0.062335 | 0 | 0.0052775 |  | 0.0483 | 0.0483 | 0.0711 | 0.0717
2014-04-11 | 17時 |  | 2.1693 | 0 | 1.7273 | 0 | [9 empty] | 0.17539 | 0 | 0 | 0 | 0 | 0.17958 | 0 | 0 | 0 | 0 | 0 | 0 | 0 | 0 | 0 | 0 | 0 | 0 | 0 | 0 | 0 | 0 | 0.047552 | 0.00033 | 0.00067 | 0.001 | 0.00133 | 0.10536 | 0 | 0.0082775 |  | 0.1304 | 0.2048 | 0.3019 | 0.3026
2014-04-11 | 18時 |  | 2.6662 | 0 | 0 | 0 | [9 empty] | 0.20279 | 0 | 0 | 0 | 0 | 0 | 0 | 0 | 0 | 0 | 0 | 0 | 0 | 0 | 0 | 0 | 0 | 0 | 0 | 0 | 0 | 0 | 0.047552 | 0.00642 | 0.01284 | 0.01926 | 0.02568 | 0.12467 | 0 | 0.0082775 |  | 0.303 | 0.3387 | 0.3972 | 0.5469
2014-04-11 | 19時 |  | 1.4167 | 0 | 2.0704 | 0 | [9 empty] | 0.16704 | 0 | 0 | 0 | 0 | 0.19633 | 0 | 0 | 0 | 0 | 0 | 0 | 0 | 0 | 0 | 0 | 0 | 0 | 0 | 0 | 0 | 0 | 0.047552 | 0.00642 | 0.01284 | 0.01926 | 0.02568 | 0.21072 | 0.10708 | 0.0082775 |  | 0.0991 | 0.1348 | 0.1932 | 0.1939
2014-04-11 | 20時 |  | 2.4731 | 0 | 2.2934 | 0 | [9 empty] | 0.2348 | 0 | 0 | 0 | 0 | 0.21086 | 0 | 0 | 0 | 0 | 0 | 0 | 0 | 0 | 0 | 0 | 0 | 0 | 0 | 0 | 0 | 0 | 0.047552 | 0.00033 | 0.00067 | 0.001 | 0.00133 | 0.14927 | 0.027125 | 0 |  | 0.0917 | 0.1275 | 0.2102 | 0.2109
2014-04-11 | 21時 |  | 3.1934 | 0 | 2.7315 | 0 | [9 empty] | 0.28272 | 0 | 0 | 0 | 0 | 0.37555 | 0 | 0 | 0 | 0 | 0 | 0 | 0 | 0 | 0 | 0 | 0 | 0 | 0 | 0 | 0 | 0 | 0.047552 | 0.00033 | 0.00067 | 0.001 | 0.00133 | 0.14618 | 0.10814 | 0.031304 |  | 0.1216 | 0.1873 | 0.2837 | 0.2844
2014-04-11 | 22時 |  | 3.9181 | 0 | 1.2199 | 0 | [9 empty] | 0.3422 | 0 | 0 | 0 | 0 | 0.18769 | 0 | 0 | 0 | 0 | 0 | 0 | 0 | 0 | 0 | 0 | 0 | 0 | 0 | 0 | 0 | 0 | 0.047552 | 0.00628 | 0.01256 | 0.01884 | 0.02512 | 0.12467 | 0.16133 | 0.043827 |  | 0.1738 | 0.1917 | 0.262 | 0.2626
2014-04-11 | 23時 |  | 0 | 0 | 0 | 0 | [9 empty] | 0 | 0 | 0 | 0 | 0 | 0 | 0 | 0 | 0 | 0 | 0 | 0 | 0 | 0 | 0 | 0 | 0 | 0 | 0 | 0 | 0 | 0 | 0.047552 | 0.0067 | 0.01339 | 0.02009 | 0.02679 | 0.12467 | 0.18881 | 0.031848 |  | 0.1877 | 0.2176 | 0.2756 | 0.2763
2014-04-12 | 0時 |  | 0 | 0 | 0 | 0 | [9 empty] | 0 | 0 | 0 | 0 | 0 | 0 | 0 | 0 | 0 | 0 | 0 | 0 | 0 | 0 | 0 | 0 | 0 | 0 | 0 | 0 | 0 | 0 | 0.047552 | 0.00013 | 0.00025 | 0.00038 | 0.0005 | 0 | 0.078899 | 0.011656 |  | 0.1578 | 0.1578 | 0.1806 | 0.1812
2014-04-12 | 1時 |  | 0 | 0 | 0 | 0 | [9 empty] | 0 | 0 | 0 | 0 | 0 | 0 | 0 | 0 | 0 | 0 | 0 | 0 | 0 | 0 | 0 | 0 | 0 | 0 | 0 | 0 | 0 | 0 | 0.047552 | 0.00013 | 0.00025 | 0.00038 | 0.0005 | 0 | 0 | 0 |  | 0.0483 | 0.0483 | 0.0711 | 0.0717
2014-04-12 | 2時 |  | 0 | 0 | 0 | 0 | [9 empty] | 0 | 0 | 0 | 0 | 0 | 0 | 0 | 0 | 0 | 0 | 0 | 0 | 0 | 0 | 0 | 0 | 0 | 0 | 0 | 0 | 0 | 0 | 0.047552 | 0.00013 | 0.00025 | 0.00038 | 0.0005 | 0 | 0 | 0 |  | 0.056 | 0.0561 | 0.0788 | 0.0795
2014-04-12 | 3時 |  | 0 | 0 | 0 | 0 | [9 empty] | 0 | 0 | 0 | 0 | 0 | 0 | 0 | 0 | 0 | 0 | 0 | 0 | 0 | 0 | 0 | 0 | 0 | 0 | 0 | 0 | 0 | 0 | 0.047552 | 0.00013 | 0.00025 | 0.00038 | 0.0005 | 0 | 0 | 0 |  | 0.056 | 0.0561 | 0.0788 | 0.0795
2014-04-12 | 4時 |  | 0 | 0 | 0 | 0 | [9 empty] | 0 | 0 | 0 | 0 | 0 | 0 | 0 | 0 | 0 | 0 | 0 | 0 | 0 | 0 | 0 | 0 | 0 | 0 | 0 | 0 | 0 | 0 | 0.047552 | 0.00013 | 0.00025 | 0.00038 | 0.0005 | 0 | 0 | 0 |  | 0.0483 | 0.0483 | 0.0711 | 0.0717
2014-04-12 | 5時 |  | 20.6679 | 0 | 0 | 0 | [9 empty] | 2.0515 | 0 | 0 | 0 | 0 | 0 | 0 | 0 | 0 | 0 | 0 | 0 | 0 | 0 | 0 | 0 | 0 | 0 | 0 | 0 | 0 | 0 | 0.047552 | 0.00013 | 0.00025 | 0.00038 | 0.0005 | 0 | 0 | 0 |  | 0.056 | 0.0561 | 0.0788 | 0.0795
2014-04-12 | 6時 |  | 7.1096 | 0 | 0 | 0 | [9 empty] | 0.56216 | 0 | 0 | 0 | 0 | 0 | 0 | 0 | 0 | 0 | 0 | 0 | 0 | 0 | 0 | 0 | 0 | 0 | 0 | 0 | 0 | 0 | 0.047552 | 0.00338 | 0.00675 | 0.01013 | 0.01351 | 0 | 0.024649 | 0.011815 |  | 0.1925 | 0.2611 | 0.3525 | 0.3531
2014-04-12 | 7時 |  | 5.4823 | 0 | 0 | 0 | [9 empty] | 0.42319 | 0 | 0 | 0 | 0 | 0 | 0 | 0 | 0 | 0 | 0 | 0 | 0 | 0 | 0 | 0 | 0 | 0 | 0 | 0 | 0 | 0 | 0.047552 | 0.00054 | 0.00108 | 0.00163 | 0.00217 | 0.13859 | 0.053895 | 0.036861 |  | 0.1524 | 0.248 | 0.3662 | 0.3669
2014-04-12 | 8時 |  | 4.1334 | 0 | 0 | 0 | [9 empty] | 0.32292 | 0 | 0 | 0 | 0 | 0 | 0 | 0 | 0 | 0 | 0 | 0 | 0 | 0 | 0 | 0 | 0 | 0 | 0 | 0 | 0 | 0 | 0.047552 | 0.00054 | 0.00108 | 0.00163 | 0.00217 | 0.093503 | 0 | 0.035602 |  | 0.1091 | 0.1448 | 0.2032 | 0.2039
2014-04-12 | 9時 |  | 0 | 0 | 0 | 0 | [9 empty] | 0 | 0 | 0 | 0 | 0 | 0 | 0 | 0 | 0 | 0 | 0 | 0 | 0 | 0 | 0 | 0 | 0 | 0 | 0 | 0 | 0 | 0 | 0.047552 | 0.00013 | 0.00025 | 0.00038 | 0.0005 | 0.17838 | 0.10971 | 0.042749 |  | 0.3011 | 0.3368 | 0.3953 | 0.396
2014-04-12 | 10時 |  | 0 | 0 | 0 | 0 | [9 empty] | 0 | 0 | 0 | 0 | 0 | 0 | 0 | 0 | 0 | 0 | 0 | 0 | 0 | 0 | 0 | 0 | 0 | 0 | 0 | 0 | 0 | 0 | 0.047552 | 0.00033 | 0.00067 | 0.001 | 0.00133 | 0.093503 | 0 | 0.012523 |  | 0.0483 | 0.0483 | 0.0711 | 0.0717
2014-04-12 | 11時 |  | 5.4803 | 0 | 0 | 0 | [9 empty] | 0.32798 | 0 | 0 | 0 | 0 | 0 | 0 | 0 | 0 | 0 | 0 | 0 | 0 | 0 | 0 | 0 | 0 | 0 | 0 | 0 | 0 | 0 | 0.047552 | 0.00013 | 0.00025 | 0.00038 | 0.0005 | 0 | 0 | 0.0052775 |  | 0.056 | 0.0561 | 0.0788 | 0.0795
2014-04-12 | 12時 |  | 1.2978 | 0 | 0 | 0 | [9 empty] | 0.12923 | 0 | 0 | 0 | 0 | 0 | 0 | 0 | 0 | 0 | 0 | 0 | 0 | 0 | 0 | 0 | 0 | 0 | 0 | 0 | 0 | 0 | 0.047552 | 0.00338 | 0.00675 | 0.01013 | 0.01351 | 0.05371 | 0 | 0.0052775 |  | 0.1983 | 0.2727 | 0.3698 | 0.3705
2014-04-12 | 13時 |  | 0 | 0 | 0 | 0 | [9 empty] | 0 | 0 | 0 | 0 | 0 | 0 | 0 | 0 | 0 | 0 | 0 | 0 | 0 | 0 | 0 | 0 | 0 | 0 | 0 | 0 | 0 | 0 | 0.047552 | 0.00033 | 0.00067 | 0.001 | 0.00133 | 0.11604 | 0 | 0 |  | 0.0483 | 0.0483 | 0.0711 | 0.0717
2014-04-12 | 14時 |  | 0 | 0 | 0 | 0 | [9 empty] | 0 | 0 | 0 | 0 | 0 | 0 | 0 | 0 | 0 | 0 | 0 | 0 | 0 | 0 | 0 | 0 | 0 | 0 | 0 | 0 | 0 | 0 | 0.047552 | 0.00013 | 0.00025 | 0.00038 | 0.0005 | 0.031168 | 0 | 0.017801 |  | 0.056 | 0.0561 | 0.0788 | 0.0795
2014-04-12 | 15時 |  | 0.37112 | 0 | 0 | 0 | [9 empty] | 0.10496 | 0 | 0 | 0 | 0 | 0 | 0 | 0 | 0 | 0 | 0 | 0 | 0 | 0 | 0 | 0 | 0 | 0 | 0 | 0 | 0 | 0 | 0.047552 | 0.00013 | 0.00025 | 0.00038 | 0.0005 | 0 | 0 | 0 |  | 0.056 | 0.0561 | 0.0788 | 0.0795
2014-04-12 | 16時 |  | 0.16464 | 0 | 0 | 0 | [9 empty] | 0.10482 | 0 | 0 | 0 | 0 | 0 | 0 | 0 | 0 | 0 | 0 | 0 | 0 | 0 | 0 | 0 | 0 | 0 | 0 | 0 | 0 | 0 | 0.047552 | 0.00033 | 0.00067 | 0.001 | 0.00133 | 0.062335 | 0 | 0.0052775 |  | 0.0483 | 0.0483 | 0.0711 | 0.0717
2014-04-12 | 17時 |  | 1.2453 | 0 | 1.4275 | 0 | [9 empty] | 0.13035 | 0 | 0 | 0 | 0 | 0.16886 | 0 | 0 | 0 | 0 | 0 | 0 | 0 | 0 | 0 | 0 | 0 | 0 | 0 | 0 | 0 | 0 | 0.047552 | 0.00033 | 0.00067 | 0.001 | 0.00133 | 0.10536 | 0 | 0.0082775 |  | 0.1304 | 0.2048 | 0.3019 | 0.3026
2014-04-12 | 18時 |  | 1.4689 | 0 | 0 | 0 | [9 empty] | 0.14029 | 0 | 0 | 0 | 0 | 0 | 0 | 0 | 0 | 0 | 0 | 0 | 0 | 0 | 0 | 0 | 0 | 0 | 0 | 0 | 0 | 0 | 0.047552 | 0.00642 | 0.01284 | 0.01926 | 0.02568 | 0.12467 | 0 | 0.0082775 |  | 0.303 | 0.3387 | 0.3972 | 0.5469
2014-04-12 | 19時 |  | 0.43218 | 0 | 1.4052 | 0 | [9 empty] | 0.11624 | 0 | 0 | 0 | 0 | 0.17168 | 0 | 0 | 0 | 0 | 0 | 0 | 0 | 0 | 0 | 0 | 0 | 0 | 0 | 0 | 0 | 0 | 0.047552 | 0.00642 | 0.01284 | 0.01926 | 0.02568 | 0.21072 | 0.10708 | 0.0082775 |  | 0.0991 | 0.1348 | 0.1932 | 0.1939
2014-04-12 | 20時 |  | 0.99218 | 0 | 1.4032 | 0 | [9 empty] | 0.13235 | 0 | 0 | 0 | 0 | 0.17219 | 0 | 0 | 0 | 0 | 0 | 0 | 0 | 0 | 0 | 0 | 0 | 0 | 0 | 0 | 0 | 0 | 0.047552 | 0.00033 | 0.00067 | 0.001 | 0.00133 | 0.14927 | 0.027125 | 0 |  | 0.0917 | 0.1275 | 0.2102 | 0.2109
2014-04-12 | 21時 |  | 1.5939 | 0 | 1.1834 | 0 | [9 empty] | 0.1582 | 0 | 0 | 0 | 0 | 0.32945 | 0 | 0 | 0 | 0 | 0 | 0 | 0 | 0 | 0 | 0 | 0 | 0 | 0 | 0 | 0 | 0 | 0.047552 | 0.00033 | 0.00067 | 0.001 | 0.00133 | 0.14618 | 0.10814 | 0.031304 |  | 0.1216 | 0.1873 | 0.2837 | 0.2844
2014-04-12 | 22時 |  | 2.0962 | 0 | 0.50618 | 0 | [9 empty] | 0.18635 | 0 | 0 | 0 | 0 | 0.16587 | 0 | 0 | 0 | 0 | 0 | 0 | 0 | 0 | 0 | 0 | 0 | 0 | 0 | 0 | 0 | 0 | 0.047552 | 0.00628 | 0.01256 | 0.01884 | 0.02512 | 0.12467 | 0.16133 | 0.043827 |  | 0.1738 | 0.1917 | 0.262 | 0.2626
2014-04-12 | 23時 |  | 0 | 0 | 0 | 0 | [9 empty] | 0 | 0 | 0 | 0 | 0 | 0 | 0 | 0 | 0 | 0 | 0 | 0 | 0 | 0 | 0 | 0 | 0 | 0 | 0 | 0 | 0 | 0 | 0.047552 | 0.0067 | 0.01339 | 0.02009 | 0.02679 | 0.12467 | 0.18881 | 0.031848 |  | 0.1877 | 0.2176 | 0.2756 | 0.2763
2014-04-13 | 0時 |  | 0 | 0 | 0 | 0 | [9 empty] | 0 | 0 | 0 | 0 | 0 | 0 | 0 | 0 | 0 | 0 | 0 | 0 | 0 | 0 | 0 | 0 | 0 | 0 | 0 | 0 | 0 | 0 | 0.047552 | 0.00013 | 0.00025 | 0.00038 | 0.0005 | 0 | 0.078899 | 0.011656 |  | 0.1578 | 0.1578 | 0.1806 | 0.1812
2014-04-13 | 1時 |  | 0 | 0 | 0 | 0 | [9 empty] | 0 | 0 | 0 | 0 | 0 | 0 | 0 | 0 | 0 | 0 | 0 | 0 | 0 | 0 | 0 | 0 | 0 | 0 | 0 | 0 | 0 | 0 | 0.047552 | 0.00013 | 0.00025 | 0.00038 | 0.0005 | 0 | 0 | 0 |  | 0.0483 | 0.0483 | 0.0711 | 0.0717
2014-04-13 | 2時 |  | 0 | 0 | 0 | 0 | [9 empty] | 0 | 0 | 0 | 0 | 0 | 0 | 0 | 0 | 0 | 0 | 0 | 0 | 0 | 0 | 0 | 0 | 0 | 0 | 0 | 0 | 0 | 0 | 0.047552 | 0.00013 | 0.00025 | 0.00038 | 0.0005 | 0 | 0 | 0 |  | 0.056 | 0.0561 | 0.0788 | 0.0795
2014-04-13 | 3時 |  | 0 | 0 | 0 | 0 | [9 empty] | 0 | 0 | 0 | 0 | 0 | 0 | 0 | 0 | 0 | 0 | 0 | 0 | 0 | 0 | 0 | 0 | 0 | 0 | 0 | 0 | 0 | 0 | 0.047552 | 0.00013 | 0.00025 | 0.00038 | 0.0005 | 0 | 0 | 0 |  | 0.056 | 0.0561 | 0.0788 | 0.0795
2014-04-13 | 4時 |  | 0 | 0 | 0 | 0 | [9 empty] | 0 | 0 | 0 | 0 | 0 | 0 | 0 | 0 | 0 | 0 | 0 | 0 | 0 | 0 | 0 | 0 | 0 | 0 | 0 | 0 | 0 | 0 | 0.047552 | 0.00013 | 0.00025 | 0.00038 | 0.0005 | 0 | 0 | 0 |  | 0.0483 | 0.0483 | 0.0711 | 0.0717
2014-04-13 | 5時 |  | 12.0989 | 0 | 0 | 0 | [9 empty] | 0.86372 | 0 | 0 | 0 | 0 | 0 | 0 | 0 | 0 | 0 | 0 | 0 | 0 | 0 | 0 | 0 | 0 | 0 | 0 | 0 | 0 | 0 | 0.047552 | 0.00013 | 0.00025 | 0.00038 | 0.0005 | 0 | 0 | 0 |  | 0.056 | 0.0561 | 0.0788 | 0.0795
2014-04-13 | 6時 |  | 3.5649 | 0 | 0 | 0 | [9 empty] | 0.26304 | 0 | 0 | 0 | 0 | 0 | 0 | 0 | 0 | 0 | 0 | 0 | 0 | 0 | 0 | 0 | 0 | 0 | 0 | 0 | 0 | 0 | 0.047552 | 0.00338 | 0.00675 | 0.01013 | 0.01351 | 0 | 0.024649 | 0.011815 |  | 0.1925 | 0.2611 | 0.3525 | 0.3531
2014-04-13 | 7時 |  | 2.6984 | 0 | 0 | 0 | [9 empty] | 0.21825 | 0 | 0 | 0 | 0 | 0 | 0 | 0 | 0 | 0 | 0 | 0 | 0 | 0 | 0 | 0 | 0 | 0 | 0 | 0 | 0 | 0 | 0.047552 | 0.00054 | 0.00108 | 0.00163 | 0.00217 | 0.13859 | 0.053895 | 0.036861 |  | 0.1524 | 0.248 | 0.3662 | 0.3669
2014-04-13 | 8時 |  | 1.8675 | 0 | 0 | 0 | [9 empty] | 0.18013 | 0 | 0 | 0 | 0 | 0 | 0 | 0 | 0 | 0 | 0 | 0 | 0 | 0 | 0 | 0 | 0 | 0 | 0 | 0 | 0 | 0 | 0.047552 | 0.00054 | 0.00108 | 0.00163 | 0.00217 | 0.093503 | 0 | 0.035602 |  | 0.1091 | 0.1448 | 0.2032 | 0.2039
2014-04-13 | 9時 |  | 0 | 0 | 0 | 0 | [9 empty] | 0 | 0 | 0 | 0 | 0 | 0 | 0 | 0 | 0 | 0 | 0 | 0 | 0 | 0 | 0 | 0 | 0 | 0 | 0 | 0 | 0 | 0 | 0.047552 | 0.00013 | 0.00025 | 0.00038 | 0.0005 | 0.17838 | 0.10971 | 0.042749 |  | 0.3011 | 0.3368 | 0.3953 | 0.396
2014-04-13 | 10時 |  | 0 | 0 | 0 | 0 | [9 empty] | 0 | 0 | 0 | 0 | 0 | 0 | 0 | 0 | 0 | 0 | 0 | 0 | 0 | 0 | 0 | 0 | 0 | 0 | 0 | 0 | 0 | 0 | 0.047552 | 0.00033 | 0.00067 | 0.001 | 0.00133 | 0.093503 | 0 | 0.012523 |  | 0.0483 | 0.0483 | 0.0711 | 0.0717
2014-04-13 | 11時 |  | 3.5159 | 0 | 0 | 0 | [9 empty] | 0.23355 | 0 | 0 | 0 | 0 | 0 | 0 | 0 | 0 | 0 | 0 | 0 | 0 | 0 | 0 | 0 | 0 | 0 | 0 | 0 | 0 | 0 | 0.047552 | 0.00013 | 0.00025 | 0.00038 | 0.0005 | 0 | 0 | 0.0052775 |  | 0.056 | 0.0561 | 0.0788 | 0.0795
2014-04-13 | 12時 |  | 0.94839 | 0 | 0 | 0 | [9 empty] | 0.12957 | 0 | 0 | 0 | 0 | 0 | 0 | 0 | 0 | 0 | 0 | 0 | 0 | 0 | 0 | 0 | 0 | 0 | 0 | 0 | 0 | 0 | 0.047552 | 0.00338 | 0.00675 | 0.01013 | 0.01351 | 0.05371 | 0 | 0.0052775 |  | 0.1983 | 0.2727 | 0.3698 | 0.3705
2014-04-13 | 13時 |  | 0 | 0 | 0 | 0 | [9 empty] | 0 | 0 | 0 | 0 | 0 | 0 | 0 | 0 | 0 | 0 | 0 | 0 | 0 | 0 | 0 | 0 | 0 | 0 | 0 | 0 | 0 | 0 | 0.047552 | 0.00033 | 0.00067 | 0.001 | 0.00133 | 0.11604 | 0 | 0 |  | 0.0483 | 0.0483 | 0.0711 | 0.0717
2014-04-13 | 14時 |  | 0 | 0 | 0 | 0 | [9 empty] | 0 | 0 | 0 | 0 | 0 | 0 | 0 | 0 | 0 | 0 | 0 | 0 | 0 | 0 | 0 | 0 | 0 | 0 | 0 | 0 | 0 | 0 | 0.047552 | 0.00013 | 0.00025 | 0.00038 | 0.0005 | 0.031168 | 0 | 0.017801 |  | 0.056 | 0.0561 | 0.0788 | 0.0795
2014-04-13 | 15時 |  | 1.3771 | 0 | 0 | 0 | [9 empty] | 0.12928 | 0 | 0 | 0 | 0 | 0 | 0 | 0 | 0 | 0 | 0 | 0 | 0 | 0 | 0 | 0 | 0 | 0 | 0 | 0 | 0 | 0 | 0.047552 | 0.00013 | 0.00025 | 0.00038 | 0.0005 | 0 | 0 | 0 |  | 0.056 | 0.0561 | 0.0788 | 0.0795
2014-04-13 | 16時 |  | 0.43186 | 0 | 0 | 0 | [9 empty] | 0.11126 | 0 | 0 | 0 | 0 | 0 | 0 | 0 | 0 | 0 | 0 | 0 | 0 | 0 | 0 | 0 | 0 | 0 | 0 | 0 | 0 | 0 | 0.047552 | 0.00033 | 0.00067 | 0.001 | 0.00133 | 0.062335 | 0 | 0.0052775 |  | 0.0483 | 0.0483 | 0.0711 | 0.0717
2014-04-13 | 17時 |  | 1.4858 | 0 | 1.5468 | 0 | [9 empty] | 0.1401 | 0 | 0 | 0 | 0 | 0.17197 | 0 | 0 | 0 | 0 | 0 | 0 | 0 | 0 | 0 | 0 | 0 | 0 | 0 | 0 | 0 | 0 | 0.047552 | 0.00033 | 0.00067 | 0.001 | 0.00133 | 0.10536 | 0 | 0.0082775 |  | 0.1304 | 0.2048 | 0.3019 | 0.3026
2014-04-13 | 18時 |  | 1.7989 | 0 | 0 | 0 | [9 empty] | 0.1541 | 0 | 0 | 0 | 0 | 0 | 0 | 0 | 0 | 0 | 0 | 0 | 0 | 0 | 0 | 0 | 0 | 0 | 0 | 0 | 0 | 0 | 0.047552 | 0.00642 | 0.01284 | 0.01926 | 0.02568 | 0.12467 | 0 | 0.0082775 |  | 0.303 | 0.3387 | 0.3972 | 0.5469
2014-04-13 | 19時 |  | 0.55188 | 0 | 1.5427 | 0 | [9 empty] | 0.12037 | 0 | 0 | 0 | 0 | 0.1748 | 0 | 0 | 0 | 0 | 0 | 0 | 0 | 0 | 0 | 0 | 0 | 0 | 0 | 0 | 0 | 0 | 0.047552 | 0.00642 | 0.01284 | 0.01926 | 0.02568 | 0.21072 | 0.10708 | 0.0082775 |  | 0.0991 | 0.1348 | 0.1932 | 0.1939
2014-04-13 | 20時 |  | 1.3699 | 0 | 1.6181 | 0 | [9 empty] | 0.15285 | 0 | 0 | 0 | 0 | 0.1797 | 0 | 0 | 0 | 0 | 0 | 0 | 0 | 0 | 0 | 0 | 0 | 0 | 0 | 0 | 0 | 0 | 0.047552 | 0.00033 | 0.00067 | 0.001 | 0.00133 | 0.14927 | 0.027125 | 0 |  | 0.0917 | 0.1275 | 0.2102 | 0.2109
2014-04-13 | 21時 |  | 1.8368 | 0 | 1.484 | 0 | [9 empty] | 0.17023 | 0 | 0 | 0 | 0 | 0.33339 | 0 | 0 | 0 | 0 | 0 | 0 | 0 | 0 | 0 | 0 | 0 | 0 | 0 | 0 | 0 | 0 | 0.047552 | 0.00033 | 0.00067 | 0.001 | 0.00133 | 0.14618 | 0.10814 | 0.031304 |  | 0.1216 | 0.1873 | 0.2837 | 0.2844
2014-04-13 | 22時 |  | 2.7296 | 0 | 0.76297 | 0 | [9 empty] | 0.23796 | 0 | 0 | 0 | 0 | 0.17267 | 0 | 0 | 0 | 0 | 0 | 0 | 0 | 0 | 0 | 0 | 0 | 0 | 0 | 0 | 0 | 0 | 0.047552 | 0.00628 | 0.01256 | 0.01884 | 0.02512 | 0.12467 | 0.16133 | 0.043827 |  | 0.1738 | 0.1917 | 0.262 | 0.2626
2014-04-13 | 23時 |  | 0 | 0 | 0 | 0 | [9 empty] | 0 | 0 | 0 | 0 | 0 | 0 | 0 | 0 | 0 | 0 | 0 | 0 | 0 | 0 | 0 | 0 | 0 | 0 | 0 | 0 | 0 | 0 | 0.047552 | 0.0067 | 0.01339 | 0.02009 | 0.02679 | 0.12467 | 0.18881 | 0.031848 |  | 0.1877 | 0.2176 | 0.2756 | 0.2763
2014-04-14 | 0時 |  | 0 | 0 | 0 | 0 | [9 empty] | 0 | 0 | 0 | 0 | 0 | 0 | 0 | 0 | 0 | 0 | 0 | 0 | 0 | 0 | 0 | 0 | 0 | 0 | 0 | 0 | 0 | 0 | 0.047552 | 0.00013 | 0.00025 | 0.00038 | 0.0005 | 0 | 0.078899 | 0.011656 |  | 0.1578 | 0.1578 | 0.1806 | 0.1812
2014-04-14 | 1時 |  | 0 | 0 | 0 | 0 | [9 empty] | 0 | 0 | 0 | 0 | 0 | 0 | 0 | 0 | 0 | 0 | 0 | 0 | 0 | 0 | 0 | 0 | 0 | 0 | 0 | 0 | 0 | 0 | 0.047552 | 0.00013 | 0.00025 | 0.00038 | 0.0005 | 0 | 0 | 0 |  | 0.0483 | 0.0483 | 0.0711 | 0.0717
2014-04-14 | 2時 |  | 0 | 0 | 0 | 0 | [9 empty] | 0 | 0 | 0 | 0 | 0 | 0 | 0 | 0 | 0 | 0 | 0 | 0 | 0 | 0 | 0 | 0 | 0 | 0 | 0 | 0 | 0 | 0 | 0.047552 | 0.00013 | 0.00025 | 0.00038 | 0.0005 | 0 | 0 | 0 |  | 0.056 | 0.0561 | 0.0788 | 0.0795
2014-04-14 | 3時 |  | 0 | 0 | 0 | 0 | [9 empty] | 0 | 0 | 0 | 0 | 0 | 0 | 0 | 0 | 0 | 0 | 0 | 0 | 0 | 0 | 0 | 0 | 0 | 0 | 0 | 0 | 0 | 0 | 0.047552 | 0.00013 | 0.00025 | 0.00038 | 0.0005 | 0 | 0 | 0 |  | 0.056 | 0.0561 | 0.0788 | 0.0795
2014-04-14 | 4時 |  | 0 | 0 | 0 | 0 | [9 empty] | 0 | 0 | 0 | 0 | 0 | 0 | 0 | 0 | 0 | 0 | 0 | 0 | 0 | 0 | 0 | 0 | 0 | 0 | 0 | 0 | 0 | 0 | 0.047552 | 0.00013 | 0.00025 | 0.00038 | 0.0005 | 0 | 0 | 0 |  | 0.0483 | 0.0483 | 0.0711 | 0.0717
2014-04-14 | 5時 |  | 16.304 | 0 | 0 | 0 | [9 empty] | 2.0914 | 0 | 0 | 0 | 0 | 0 | 0 | 0 | 0 | 0 | 0 | 0 | 0 | 0 | 0 | 0 | 0 | 0 | 0 | 0 | 0 | 0 | 0.047552 | 0.00013 | 0.00025 | 0.00038 | 0.0005 | 0 | 0 | 0 |  | 0.056 | 0.0561 | 0.0788 | 0.0795
2014-04-14 | 6時 |  | 2.8445 | 0 | 0 | 0 | [9 empty] | 0.25624 | 0 | 0 | 0 | 0 | 0 | 0 | 0 | 0 | 0 | 0 | 0 | 0 | 0 | 0 | 0 | 0 | 0 | 0 | 0 | 0 | 0 | 0.047552 | 0.00338 | 0.00675 | 0.01013 | 0.01351 | 0 | 0.024649 | 0.011815 |  | 0.1925 | 0.2611 | 0.3525 | 0.3531
2014-04-14 | 7時 |  | 0.39623 | 0 | 0 | 0 | [9 empty] | 0.12484 | 0 | 0 | 0 | 0 | 0 | 0 | 0 | 0 | 0 | 0 | 0 | 0 | 0 | 0 | 0 | 0 | 0 | 0 | 0 | 0 | 0 | 0.047552 | 0.00054 | 0.00108 | 0.00163 | 0.00217 | 0.13859 | 0.053895 | 0.036861 |  | 0.1524 | 0.248 | 0.3662 | 0.3669
2014-04-14 | 8時 |  | 0.024043 | 0 | 0 | 0 | [9 empty] | 0.10807 | 0 | 0 | 0 | 0 | 0 | 0 | 0 | 0 | 0 | 0 | 0 | 0 | 0 | 0 | 0 | 0 | 0 | 0 | 0 | 0 | 0 | 0.047552 | 0.00054 | 0.00108 | 0.00163 | 0.00217 | 0.093503 | 0 | 0.035602 |  | 0.1091 | 0.1448 | 0.2032 | 0.2039
2014-04-14 | 9時 |  | 0 | 0 | 0 | 0 | [9 empty] | 0 | 0 | 0 | 0 | 0 | 0 | 0 | 0 | 0 | 0 | 0 | 0 | 0 | 0 | 0 | 0 | 0 | 0 | 0 | 0 | 0 | 0 | 0.047552 | 0.00013 | 0.00025 | 0.00038 | 0.0005 | 0.17838 | 0.10971 | 0.042749 |  | 0.3011 | 0.3368 | 0.3953 | 0.396
2014-04-14 | 10時 |  | 0 | 0 | 0 | 0 | [9 empty] | 0 | 0 | 0 | 0 | 0 | 0 | 0 | 0 | 0 | 0 | 0 | 0 | 0 | 0 | 0 | 0 | 0 | 0 | 0 | 0 | 0 | 0 | 0.047552 | 0.00033 | 0.00067 | 0.001 | 0.00133 | 0.093503 | 0 | 0.012523 |  | 0.0483 | 0.0483 | 0.0711 | 0.0717
2014-04-14 | 11時 |  | 0.029983 | 0 | 0 | 0 | [9 empty] | 0.10127 | 0 | 0 | 0 | 0 | 0 | 0 | 0 | 0 | 0 | 0 | 0 | 0 | 0 | 0 | 0 | 0 | 0 | 0 | 0 | 0 | 0 | 0.047552 | 0.00013 | 0.00025 | 0.00038 | 0.0005 | 0 | 0 | 0.0052775 |  | 0.056 | 0.0561 | 0.0788 | 0.0795
2014-04-14 | 12時 |  | 0.0077313 | 0 | 0 | 0 | [9 empty] | 0.099572 | 0 | 0 | 0 | 0 | 0 | 0 | 0 | 0 | 0 | 0 | 0 | 0 | 0 | 0 | 0 | 0 | 0 | 0 | 0 | 0 | 0 | 0.047552 | 0.00338 | 0.00675 | 0.01013 | 0.01351 | 0.05371 | 0 | 0.0052775 |  | 0.1983 | 0.2727 | 0.3698 | 0.3705
2014-04-14 | 13時 |  | 0 | 0 | 0 | 0 | [9 empty] | 0 | 0 | 0 | 0 | 0 | 0 | 0 | 0 | 0 | 0 | 0 | 0 | 0 | 0 | 0 | 0 | 0 | 0 | 0 | 0 | 0 | 0 | 0.047552 | 0.00033 | 0.00067 | 0.001 | 0.00133 | 0.11604 | 0 | 0 |  | 0.0483 | 0.0483 | 0.0711 | 0.0717
2014-04-14 | 14時 |  | 0 | 0 | 0 | 0 | [9 empty] | 0 | 0 | 0 | 0 | 0 | 0 | 0 | 0 | 0 | 0 | 0 | 0 | 0 | 0 | 0 | 0 | 0 | 0 | 0 | 0 | 0 | 0 | 0.047552 | 0.00013 | 0.00025 | 0.00038 | 0.0005 | 0.031168 | 0 | 0.017801 |  | 0.056 | 0.0561 | 0.0788 | 0.0795
2014-04-14 | 15時 |  | 0.016579 | 0 | 0 | 0 | [9 empty] | 0.10031 | 0 | 0 | 0 | 0 | 0 | 0 | 0 | 0 | 0 | 0 | 0 | 0 | 0 | 0 | 0 | 0 | 0 | 0 | 0 | 0 | 0 | 0.047552 | 0.00013 | 0.00025 | 0.00038 | 0.0005 | 0 | 0 | 0 |  | 0.056 | 0.0561 | 0.0788 | 0.0795
2014-04-14 | 16時 |  | 0.0073259 | 0 | 0 | 0 | [9 empty] | 0.10221 | 0 | 0 | 0 | 0 | 0 | 0 | 0 | 0 | 0 | 0 | 0 | 0 | 0 | 0 | 0 | 0 | 0 | 0 | 0 | 0 | 0 | 0.047552 | 0.00033 | 0.00067 | 0.001 | 0.00133 | 0.062335 | 0 | 0.0052775 |  | 0.0483 | 0.0483 | 0.0711 | 0.0717
2014-04-14 | 17時 |  | 0.024266 | 0 | 0.012749 | 0 | [9 empty] | 0.11041 | 0 | 0 | 0 | 0 | 0.1658 | 0 | 0 | 0 | 0 | 0 | 0 | 0 | 0 | 0 | 0 | 0 | 0 | 0 | 0 | 0 | 0 | 0.047552 | 0.00033 | 0.00067 | 0.001 | 0.00133 | 0.10536 | 0 | 0.0082775 |  | 0.1304 | 0.2048 | 0.3019 | 0.3026
2014-04-14 | 18時 |  | 0.055136 | 0 | 0 | 0 | [9 empty] | 0.11083 | 0 | 0 | 0 | 0 | 0 | 0 | 0 | 0 | 0 | 0 | 0 | 0 | 0 | 0 | 0 | 0 | 0 | 0 | 0 | 0 | 0 | 0.047552 | 0.00642 | 0.01284 | 0.01926 | 0.02568 | 0.12467 | 0 | 0.0082775 |  | 0.303 | 0.3387 | 0.3972 | 0.5469
2014-04-14 | 19時 |  | 0.031374 | 0 | 0.02129 | 0 | [9 empty] | 0.1105 | 0 | 0 | 0 | 0 | 0.16553 | 0 | 0 | 0 | 0 | 0 | 0 | 0 | 0 | 0 | 0 | 0 | 0 | 0 | 0 | 0 | 0 | 0.047552 | 0.00642 | 0.01284 | 0.01926 | 0.02568 | 0.21072 | 0.10708 | 0.0082775 |  | 0.0991 | 0.1348 | 0.1932 | 0.1939
2014-04-14 | 20時 |  | 0.063566 | 0 | 0.39281 | 0 | [9 empty] | 0.11451 | 0 | 0 | 0 | 0 | 0.16929 | 0 | 0 | 0 | 0 | 0 | 0 | 0 | 0 | 0 | 0 | 0 | 0 | 0 | 0 | 0 | 0 | 0.047552 | 0.00033 | 0.00067 | 0.001 | 0.00133 | 0.14927 | 0.027125 | 0 |  | 0.0917 | 0.1275 | 0.2102 | 0.2109
2014-04-14 | 21時 |  | 1.2209 | 0 | 0.68478 | 0 | [9 empty] | 0.17133 | 0 | 0 | 0 | 0 | 0.3431 | 0 | 0 | 0 | 0 | 0 | 0 | 0 | 0 | 0 | 0 | 0 | 0 | 0 | 0 | 0 | 0 | 0.047552 | 0.00033 | 0.00067 | 0.001 | 0.00133 | 0.14618 | 0.10814 | 0.031304 |  | 0.1216 | 0.1873 | 0.2837 | 0.2844
2014-04-14 | 22時 |  | 2.2078 | 0 | 0.53141 | 0 | [9 empty] | 0.22829 | 0 | 0 | 0 | 0 | 0.17441 | 0 | 0 | 0 | 0 | 0 | 0 | 0 | 0 | 0 | 0 | 0 | 0 | 0 | 0 | 0 | 0 | 0.047552 | 0.00628 | 0.01256 | 0.01884 | 0.02512 | 0.12467 | 0.16133 | 0.043827 |  | 0.1738 | 0.1917 | 0.262 | 0.2626
2014-04-14 | 23時 |  | 0 | 0 | 0 | 0 | [9 empty] | 0 | 0 | 0 | 0 | 0 | 0 | 0 | 0 | 0 | 0 | 0 | 0 | 0 | 0 | 0 | 0 | 0 | 0 | 0 | 0 | 0 | 0 | 0.047552 | 0.0067 | 0.01339 | 0.02009 | 0.02679 | 0.12467 | 0.18881 | 0.031848 |  | 0.1877 | 0.2176 | 0.2756 | 0.2763
2014-04-15 | 0時 |  | 0 | 0 | 0 | 0 | [9 empty] | 0 | 0 | 0 | 0 | 0 | 0 | 0 | 0 | 0 | 0 | 0 | 0 | 0 | 0 | 0 | 0 | 0 | 0 | 0 | 0 | 0 | 0 | 0.047552 | 0.00013 | 0.00025 | 0.00038 | 0.0005 | 0 | 0 | 0 |  | 0.1578 | 0.1578 | 0.1806 | 0.1812
2014-04-15 | 1時 |  | 0 | 0 | 0 | 0 | [9 empty] | 0 | 0 | 0 | 0 | 0 | 0 | 0 | 0 | 0 | 0 | 0 | 0 | 0 | 0 | 0 | 0 | 0 | 0 | 0 | 0 | 0 | 0 | 0.047552 | 0.00013 | 0.00025 | 0.00038 | 0.0005 | 0 | 0 | 0 |  | 0.0483 | 0.0483 | 0.0711 | 0.0717
2014-04-15 | 2時 |  | 0 | 0 | 0 | 0 | [9 empty] | 0 | 0 | 0 | 0 | 0 | 0 | 0 | 0 | 0 | 0 | 0 | 0 | 0 | 0 | 0 | 0 | 0 | 0 | 0 | 0 | 0 | 0 | 0.047552 | 0.00013 | 0.00025 | 0.00038 | 0.0005 | 0 | 0 | 0 |  | 0.056 | 0.0561 | 0.0788 | 0.0795
2014-04-15 | 3時 |  | 0 | 0 | 0 | 0 | [9 empty] | 0 | 0 | 0 | 0 | 0 | 0 | 0 | 0 | 0 | 0 | 0 | 0 | 0 | 0 | 0 | 0 | 0 | 0 | 0 | 0 | 0 | 0 | 0.047552 | 0.00013 | 0.00025 | 0.00038 | 0.0005 | 0 | 0 | 0 |  | 0.056 | 0.0561 | 0.0788 | 0.0795
2014-04-15 | 4時 |  | 0 | 0 | 0 | 0 | [9 empty] | 0 | 0 | 0 | 0 | 0 | 0 | 0 | 0 | 0 | 0 | 0 | 0 | 0 | 0 | 0 | 0 | 0 | 0 | 0 | 0 | 0 | 0 | 0.047552 | 0.00013 | 0.00025 | 0.00038 | 0.0005 | 0 | 0 | 0 |  | 0.0483 | 0.0483 | 0.0711 | 0.0717
2014-04-15 | 5時 |  | 0 | 0 | 0 | 0 | [9 empty] | 0 | 0 | 0 | 0 | 0 | 0 | 0 | 0 | 0 | 0 | 0 | 0 | 0 | 0 | 0 | 0 | 0 | 0 | 0 | 0 | 0 | 0 | 0.047552 | 0.00013 | 0.00025 | 0.00038 | 0.0005 | 0 | 0 | 0 |  | 0.056 | 0.0561 | 0.0788 | 0.0795
2014-04-15 | 6時 |  | 0 | 0 | 0 | 0 | [9 empty] | 0 | 0 | 0 | 0 | 0 | 0 | 0 | 0 | 0 | 0 | 0 | 0 | 0 | 0 | 0 | 0 | 0 | 0 | 0 | 0 | 0 | 0 | 0.047552 | 0.00013 | 0.00025 | 0.00038 | 0.0005 | 0 | 0 | 0 |  | 0.056 | 0.0561 | 0.0788 | 0.0795
2014-04-15 | 7時 |  | 16.1591 | 0 | 5.5696 | 0 | [9 empty] | 1.3709 | 0 | 0 | 0 | 0 | 0.40598 | 0 | 0 | 0 | 0 | 0 | 0 | 0 | 0 | 0 | 0 | 0 | 0 | 0 | 0 | 0 | 0 | 0.047552 | 0.00054 | 0.00108 | 0.00163 | 0.00217 | 0 | 0.024649 | 0.022689 |  | 0.1168 | 0.1854 | 0.2767 | 0.2774
2014-04-15 | 8時 |  | 4.6332 | 0 | 6.5681 | 0 | [9 empty] | 0.37029 | 0 | 0 | 0 | 0 | 0.54377 | 0 | 0 | 0 | 0 | 0 | 0 | 0 | 0 | 0 | 0 | 0 | 0 | 0 | 0 | 0 | 0 | 0.047552 | 0.00379 | 0.00759 | 0.01138 | 0.01518 | 0.084877 | 0.078545 | 0.064582 |  | 0.2156 | 0.2812 | 0.3696 | 0.3702
2014-04-15 | 9時 |  | 3.6925 | 0 | 2.8599 | 0 | [9 empty] | 0.34097 | 0 | 0 | 0 | 0 | 0.39108 | 0 | 0 | 0 | 0 | 0 | 0 | 0 | 0 | 0 | 0 | 0 | 0 | 0 | 0 | 0 | 0 | 0.047552 | 0.00033 | 0.00067 | 0.001 | 0.00133 | 0.23209 | 0.16325 | 0.052059 |  | 0.2163 | 0.252 | 0.3265 | 0.3272
2014-04-15 | 10時 |  | 2.8369 | 0 | 1.9928 | 0 | [9 empty] | 0.28921 | 0 | 0 | 0 | 0 | 0.37237 | 0 | 0 | 0 | 0 | 0 | 0 | 0 | 0 | 0 | 0 | 0 | 0 | 0 | 0 | 0 | 0 | 0.047552 | 0.00054 | 0.00108 | 0.00163 | 0.00217 | 0.12467 | 0.21558 | 0.037471 |  | 0.1917 | 0.2274 | 0.3128 | 0.3134
2014-04-15 | 11時 |  | 2.5404 | 0 | 0.48975 | 0 | [9 empty] | 0.25287 | 0 | 0 | 0 | 0 | 0.17579 | 0 | 0 | 0 | 0 | 0 | 0 | 0 | 0 | 0 | 0 | 0 | 0 | 0 | 0 | 0 | 0 | 0.047552 | 0.00033 | 0.00067 | 0.001 | 0.00133 | 0.12467 | 0.21558 | 0 |  | 0.1994 | 0.2352 | 0.315 | 0.3157
2014-04-15 | 12時 |  | 1.673 | 0 | 0 | 0 | [9 empty] | 0.19792 | 0 | 0 | 0 | 0 | 0 | 0 | 0 | 0 | 0 | 0 | 0 | 0 | 0 | 0 | 0 | 0 | 0 | 0 | 0 | 0 | 0 | 0.047552 | 0.00338 | 0.00675 | 0.01013 | 0.01351 | 0.14721 | 0.13456 | 0.018352 |  | 0.1983 | 0.2727 | 0.3698 | 0.3705
2014-04-15 | 13時 |  | 0 | 0 | 0 | 0 | [9 empty] | 0 | 0 | 0 | 0 | 0 | 0 | 0 | 0 | 0 | 0 | 0 | 0 | 0 | 0 | 0 | 0 | 0 | 0 | 0 | 0 | 0 | 0 | 0.047552 | 0.00033 | 0.00067 | 0.001 | 0.00133 | 0.13756 | 0.026771 | 0.023629 |  | 0.0483 | 0.0483 | 0.0711 | 0.0717
2014-04-15 | 14時 |  | 0 | 0 | 0 | 0 | [9 empty] | 0 | 0 | 0 | 0 | 0 | 0 | 0 | 0 | 0 | 0 | 0 | 0 | 0 | 0 | 0 | 0 | 0 | 0 | 0 | 0 | 0 | 0 | 0.047552 | 0.00013 | 0.00025 | 0.00038 | 0.0005 | 0 | 0 | 0 |  | 0.056 | 0.0561 | 0.0788 | 0.0795
2014-04-15 | 15時 |  | 4.0132 | 0 | 1.6552 | 0 | [9 empty] | 0.32 | 0 | 0 | 0 | 0 | 0.19212 | 0 | 0 | 0 | 0 | 0 | 0 | 0 | 0 | 0 | 0 | 0 | 0 | 0 | 0 | 0 | 0 | 0.047552 | 0.00013 | 0.00025 | 0.00038 | 0.0005 | 0 | 0 | 0 |  | 0.056 | 0.0561 | 0.0788 | 0.0795
2014-04-15 | 16時 |  | 5.0899 | 0 | 1.1047 | 0 | [9 empty] | 0.40053 | 0 | 0 | 0 | 0 | 0.18325 | 0 | 0 | 0 | 0 | 0 | 0 | 0 | 0 | 0 | 0 | 0 | 0 | 0 | 0 | 0 | 0 | 0.047552 | 0.00054 | 0.00108 | 0.00163 | 0.00217 | 0.062335 | 0.054249 | 0.024058 |  | 0.2095 | 0.275 | 0.3956 | 0.5453
2014-04-15 | 17時 |  | 5.8218 | 0 | 1.4733 | 0 | [9 empty] | 0.45323 | 0 | 0 | 0 | 0 | 0.19241 | 0 | 0 | 0 | 0 | 0 | 0 | 0 | 0 | 0 | 0 | 0 | 0 | 0 | 0 | 0 | 0 | 0.047552 | 0.00642 | 0.01284 | 0.01926 | 0.02568 | 0.12467 | 0.1085 | 0.026923 |  | 0.2423 | 0.2781 | 0.3689 | 0.5187
2014-04-15 | 18時 |  | 3.3818 | 0 | 0 | 0 | [9 empty] | 0.314 | 0 | 0 | 0 | 0 | 0 | 0 | 0 | 0 | 0 | 0 | 0 | 0 | 0 | 0 | 0 | 0 | 0 | 0 | 0 | 0 | 0 | 0.047552 | 0.00642 | 0.01284 | 0.01926 | 0.02568 | 0.21072 | 0.1085 | 0 |  | 0.1819 | 0.2177 | 0.2978 | 0.4476
2014-04-15 | 19時 |  | 3.9669 | 0 | 6.4272 | 0 | [9 empty] | 0.35393 | 0 | 0 | 0 | 0 | 0.53123 | 0 | 0 | 0 | 0 | 0 | 0 | 0 | 0 | 0 | 0 | 0 | 0 | 0 | 0 | 0 | 0 | 0.047552 | 0.00013 | 0.00025 | 0.00038 | 0.0005 | 0.12879 | 0 | 0.006537 |  | 0.0998 | 0.1355 | 0.2049 | 0.2056
2014-04-15 | 20時 |  | 4.1339 | 0 | 3.3611 | 0 | [9 empty] | 0.36409 | 0 | 0 | 0 | 0 | 0.40229 | 0 | 0 | 0 | 0 | 0 | 0 | 0 | 0 | 0 | 0 | 0 | 0 | 0 | 0 | 0 | 0 | 0.047552 | 0.00033 | 0.00067 | 0.001 | 0.00133 | 0.16769 | 0.10779 | 0.006537 |  | 0.0917 | 0.1275 | 0.2183 | 0.219
2014-04-15 | 21時 |  | 4.8029 | 0 | 2.9287 | 0 | [9 empty] | 0.42176 | 0 | 0 | 0 | 0 | 0.39693 | 0 | 0 | 0 | 0 | 0 | 0 | 0 | 0 | 0 | 0 | 0 | 0 | 0 | 0 | 0 | 0 | 0.047552 | 0.00628 | 0.01256 | 0.01884 | 0.02512 | 0.12467 | 0.18846 | 0.012659 |  | 0.1755 | 0.2411 | 0.3458 | 0.3465
2014-04-15 | 22時 |  | 0 | 0 | 0 | 0 | [9 empty] | 0 | 0 | 0 | 0 | 0 | 0 | 0 | 0 | 0 | 0 | 0 | 0 | 0 | 0 | 0 | 0 | 0 | 0 | 0 | 0 | 0 | 0 | 0.047552 | 0.00649 | 0.01298 | 0.01947 | 0.02595 | 0.12467 | 0.16133 | 0.043827 |  | 0.1139 | 0.1795 | 0.3002 | 0.3009
2014-04-15 | 23時 |  | 0 | 0 | 0 | 0 | [9 empty] | 0 | 0 | 0 | 0 | 0 | 0 | 0 | 0 | 0 | 0 | 0 | 0 | 0 | 0 | 0 | 0 | 0 | 0 | 0 | 0 | 0 | 0 | 0.047552 | 0.00331 | 0.00661 | 0.00992 | 0.01323 | 0.062335 | 0.15709 | 0.04296 |  | 0.1578 | 0.1578 | 0.1806 | 0.1812
2014-04-16 | 0時 |  | 0 | 0 | 0 | 0 | [9 empty] | 0 | 0 | 0 | 0 | 0 | 0 | 0 | 0 | 0 | 0 | 0 | 0 | 0 | 0 | 0 | 0 | 0 | 0 | 0 | 0 | 0 | 0 | 0.047552 | 0.00013 | 0.00025 | 0.00038 | 0.0005 | 0 | 0 | 0 |  | 0.1578 | 0.1578 | 0.1806 | 0.1812
2014-04-16 | 1時 |  | 0 | 0 | 0 | 0 | [9 empty] | 0 | 0 | 0 | 0 | 0 | 0 | 0 | 0 | 0 | 0 | 0 | 0 | 0 | 0 | 0 | 0 | 0 | 0 | 0 | 0 | 0 | 0 | 0.047552 | 0.00013 | 0.00025 | 0.00038 | 0.0005 | 0 | 0 | 0 |  | 0.0483 | 0.0483 | 0.0711 | 0.0717
2014-04-16 | 2時 |  | 0 | 0 | 0 | 0 | [9 empty] | 0 | 0 | 0 | 0 | 0 | 0 | 0 | 0 | 0 | 0 | 0 | 0 | 0 | 0 | 0 | 0 | 0 | 0 | 0 | 0 | 0 | 0 | 0.047552 | 0.00013 | 0.00025 | 0.00038 | 0.0005 | 0 | 0 | 0 |  | 0.056 | 0.0561 | 0.0788 | 0.0795
2014-04-16 | 3時 |  | 0 | 0 | 0 | 0 | [9 empty] | 0 | 0 | 0 | 0 | 0 | 0 | 0 | 0 | 0 | 0 | 0 | 0 | 0 | 0 | 0 | 0 | 0 | 0 | 0 | 0 | 0 | 0 | 0.047552 | 0.00013 | 0.00025 | 0.00038 | 0.0005 | 0 | 0 | 0 |  | 0.056 | 0.0561 | 0.0788 | 0.0795
2014-04-16 | 4時 |  | 0 | 0 | 0 | 0 | [9 empty] | 0 | 0 | 0 | 0 | 0 | 0 | 0 | 0 | 0 | 0 | 0 | 0 | 0 | 0 | 0 | 0 | 0 | 0 | 0 | 0 | 0 | 0 | 0.047552 | 0.00013 | 0.00025 | 0.00038 | 0.0005 | 0 | 0 | 0 |  | 0.0483 | 0.0483 | 0.0711 | 0.0717
2014-04-16 | 5時 |  | 0 | 0 | 0 | 0 | [9 empty] | 0 | 0 | 0 | 0 | 0 | 0 | 0 | 0 | 0 | 0 | 0 | 0 | 0 | 0 | 0 | 0 | 0 | 0 | 0 | 0 | 0 | 0 | 0.047552 | 0.00013 | 0.00025 | 0.00038 | 0.0005 | 0 | 0 | 0 |  | 0.056 | 0.0561 | 0.0788 | 0.0795
2014-04-16 | 6時 |  | 0 | 0 | 0 | 0 | [9 empty] | 0 | 0 | 0 | 0 | 0 | 0 | 0 | 0 | 0 | 0 | 0 | 0 | 0 | 0 | 0 | 0 | 0 | 0 | 0 | 0 | 0 | 0 | 0.047552 | 0.00033 | 0.00067 | 0.001 | 0.00133 | 0 | 0.024649 | 0.011815 |  | 0.0859 | 0.1159 | 0.1685 | 0.1692
2014-04-16 | 7時 |  | 16.0651 | 0 | 7.3405 | 0 | [9 empty] | 1.3164 | 0 | 0 | 0 | 0 | 0.49979 | 0 | 0 | 0 | 0 | 0 | 0 | 0 | 0 | 0 | 0 | 0 | 0 | 0 | 0 | 0 | 0 | 0.047552 | 0.00033 | 0.00067 | 0.001 | 0.00133 | 0.093503 | 0 | 0.015347 |  | 0.2346 | 0.2703 | 0.3287 | 0.3294
2014-04-16 | 8時 |  | 3.6915 | 0 | 6.9946 | 0 | [9 empty] | 0.28876 | 0 | 0 | 0 | 0 | 0.54033 | 0 | 0 | 0 | 0 | 0 | 0 | 0 | 0 | 0 | 0 | 0 | 0 | 0 | 0 | 0 | 0 | 0.047552 | 0.00705 | 0.01409 | 0.02114 | 0.02818 | 0.13653 | 0.078545 | 0.060527 |  | 0.2282 | 0.3325 | 0.4595 | 0.4602
2014-04-16 | 9時 |  | 1.3781 | 0 | 1.3807 | 0 | [9 empty] | 0.16993 | 0 | 0 | 0 | 0 | 0.34203 | 0 | 0 | 0 | 0 | 0 | 0 | 0 | 0 | 0 | 0 | 0 | 0 | 0 | 0 | 0 | 0 | 0.047552 | 0.00013 | 0.00025 | 0.00038 | 0.0005 | 0.084877 | 0.053895 | 0.0052775 |  | 0.056 | 0.0561 | 0.0788 | 0.0795
2014-04-16 | 10時 |  | 0.026435 | 0 | 0.014121 | 0 | [9 empty] | 0.1096 | 0 | 0 | 0 | 0 | 0.32955 | 0 | 0 | 0 | 0 | 0 | 0 | 0 | 0 | 0 | 0 | 0 | 0 | 0 | 0 | 0 | 0 | 0.047552 | 0.00013 | 0.00025 | 0.00038 | 0.0005 | 0 | 0 | 0 |  | 0.0483 | 0.0483 | 0.0711 | 0.0717
2014-04-16 | 11時 |  | 0.023604 | 0 | 0.0048781 | 0 | [9 empty] | 0.1082 | 0 | 0 | 0 | 0 | 0.16343 | 0 | 0 | 0 | 0 | 0 | 0 | 0 | 0 | 0 | 0 | 0 | 0 | 0 | 0 | 0 | 0 | 0.047552 | 0.00013 | 0.00025 | 0.00038 | 0.0005 | 0 | 0 | 0 |  | 0.056 | 0.0561 | 0.0788 | 0.0795
2014-04-16 | 12時 |  | 0.021373 | 0 | 0 | 0 | [9 empty] | 0.10684 | 0 | 0 | 0 | 0 | 0 | 0 | 0 | 0 | 0 | 0 | 0 | 0 | 0 | 0 | 0 | 0 | 0 | 0 | 0 | 0 | 0 | 0.047552 | 0.00013 | 0.00025 | 0.00038 | 0.0005 | 0 | 0 | 0 |  | 0.056 | 0.0561 | 0.0788 | 0.0795
2014-04-16 | 13時 |  | 0 | 0 | 0 | 0 | [9 empty] | 0 | 0 | 0 | 0 | 0 | 0 | 0 | 0 | 0 | 0 | 0 | 0 | 0 | 0 | 0 | 0 | 0 | 0 | 0 | 0 | 0 | 0 | 0.047552 | 0.00013 | 0.00025 | 0.00038 | 0.0005 | 0 | 0 | 0 |  | 0.0483 | 0.0483 | 0.0711 | 0.0717
2014-04-16 | 14時 |  | 0 | 0 | 0 | 0 | [9 empty] | 0 | 0 | 0 | 0 | 0 | 0 | 0 | 0 | 0 | 0 | 0 | 0 | 0 | 0 | 0 | 0 | 0 | 0 | 0 | 0 | 0 | 0 | 0.047552 | 0.00013 | 0.00025 | 0.00038 | 0.0005 | 0 | 0 | 0 |  | 0.056 | 0.0561 | 0.0788 | 0.0795
2014-04-16 | 15時 |  | 0.067552 | 0 | 0.014511 | 0 | [9 empty] | 0.11008 | 0 | 0 | 0 | 0 | 0.16393 | 0 | 0 | 0 | 0 | 0 | 0 | 0 | 0 | 0 | 0 | 0 | 0 | 0 | 0 | 0 | 0 | 0.047552 | 0.00013 | 0.00025 | 0.00038 | 0.0005 | 0 | 0 | 0 |  | 0.056 | 0.0561 | 0.0788 | 0.0795
2014-04-16 | 16時 |  | 0.80885 | 0 | 0.0074039 | 0 | [9 empty] | 0.13838 | 0 | 0 | 0 | 0 | 0.16574 | 0 | 0 | 0 | 0 | 0 | 0 | 0 | 0 | 0 | 0 | 0 | 0 | 0 | 0 | 0 | 0 | 0.047552 | 0.00013 | 0.00025 | 0.00038 | 0.0005 | 0 | 0 | 0 |  | 0.0483 | 0.0483 | 0.0711 | 0.0717
2014-04-16 | 17時 |  | 2.5322 | 0 | 0.021703 | 0 | [9 empty] | 0.22137 | 0 | 0 | 0 | 0 | 0.16808 | 0 | 0 | 0 | 0 | 0 | 0 | 0 | 0 | 0 | 0 | 0 | 0 | 0 | 0 | 0 | 0 | 0.047552 | 0.00013 | 0.00025 | 0.00038 | 0.0005 | 0 | 0 | 0 |  | 0.056 | 0.0561 | 0.0788 | 0.0795
2014-04-16 | 18時 |  | 1.205 | 0 | 0 | 0 | [9 empty] | 0.16584 | 0 | 0 | 0 | 0 | 0 | 0 | 0 | 0 | 0 | 0 | 0 | 0 | 0 | 0 | 0 | 0 | 0 | 0 | 0 | 0 | 0 | 0.047552 | 0.00013 | 0.00025 | 0.00038 | 0.0005 | 0 | 0 | 0 |  | 0.056 | 0.0561 | 0.0788 | 0.0795
2014-04-16 | 19時 |  | 2.0158 | 0 | 2.6582 | 0 | [9 empty] | 0.21142 | 0 | 0 | 0 | 0 | 0.3703 | 0 | 0 | 0 | 0 | 0 | 0 | 0 | 0 | 0 | 0 | 0 | 0 | 0 | 0 | 0 | 0 | 0.047552 | 0.00013 | 0.00025 | 0.00038 | 0.0005 | 0 | 0 | 0 |  | 0.0483 | 0.0483 | 0.0711 | 0.0717
2014-04-16 | 20時 |  | 2.8011 | 0 | 2.0639 | 0 | [9 empty] | 0.27359 | 0 | 0 | 0 | 0 | 0.36696 | 0 | 0 | 0 | 0 | 0 | 0 | 0 | 0 | 0 | 0 | 0 | 0 | 0 | 0 | 0 | 0 | 0.047552 | 0.00054 | 0.00108 | 0.00163 | 0.00217 | 0.062335 | 0 | 0.0082775 |  | 0.1304 | 0.2048 | 0.3129 | 0.4626
2014-04-16 | 21時 |  | 3.7287 | 0 | 2.0497 | 0 | [9 empty] | 0.3444 | 0 | 0 | 0 | 0 | 0.37372 | 0 | 0 | 0 | 0 | 0 | 0 | 0 | 0 | 0 | 0 | 0 | 0 | 0 | 0 | 0 | 0 | 0.047552 | 0.00033 | 0.00067 | 0.001 | 0.00133 | 0.12467 | 0.026771 | 0.031304 |  | 0.1755 | 0.2411 | 0.3322 | 0.4447
2014-04-16 | 22時 |  | 0 | 0 | 0 | 0 | [9 empty] | 0 | 0 | 0 | 0 | 0 | 0 | 0 | 0 | 0 | 0 | 0 | 0 | 0 | 0 | 0 | 0 | 0 | 0 | 0 | 0 | 0 | 0 | 0.047552 | 0.00352 | 0.00703 | 0.01055 | 0.01406 | 0.12467 | 0.16133 | 0.043827 |  | 0.051 | 0.0511 | 0.0952 | 0.0959
2014-04-16 | 23時 |  | 0 | 0 | 0 | 0 | [9 empty] | 0 | 0 | 0 | 0 | 0 | 0 | 0 | 0 | 0 | 0 | 0 | 0 | 0 | 0 | 0 | 0 | 0 | 0 | 0 | 0 | 0 | 0 | 0.047552 | 0.00628 | 0.01256 | 0.01884 | 0.02512 | 0.062335 | 0.15709 | 0.044922 |  | 0.1877 | 0.2176 | 0.2703 | 0.2709
2014-04-17 | 0時 |  | 0 | 0 | 0 | 0 | [9 empty] | 0 | 0 | 0 | 0 | 0 | 0 | 0 | 0 | 0 | 0 | 0 | 0 | 0 | 0 | 0 | 0 | 0 | 0 | 0 | 0 | 0 | 0 | 0.047552 | 0.00013 | 0.00025 | 0.00038 | 0.0005 | 0 | 0.078899 | 0.011656 |  | 0.1578 | 0.1578 | 0.1806 | 0.1812
2014-04-17 | 1時 |  | 0 | 0 | 0 | 0 | [9 empty] | 0 | 0 | 0 | 0 | 0 | 0 | 0 | 0 | 0 | 0 | 0 | 0 | 0 | 0 | 0 | 0 | 0 | 0 | 0 | 0 | 0 | 0 | 0.047552 | 0.00013 | 0.00025 | 0.00038 | 0.0005 | 0 | 0 | 0 |  | 0.0483 | 0.0483 | 0.0711 | 0.0717
2014-04-17 | 2時 |  | 0 | 0 | 0 | 0 | [9 empty] | 0 | 0 | 0 | 0 | 0 | 0 | 0 | 0 | 0 | 0 | 0 | 0 | 0 | 0 | 0 | 0 | 0 | 0 | 0 | 0 | 0 | 0 | 0.047552 | 0.00013 | 0.00025 | 0.00038 | 0.0005 | 0 | 0 | 0 |  | 0.056 | 0.0561 | 0.0788 | 0.0795
2014-04-17 | 3時 |  | 0 | 0 | 0 | 0 | [9 empty] | 0 | 0 | 0 | 0 | 0 | 0 | 0 | 0 | 0 | 0 | 0 | 0 | 0 | 0 | 0 | 0 | 0 | 0 | 0 | 0 | 0 | 0 | 0.047552 | 0.00013 | 0.00025 | 0.00038 | 0.0005 | 0 | 0 | 0 |  | 0.056 | 0.0561 | 0.0788 | 0.0795
2014-04-17 | 4時 |  | 0 | 0 | 0 | 0 | [9 empty] | 0 | 0 | 0 | 0 | 0 | 0 | 0 | 0 | 0 | 0 | 0 | 0 | 0 | 0 | 0 | 0 | 0 | 0 | 0 | 0 | 0 | 0 | 0.047552 | 0.00013 | 0.00025 | 0.00038 | 0.0005 | 0 | 0 | 0 |  | 0.0483 | 0.0483 | 0.0711 | 0.0717
2014-04-17 | 5時 |  | 21.0307 | 1.5382 | 0 | 0 | [9 empty] | 3.6035 | 0 | 0 | 0 | 0 | 0 | 0 | 0 | 0 | 0 | 0 | 0 | 0 | 0 | 0 | 0 | 0 | 0 | 0 | 0 | 0 | 0 | 0.047552 | 0.00013 | 0.00025 | 0.00038 | 0.0005 | 0 | 0 | 0 |  | 0.056 | 0.0561 | 0.0788 | 0.0795
2014-04-17 | 6時 |  | 5.2381 | 0 | 0 | 0 | [9 empty] | 0.43667 | 0 | 0 | 0 | 0 | 0 | 0 | 0 | 0 | 0 | 0 | 0 | 0 | 0 | 0 | 0 | 0 | 0 | 0 | 0 | 0 | 0 | 0.047552 | 0.00338 | 0.00675 | 0.01013 | 0.01351 | 0 | 0.024649 | 0.011815 |  | 0.1925 | 0.2611 | 0.3525 | 0.3531
2014-04-17 | 7時 |  | 2.3326 | 0 | 0 | 0 | [9 empty] | 0.23493 | 0 | 0 | 0 | 0 | 0 | 0 | 0 | 0 | 0 | 0 | 0 | 0 | 0 | 0 | 0 | 0 | 0 | 0 | 0 | 0 | 0 | 0.047552 | 0.00054 | 0.00108 | 0.00163 | 0.00217 | 0.13859 | 0.053895 | 0.036861 |  | 0.1524 | 0.248 | 0.3662 | 0.3669
2014-04-17 | 8時 |  | 0.26823 | 0 | 0 | 0 | [9 empty] | 0.12254 | 0 | 0 | 0 | 0 | 0 | 0 | 0 | 0 | 0 | 0 | 0 | 0 | 0 | 0 | 0 | 0 | 0 | 0 | 0 | 0 | 0 | 0.047552 | 0.00054 | 0.00108 | 0.00163 | 0.00217 | 0.093503 | 0 | 0.035602 |  | 0.1091 | 0.1448 | 0.2032 | 0.2039
2014-04-17 | 9時 |  | 0 | 0 | 0 | 0 | [9 empty] | 0 | 0 | 0 | 0 | 0 | 0 | 0 | 0 | 0 | 0 | 0 | 0 | 0 | 0 | 0 | 0 | 0 | 0 | 0 | 0 | 0 | 0 | 0.047552 | 0.00013 | 0.00025 | 0.00038 | 0.0005 | 0.17838 | 0.10971 | 0.042749 |  | 0.3011 | 0.3368 | 0.3953 | 0.396
2014-04-17 | 10時 |  | 0 | 0 | 0 | 0 | [9 empty] | 0 | 0 | 0 | 0 | 0 | 0 | 0 | 0 | 0 | 0 | 0 | 0 | 0 | 0 | 0 | 0 | 0 | 0 | 0 | 0 | 0 | 0 | 0.047552 | 0.00033 | 0.00067 | 0.001 | 0.00133 | 0.093503 | 0 | 0.012523 |  | 0.0483 | 0.0483 | 0.0711 | 0.0717
2014-04-17 | 11時 |  | 0.046756 | 0 | 0 | 0 | [9 empty] | 0.10046 | 0 | 0 | 0 | 0 | 0 | 0 | 0 | 0 | 0 | 0 | 0 | 0 | 0 | 0 | 0 | 0 | 0 | 0 | 0 | 0 | 0 | 0.047552 | 0.00013 | 0.00025 | 0.00038 | 0.0005 | 0 | 0 | 0.0052775 |  | 0.056 | 0.0561 | 0.0788 | 0.0795
2014-04-17 | 12時 |  | 0.015731 | 0 | 0 | 0 | [9 empty] | 0.099595 | 0 | 0 | 0 | 0 | 0 | 0 | 0 | 0 | 0 | 0 | 0 | 0 | 0 | 0 | 0 | 0 | 0 | 0 | 0 | 0 | 0 | 0.047552 | 0.00338 | 0.00675 | 0.01013 | 0.01351 | 0.05371 | 0 | 0.0052775 |  | 0.1983 | 0.2727 | 0.3698 | 0.3705
2014-04-17 | 13時 |  | 0 | 0 | 0 | 0 | [9 empty] | 0 | 0 | 0 | 0 | 0 | 0 | 0 | 0 | 0 | 0 | 0 | 0 | 0 | 0 | 0 | 0 | 0 | 0 | 0 | 0 | 0 | 0 | 0.047552 | 0.00033 | 0.00067 | 0.001 | 0.00133 | 0.11604 | 0 | 0 |  | 0.0483 | 0.0483 | 0.0711 | 0.0717
2014-04-17 | 14時 |  | 0 | 0 | 0 | 0 | [9 empty] | 0 | 0 | 0 | 0 | 0 | 0 | 0 | 0 | 0 | 0 | 0 | 0 | 0 | 0 | 0 | 0 | 0 | 0 | 0 | 0 | 0 | 0 | 0.047552 | 0.00013 | 0.00025 | 0.00038 | 0.0005 | 0.031168 | 0 | 0.017801 |  | 0.056 | 0.0561 | 0.0788 | 0.0795
2014-04-17 | 15時 |  | 0.023426 | 0 | 0 | 0 | [9 empty] | 0.098453 | 0 | 0 | 0 | 0 | 0 | 0 | 0 | 0 | 0 | 0 | 0 | 0 | 0 | 0 | 0 | 0 | 0 | 0 | 0 | 0 | 0 | 0.047552 | 0.00013 | 0.00025 | 0.00038 | 0.0005 | 0 | 0 | 0 |  | 0.056 | 0.0561 | 0.0788 | 0.0795
2014-04-17 | 16時 |  | 0.0080633 | 0 | 0 | 0 | [9 empty] | 0.099295 | 0 | 0 | 0 | 0 | 0 | 0 | 0 | 0 | 0 | 0 | 0 | 0 | 0 | 0 | 0 | 0 | 0 | 0 | 0 | 0 | 0 | 0.047552 | 0.00033 | 0.00067 | 0.001 | 0.00133 | 0.062335 | 0 | 0.0052775 |  | 0.0483 | 0.0483 | 0.0711 | 0.0717
2014-04-17 | 17時 |  | 0.01059 | 0 | 0.013301 | 0 | [9 empty] | 0.10126 | 0 | 0 | 0 | 0 | 0.1584 | 0 | 0 | 0 | 0 | 0 | 0 | 0 | 0 | 0 | 0 | 0 | 0 | 0 | 0 | 0 | 0 | 0.047552 | 0.00033 | 0.00067 | 0.001 | 0.00133 | 0.10536 | 0 | 0.0082775 |  | 0.1304 | 0.2048 | 0.3019 | 0.3026
2014-04-17 | 18時 |  | 0.015597 | 0 | 0 | 0 | [9 empty] | 0.10457 | 0 | 0 | 0 | 0 | 0 | 0 | 0 | 0 | 0 | 0 | 0 | 0 | 0 | 0 | 0 | 0 | 0 | 0 | 0 | 0 | 0 | 0.047552 | 0.00642 | 0.01284 | 0.01926 | 0.02568 | 0.12467 | 0 | 0.0082775 |  | 0.303 | 0.3387 | 0.3972 | 0.5469
2014-04-17 | 19時 |  | 0.019543 | 0 | 0.016381 | 0 | [9 empty] | 0.10752 | 0 | 0 | 0 | 0 | 0.16275 | 0 | 0 | 0 | 0 | 0 | 0 | 0 | 0 | 0 | 0 | 0 | 0 | 0 | 0 | 0 | 0 | 0.047552 | 0.00642 | 0.01284 | 0.01926 | 0.02568 | 0.21072 | 0.10708 | 0.0082775 |  | 0.0991 | 0.1348 | 0.1932 | 0.1939
2014-04-17 | 20時 |  | 0.051755 | 0 | 0.42589 | 0 | [9 empty] | 0.11088 | 0 | 0 | 0 | 0 | 0.16572 | 0 | 0 | 0 | 0 | 0 | 0 | 0 | 0 | 0 | 0 | 0 | 0 | 0 | 0 | 0 | 0 | 0.047552 | 0.00033 | 0.00067 | 0.001 | 0.00133 | 0.14927 | 0.027125 | 0 |  | 0.0917 | 0.1275 | 0.2102 | 0.2109
2014-04-17 | 21時 |  | 0.48259 | 0 | 0.42856 | 0 | [9 empty] | 0.1281 | 0 | 0 | 0 | 0 | 0.33312 | 0 | 0 | 0 | 0 | 0 | 0 | 0 | 0 | 0 | 0 | 0 | 0 | 0 | 0 | 0 | 0 | 0.047552 | 0.00033 | 0.00067 | 0.001 | 0.00133 | 0.14618 | 0.10814 | 0.031304 |  | 0.1216 | 0.1873 | 0.2837 | 0.2844
2014-04-17 | 22時 |  | 1.8155 | 0 | 0.40238 | 0 | [9 empty] | 0.19277 | 0 | 0 | 0 | 0 | 0.16965 | 0 | 0 | 0 | 0 | 0 | 0 | 0 | 0 | 0 | 0 | 0 | 0 | 0 | 0 | 0 | 0 | 0.047552 | 0.00628 | 0.01256 | 0.01884 | 0.02512 | 0.12467 | 0.16133 | 0.043827 |  | 0.1738 | 0.1917 | 0.262 | 0.2626
2014-04-17 | 23時 |  | 0 | 0 | 0 | 0 | [9 empty] | 0 | 0 | 0 | 0 | 0 | 0 | 0 | 0 | 0 | 0 | 0 | 0 | 0 | 0 | 0 | 0 | 0 | 0 | 0 | 0 | 0 | 0 | 0.047552 | 0.0067 | 0.01339 | 0.02009 | 0.02679 | 0.12467 | 0.18881 | 0.031848 |  | 0.1877 | 0.2176 | 0.2756 | 0.2763
2014-04-18 | 0時 |  | 0 | 0 | 0 | 0 | [9 empty] | 0 | 0 | 0 | 0 | 0 | 0 | 0 | 0 | 0 | 0 | 0 | 0 | 0 | 0 | 0 | 0 | 0 | 0 | 0 | 0 | 0 | 0 | 0.047552 | 0.00013 | 0.00025 | 0.00038 | 0.0005 | 0 | 0.078899 | 0.011656 |  | 0.1578 | 0.1578 | 0.1806 | 0.1812
2014-04-18 | 1時 |  | 0 | 0 | 0 | 0 | [9 empty] | 0 | 0 | 0 | 0 | 0 | 0 | 0 | 0 | 0 | 0 | 0 | 0 | 0 | 0 | 0 | 0 | 0 | 0 | 0 | 0 | 0 | 0 | 0.047552 | 0.00013 | 0.00025 | 0.00038 | 0.0005 | 0 | 0 | 0 |  | 0.0483 | 0.0483 | 0.0711 | 0.0717
2014-04-18 | 2時 |  | 0 | 0 | 0 | 0 | [9 empty] | 0 | 0 | 0 | 0 | 0 | 0 | 0 | 0 | 0 | 0 | 0 | 0 | 0 | 0 | 0 | 0 | 0 | 0 | 0 | 0 | 0 | 0 | 0.047552 | 0.00013 | 0.00025 | 0.00038 | 0.0005 | 0 | 0 | 0 |  | 0.056 | 0.0561 | 0.0788 | 0.0795
2014-04-18 | 3時 |  | 0 | 0 | 0 | 0 | [9 empty] | 0 | 0 | 0 | 0 | 0 | 0 | 0 | 0 | 0 | 0 | 0 | 0 | 0 | 0 | 0 | 0 | 0 | 0 | 0 | 0 | 0 | 0 | 0.047552 | 0.00013 | 0.00025 | 0.00038 | 0.0005 | 0 | 0 | 0 |  | 0.056 | 0.0561 | 0.0788 | 0.0795
2014-04-18 | 4時 |  | 0 | 0 | 0 | 0 | [9 empty] | 0 | 0 | 0 | 0 | 0 | 0 | 0 | 0 | 0 | 0 | 0 | 0 | 0 | 0 | 0 | 0 | 0 | 0 | 0 | 0 | 0 | 0 | 0.047552 | 0.00013 | 0.00025 | 0.00038 | 0.0005 | 0 | 0 | 0 |  | 0.0483 | 0.0483 | 0.0711 | 0.0717
2014-04-18 | 5時 |  | 13.5352 | 0 | 0 | 0 | [9 empty] | 1.0544 | 0 | 0 | 0 | 0 | 0 | 0 | 0 | 0 | 0 | 0 | 0 | 0 | 0 | 0 | 0 | 0 | 0 | 0 | 0 | 0 | 0 | 0.047552 | 0.00013 | 0.00025 | 0.00038 | 0.0005 | 0 | 0 | 0 |  | 0.056 | 0.0561 | 0.0788 | 0.0795
2014-04-18 | 6時 |  | 3.3467 | 0 | 0 | 0 | [9 empty] | 0.27172 | 0 | 0 | 0 | 0 | 0 | 0 | 0 | 0 | 0 | 0 | 0 | 0 | 0 | 0 | 0 | 0 | 0 | 0 | 0 | 0 | 0 | 0.047552 | 0.00338 | 0.00675 | 0.01013 | 0.01351 | 0 | 0.024649 | 0.011815 |  | 0.1925 | 0.2611 | 0.3525 | 0.3531
2014-04-18 | 7時 |  | 2.2707 | 0 | 0 | 0 | [9 empty] | 0.20541 | 0 | 0 | 0 | 0 | 0 | 0 | 0 | 0 | 0 | 0 | 0 | 0 | 0 | 0 | 0 | 0 | 0 | 0 | 0 | 0 | 0 | 0.047552 | 0.00054 | 0.00108 | 0.00163 | 0.00217 | 0.13859 | 0.053895 | 0.036861 |  | 0.1524 | 0.248 | 0.3662 | 0.3669
2014-04-18 | 8時 |  | 0.032408 | 0 | 0 | 0 | [9 empty] | 0.10815 | 0 | 0 | 0 | 0 | 0 | 0 | 0 | 0 | 0 | 0 | 0 | 0 | 0 | 0 | 0 | 0 | 0 | 0 | 0 | 0 | 0 | 0.047552 | 0.00054 | 0.00108 | 0.00163 | 0.00217 | 0.093503 | 0 | 0.035602 |  | 0.1091 | 0.1448 | 0.2032 | 0.2039
2014-04-18 | 9時 |  | 0 | 0 | 0 | 0 | [9 empty] | 0 | 0 | 0 | 0 | 0 | 0 | 0 | 0 | 0 | 0 | 0 | 0 | 0 | 0 | 0 | 0 | 0 | 0 | 0 | 0 | 0 | 0 | 0.047552 | 0.00013 | 0.00025 | 0.00038 | 0.0005 | 0.17838 | 0.10971 | 0.042749 |  | 0.3011 | 0.3368 | 0.3953 | 0.396
2014-04-18 | 10時 |  | 0 | 0 | 0 | 0 | [9 empty] | 0 | 0 | 0 | 0 | 0 | 0 | 0 | 0 | 0 | 0 | 0 | 0 | 0 | 0 | 0 | 0 | 0 | 0 | 0 | 0 | 0 | 0 | 0.047552 | 0.00033 | 0.00067 | 0.001 | 0.00133 | 0.093503 | 0 | 0.012523 |  | 0.0483 | 0.0483 | 0.0711 | 0.0717
2014-04-18 | 11時 |  | 0.018333 | 0 | 0 | 0 | [9 empty] | 0.096736 | 0 | 0 | 0 | 0 | 0 | 0 | 0 | 0 | 0 | 0 | 0 | 0 | 0 | 0 | 0 | 0 | 0 | 0 | 0 | 0 | 0 | 0.047552 | 0.00013 | 0.00025 | 0.00038 | 0.0005 | 0 | 0 | 0.0052775 |  | 0.056 | 0.0561 | 0.0788 | 0.0795
2014-04-18 | 12時 |  | 0.0028382 | 0 | 0 | 0 | [9 empty] | 0.097917 | 0 | 0 | 0 | 0 | 0 | 0 | 0 | 0 | 0 | 0 | 0 | 0 | 0 | 0 | 0 | 0 | 0 | 0 | 0 | 0 | 0 | 0.047552 | 0.00338 | 0.00675 | 0.01013 | 0.01351 | 0.05371 | 0 | 0.0052775 |  | 0.1983 | 0.2727 | 0.3698 | 0.3705
2014-04-18 | 13時 |  | 0 | 0 | 0 | 0 | [9 empty] | 0 | 0 | 0 | 0 | 0 | 0 | 0 | 0 | 0 | 0 | 0 | 0 | 0 | 0 | 0 | 0 | 0 | 0 | 0 | 0 | 0 | 0 | 0.047552 | 0.00033 | 0.00067 | 0.001 | 0.00133 | 0.11604 | 0 | 0 |  | 0.0483 | 0.0483 | 0.0711 | 0.0717
2014-04-18 | 14時 |  | 0 | 0 | 0 | 0 | [9 empty] | 0 | 0 | 0 | 0 | 0 | 0 | 0 | 0 | 0 | 0 | 0 | 0 | 0 | 0 | 0 | 0 | 0 | 0 | 0 | 0 | 0 | 0 | 0.047552 | 0.00013 | 0.00025 | 0.00038 | 0.0005 | 0.031168 | 0 | 0.017801 |  | 0.056 | 0.0561 | 0.0788 | 0.0795
2014-04-18 | 15時 |  | 0.011882 | 0 | 0 | 0 | [9 empty] | 0.10169 | 0 | 0 | 0 | 0 | 0 | 0 | 0 | 0 | 0 | 0 | 0 | 0 | 0 | 0 | 0 | 0 | 0 | 0 | 0 | 0 | 0 | 0.047552 | 0.00013 | 0.00025 | 0.00038 | 0.0005 | 0 | 0 | 0 |  | 0.056 | 0.0561 | 0.0788 | 0.0795
2014-04-18 | 16時 |  | 0.0059078 | 0 | 0 | 0 | [9 empty] | 0.10302 | 0 | 0 | 0 | 0 | 0 | 0 | 0 | 0 | 0 | 0 | 0 | 0 | 0 | 0 | 0 | 0 | 0 | 0 | 0 | 0 | 0 | 0.047552 | 0.00033 | 0.00067 | 0.001 | 0.00133 | 0.062335 | 0 | 0.0052775 |  | 0.0483 | 0.0483 | 0.0711 | 0.0717
2014-04-18 | 17時 |  | 0.012256 | 0 | 0.0086768 | 0 | [9 empty] | 0.10423 | 0 | 0 | 0 | 0 | 0.16019 | 0 | 0 | 0 | 0 | 0 | 0 | 0 | 0 | 0 | 0 | 0 | 0 | 0 | 0 | 0 | 0 | 0.047552 | 0.00033 | 0.00067 | 0.001 | 0.00133 | 0.10536 | 0 | 0.0082775 |  | 0.1304 | 0.2048 | 0.3019 | 0.3026
2014-04-18 | 18時 |  | 0.01424 | 0 | 0 | 0 | [9 empty] | 0.10525 | 0 | 0 | 0 | 0 | 0 | 0 | 0 | 0 | 0 | 0 | 0 | 0 | 0 | 0 | 0 | 0 | 0 | 0 | 0 | 0 | 0 | 0.047552 | 0.00642 | 0.01284 | 0.01926 | 0.02568 | 0.12467 | 0 | 0.0082775 |  | 0.303 | 0.3387 | 0.3972 | 0.5469
2014-04-18 | 19時 |  | 0.0066634 | 0 | 0.0097831 | 0 | [9 empty] | 0.10538 | 0 | 0 | 0 | 0 | 0.1611 | 0 | 0 | 0 | 0 | 0 | 0 | 0 | 0 | 0 | 0 | 0 | 0 | 0 | 0 | 0 | 0 | 0.047552 | 0.00642 | 0.01284 | 0.01926 | 0.02568 | 0.21072 | 0.10708 | 0.0082775 |  | 0.0991 | 0.1348 | 0.1932 | 0.1939
2014-04-18 | 20時 |  | 0.010656 | 0 | 0.017355 | 0 | [9 empty] | 0.10574 | 0 | 0 | 0 | 0 | 0.16139 | 0 | 0 | 0 | 0 | 0 | 0 | 0 | 0 | 0 | 0 | 0 | 0 | 0 | 0 | 0 | 0 | 0.047552 | 0.00033 | 0.00067 | 0.001 | 0.00133 | 0.14927 | 0.027125 | 0 |  | 0.0917 | 0.1275 | 0.2102 | 0.2109
2014-04-18 | 21時 |  | 0.034976 | 0 | 0.013119 | 0 | [9 empty] | 0.10627 | 0 | 0 | 0 | 0 | 0.32277 | 0 | 0 | 0 | 0 | 0 | 0 | 0 | 0 | 0 | 0 | 0 | 0 | 0 | 0 | 0 | 0 | 0.047552 | 0.00033 | 0.00067 | 0.001 | 0.00133 | 0.14618 | 0.10814 | 0.031304 |  | 0.1216 | 0.1873 | 0.2837 | 0.2844
2014-04-18 | 22時 |  | 0.070635 | 0 | 0.016095 | 0 | [9 empty] | 0.11431 | 0 | 0 | 0 | 0 | 0.16829 | 0 | 0 | 0 | 0 | 0 | 0 | 0 | 0 | 0 | 0 | 0 | 0 | 0 | 0 | 0 | 0 | 0.047552 | 0.00628 | 0.01256 | 0.01884 | 0.02512 | 0.12467 | 0.16133 | 0.043827 |  | 0.1738 | 0.1917 | 0.262 | 0.2626
2014-04-18 | 23時 |  | 0 | 0 | 0 | 0 | [9 empty] | 0 | 0 | 0 | 0 | 0 | 0 | 0 | 0 | 0 | 0 | 0 | 0 | 0 | 0 | 0 | 0 | 0 | 0 | 0 | 0 | 0 | 0 | 0.047552 | 0.0067 | 0.01339 | 0.02009 | 0.02679 | 0.12467 | 0.18881 | 0.031848 |  | 0.1877 | 0.2176 | 0.2756 | 0.2763
2014-04-19 | 0時 |  | 0 | 0 | 0 | 0 | [9 empty] | 0 | 0 | 0 | 0 | 0 | 0 | 0 | 0 | 0 | 0 | 0 | 0 | 0 | 0 | 0 | 0 | 0 | 0 | 0 | 0 | 0 | 0 | 0.047552 | 0.00013 | 0.00025 | 0.00038 | 0.0005 | 0 | 0.078899 | 0.011656 |  | 0.1578 | 0.1578 | 0.1806 | 0.1812
2014-04-19 | 1時 |  | 0 | 0 | 0 | 0 | [9 empty] | 0 | 0 | 0 | 0 | 0 | 0 | 0 | 0 | 0 | 0 | 0 | 0 | 0 | 0 | 0 | 0 | 0 | 0 | 0 | 0 | 0 | 0 | 0.047552 | 0.00013 | 0.00025 | 0.00038 | 0.0005 | 0 | 0 | 0 |  | 0.0483 | 0.0483 | 0.0711 | 0.0717
2014-04-19 | 2時 |  | 0 | 0 | 0 | 0 | [9 empty] | 0 | 0 | 0 | 0 | 0 | 0 | 0 | 0 | 0 | 0 | 0 | 0 | 0 | 0 | 0 | 0 | 0 | 0 | 0 | 0 | 0 | 0 | 0.047552 | 0.00013 | 0.00025 | 0.00038 | 0.0005 | 0 | 0 | 0 |  | 0.056 | 0.0561 | 0.0788 | 0.0795
2014-04-19 | 3時 |  | 0 | 0 | 0 | 0 | [9 empty] | 0 | 0 | 0 | 0 | 0 | 0 | 0 | 0 | 0 | 0 | 0 | 0 | 0 | 0 | 0 | 0 | 0 | 0 | 0 | 0 | 0 | 0 | 0.047552 | 0.00013 | 0.00025 | 0.00038 | 0.0005 | 0 | 0 | 0 |  | 0.056 | 0.0561 | 0.0788 | 0.0795
2014-04-19 | 4時 |  | 0 | 0 | 0 | 0 | [9 empty] | 0 | 0 | 0 | 0 | 0 | 0 | 0 | 0 | 0 | 0 | 0 | 0 | 0 | 0 | 0 | 0 | 0 | 0 | 0 | 0 | 0 | 0 | 0.047552 | 0.00013 | 0.00025 | 0.00038 | 0.0005 | 0 | 0 | 0 |  | 0.0483 | 0.0483 | 0.0711 | 0.0717
2014-04-19 | 5時 |  | 10.5429 | 0 | 0 | 0 | [9 empty] | 0.72955 | 0 | 0 | 0 | 0 | 0 | 0 | 0 | 0 | 0 | 0 | 0 | 0 | 0 | 0 | 0 | 0 | 0 | 0 | 0 | 0 | 0 | 0.047552 | 0.00013 | 0.00025 | 0.00038 | 0.0005 | 0 | 0 | 0 |  | 0.056 | 0.0561 | 0.0788 | 0.0795
2014-04-19 | 6時 |  | 2.61 | 0 | 0 | 0 | [9 empty] | 0.20338 | 0 | 0 | 0 | 0 | 0 | 0 | 0 | 0 | 0 | 0 | 0 | 0 | 0 | 0 | 0 | 0 | 0 | 0 | 0 | 0 | 0 | 0.047552 | 0.00338 | 0.00675 | 0.01013 | 0.01351 | 0 | 0.024649 | 0.011815 |  | 0.1925 | 0.2611 | 0.3525 | 0.3531
2014-04-19 | 7時 |  | 1.9049 | 0 | 0 | 0 | [9 empty] | 0.16001 | 0 | 0 | 0 | 0 | 0 | 0 | 0 | 0 | 0 | 0 | 0 | 0 | 0 | 0 | 0 | 0 | 0 | 0 | 0 | 0 | 0 | 0.047552 | 0.00054 | 0.00108 | 0.00163 | 0.00217 | 0.13859 | 0.053895 | 0.036861 |  | 0.1524 | 0.248 | 0.3662 | 0.3669
2014-04-19 | 8時 |  | 1.5873 | 0 | 0 | 0 | [9 empty] | 0.15371 | 0 | 0 | 0 | 0 | 0 | 0 | 0 | 0 | 0 | 0 | 0 | 0 | 0 | 0 | 0 | 0 | 0 | 0 | 0 | 0 | 0 | 0.047552 | 0.00054 | 0.00108 | 0.00163 | 0.00217 | 0.093503 | 0 | 0.035602 |  | 0.1091 | 0.1448 | 0.2032 | 0.2039
2014-04-19 | 9時 |  | 0 | 0 | 0 | 0 | [9 empty] | 0 | 0 | 0 | 0 | 0 | 0 | 0 | 0 | 0 | 0 | 0 | 0 | 0 | 0 | 0 | 0 | 0 | 0 | 0 | 0 | 0 | 0 | 0.047552 | 0.00013 | 0.00025 | 0.00038 | 0.0005 | 0.17838 | 0.10971 | 0.042749 |  | 0.3011 | 0.3368 | 0.3953 | 0.396
2014-04-19 | 10時 |  | 0 | 0 | 0 | 0 | [9 empty] | 0 | 0 | 0 | 0 | 0 | 0 | 0 | 0 | 0 | 0 | 0 | 0 | 0 | 0 | 0 | 0 | 0 | 0 | 0 | 0 | 0 | 0 | 0.047552 | 0.00033 | 0.00067 | 0.001 | 0.00133 | 0.093503 | 0 | 0.012523 |  | 0.0483 | 0.0483 | 0.0711 | 0.0717
2014-04-19 | 11時 |  | 4.3512 | 0 | 0 | 0 | [9 empty] | 0.26831 | 0 | 0 | 0 | 0 | 0 | 0 | 0 | 0 | 0 | 0 | 0 | 0 | 0 | 0 | 0 | 0 | 0 | 0 | 0 | 0 | 0 | 0.047552 | 0.00013 | 0.00025 | 0.00038 | 0.0005 | 0 | 0 | 0.0052775 |  | 0.056 | 0.0561 | 0.0788 | 0.0795
2014-04-19 | 12時 |  | 1.6374 | 0 | 0 | 0 | [9 empty] | 0.15397 | 0 | 0 | 0 | 0 | 0 | 0 | 0 | 0 | 0 | 0 | 0 | 0 | 0 | 0 | 0 | 0 | 0 | 0 | 0 | 0 | 0 | 0.047552 | 0.00338 | 0.00675 | 0.01013 | 0.01351 | 0.05371 | 0 | 0.0052775 |  | 0.1983 | 0.2727 | 0.3698 | 0.3705
2014-04-19 | 13時 |  | 0 | 0 | 0 | 0 | [9 empty] | 0 | 0 | 0 | 0 | 0 | 0 | 0 | 0 | 0 | 0 | 0 | 0 | 0 | 0 | 0 | 0 | 0 | 0 | 0 | 0 | 0 | 0 | 0.047552 | 0.00033 | 0.00067 | 0.001 | 0.00133 | 0.11604 | 0 | 0 |  | 0.0483 | 0.0483 | 0.0711 | 0.0717
2014-04-19 | 14時 |  | 0 | 0 | 0 | 0 | [9 empty] | 0 | 0 | 0 | 0 | 0 | 0 | 0 | 0 | 0 | 0 | 0 | 0 | 0 | 0 | 0 | 0 | 0 | 0 | 0 | 0 | 0 | 0 | 0.047552 | 0.00013 | 0.00025 | 0.00038 | 0.0005 | 0.031168 | 0 | 0.017801 |  | 0.056 | 0.0561 | 0.0788 | 0.0795
2014-04-19 | 15時 |  | 3.8082 | 0 | 0 | 0 | [9 empty] | 0.25692 | 0 | 0 | 0 | 0 | 0 | 0 | 0 | 0 | 0 | 0 | 0 | 0 | 0 | 0 | 0 | 0 | 0 | 0 | 0 | 0 | 0 | 0.047552 | 0.00013 | 0.00025 | 0.00038 | 0.0005 | 0 | 0 | 0 |  | 0.056 | 0.0561 | 0.0788 | 0.0795
2014-04-19 | 16時 |  | 1.9067 | 0 | 0 | 0 | [9 empty] | 0.17775 | 0 | 0 | 0 | 0 | 0 | 0 | 0 | 0 | 0 | 0 | 0 | 0 | 0 | 0 | 0 | 0 | 0 | 0 | 0 | 0 | 0 | 0.047552 | 0.00033 | 0.00067 | 0.001 | 0.00133 | 0.062335 | 0 | 0.0052775 |  | 0.0483 | 0.0483 | 0.0711 | 0.0717
2014-04-19 | 17時 |  | 3.5068 | 0 | 2.9495 | 0 | [9 empty] | 0.25192 | 0 | 0 | 0 | 0 | 0.22138 | 0 | 0 | 0 | 0 | 0 | 0 | 0 | 0 | 0 | 0 | 0 | 0 | 0 | 0 | 0 | 0 | 0.047552 | 0.00033 | 0.00067 | 0.001 | 0.00133 | 0.10536 | 0 | 0.0082775 |  | 0.1304 | 0.2048 | 0.3019 | 0.3026
2014-04-19 | 18時 |  | 3.6421 | 0 | 0 | 0 | [9 empty] | 0.26211 | 0 | 0 | 0 | 0 | 0 | 0 | 0 | 0 | 0 | 0 | 0 | 0 | 0 | 0 | 0 | 0 | 0 | 0 | 0 | 0 | 0 | 0.047552 | 0.00642 | 0.01284 | 0.01926 | 0.02568 | 0.12467 | 0 | 0.0082775 |  | 0.303 | 0.3387 | 0.3972 | 0.5469
2014-04-19 | 19時 |  | 1.8 | 0 | 2.9108 | 0 | [9 empty] | 0.18429 | 0 | 0 | 0 | 0 | 0.22479 | 0 | 0 | 0 | 0 | 0 | 0 | 0 | 0 | 0 | 0 | 0 | 0 | 0 | 0 | 0 | 0 | 0.047552 | 0.00642 | 0.01284 | 0.01926 | 0.02568 | 0.21072 | 0.10708 | 0.0082775 |  | 0.0991 | 0.1348 | 0.1932 | 0.1939
2014-04-19 | 20時 |  | 2.5062 | 0 | 2.6029 | 0 | [9 empty] | 0.22591 | 0 | 0 | 0 | 0 | 0.21765 | 0 | 0 | 0 | 0 | 0 | 0 | 0 | 0 | 0 | 0 | 0 | 0 | 0 | 0 | 0 | 0 | 0.047552 | 0.00033 | 0.00067 | 0.001 | 0.00133 | 0.14927 | 0.027125 | 0 |  | 0.0917 | 0.1275 | 0.2102 | 0.2109
2014-04-19 | 21時 |  | 3.0177 | 0 | 2.8032 | 0 | [9 empty] | 0.25681 | 0 | 0 | 0 | 0 | 0.36998 | 0 | 0 | 0 | 0 | 0 | 0 | 0 | 0 | 0 | 0 | 0 | 0 | 0 | 0 | 0 | 0 | 0.047552 | 0.00033 | 0.00067 | 0.001 | 0.00133 | 0.14618 | 0.10814 | 0.031304 |  | 0.1216 | 0.1873 | 0.2837 | 0.2844
2014-04-19 | 22時 |  | 3.572 | 0 | 1.157 | 0 | [9 empty] | 0.30145 | 0 | 0 | 0 | 0 | 0.18228 | 0 | 0 | 0 | 0 | 0 | 0 | 0 | 0 | 0 | 0 | 0 | 0 | 0 | 0 | 0 | 0 | 0.047552 | 0.00628 | 0.01256 | 0.01884 | 0.02512 | 0.12467 | 0.16133 | 0.043827 |  | 0.1738 | 0.1917 | 0.262 | 0.2626
2014-04-19 | 23時 |  | 0 | 0 | 0 | 0 | [9 empty] | 0 | 0 | 0 | 0 | 0 | 0 | 0 | 0 | 0 | 0 | 0 | 0 | 0 | 0 | 0 | 0 | 0 | 0 | 0 | 0 | 0 | 0 | 0.047552 | 0.0067 | 0.01339 | 0.02009 | 0.02679 | 0.12467 | 0.18881 | 0.031848 |  | 0.1877 | 0.2176 | 0.2756 | 0.2763
2014-04-20 | 0時 |  | 0 | 0 | 0 | 0 | [9 empty] | 0 | 0 | 0 | 0 | 0 | 0 | 0 | 0 | 0 | 0 | 0 | 0 | 0 | 0 | 0 | 0 | 0 | 0 | 0 | 0 | 0 | 0 | 0.047552 | 0.00013 | 0.00025 | 0.00038 | 0.0005 | 0 | 0.078899 | 0.011656 |  | 0.1578 | 0.1578 | 0.1806 | 0.1812
2014-04-20 | 1時 |  | 0 | 0 | 0 | 0 | [9 empty] | 0 | 0 | 0 | 0 | 0 | 0 | 0 | 0 | 0 | 0 | 0 | 0 | 0 | 0 | 0 | 0 | 0 | 0 | 0 | 0 | 0 | 0 | 0.047552 | 0.00013 | 0.00025 | 0.00038 | 0.0005 | 0 | 0 | 0 |  | 0.0483 | 0.0483 | 0.0711 | 0.0717
2014-04-20 | 2時 |  | 0 | 0 | 0 | 0 | [9 empty] | 0 | 0 | 0 | 0 | 0 | 0 | 0 | 0 | 0 | 0 | 0 | 0 | 0 | 0 | 0 | 0 | 0 | 0 | 0 | 0 | 0 | 0 | 0.047552 | 0.00013 | 0.00025 | 0.00038 | 0.0005 | 0 | 0 | 0 |  | 0.056 | 0.0561 | 0.0788 | 0.0795
2014-04-20 | 3時 |  | 0 | 0 | 0 | 0 | [9 empty] | 0 | 0 | 0 | 0 | 0 | 0 | 0 | 0 | 0 | 0 | 0 | 0 | 0 | 0 | 0 | 0 | 0 | 0 | 0 | 0 | 0 | 0 | 0.047552 | 0.00013 | 0.00025 | 0.00038 | 0.0005 | 0 | 0 | 0 |  | 0.056 | 0.0561 | 0.0788 | 0.0795
2014-04-20 | 4時 |  | 0 | 0 | 0 | 0 | [9 empty] | 0 | 0 | 0 | 0 | 0 | 0 | 0 | 0 | 0 | 0 | 0 | 0 | 0 | 0 | 0 | 0 | 0 | 0 | 0 | 0 | 0 | 0 | 0.047552 | 0.00013 | 0.00025 | 0.00038 | 0.0005 | 0 | 0 | 0 |  | 0.0483 | 0.0483 | 0.0711 | 0.0717
2014-04-20 | 5時 |  | 15.673 | 0 | 0 | 0 | [9 empty] | 1.2735 | 0 | 0 | 0 | 0 | 0 | 0 | 0 | 0 | 0 | 0 | 0 | 0 | 0 | 0 | 0 | 0 | 0 | 0 | 0 | 0 | 0 | 0.047552 | 0.00013 | 0.00025 | 0.00038 | 0.0005 | 0 | 0 | 0 |  | 0.056 | 0.0561 | 0.0788 | 0.0795
2014-04-20 | 6時 |  | 4.5464 | 0 | 0 | 0 | [9 empty] | 0.34232 | 0 | 0 | 0 | 0 | 0 | 0 | 0 | 0 | 0 | 0 | 0 | 0 | 0 | 0 | 0 | 0 | 0 | 0 | 0 | 0 | 0 | 0.047552 | 0.00338 | 0.00675 | 0.01013 | 0.01351 | 0 | 0.024649 | 0.011815 |  | 0.1925 | 0.2611 | 0.3525 | 0.3531
2014-04-20 | 7時 |  | 3.0635 | 0 | 0 | 0 | [9 empty] | 0.24176 | 0 | 0 | 0 | 0 | 0 | 0 | 0 | 0 | 0 | 0 | 0 | 0 | 0 | 0 | 0 | 0 | 0 | 0 | 0 | 0 | 0 | 0.047552 | 0.00054 | 0.00108 | 0.00163 | 0.00217 | 0.13859 | 0.053895 | 0.036861 |  | 0.1524 | 0.248 | 0.3662 | 0.3669
2014-04-20 | 8時 |  | 0.16098 | 0 | 0 | 0 | [9 empty] | 0.11308 | 0 | 0 | 0 | 0 | 0 | 0 | 0 | 0 | 0 | 0 | 0 | 0 | 0 | 0 | 0 | 0 | 0 | 0 | 0 | 0 | 0 | 0.047552 | 0.00054 | 0.00108 | 0.00163 | 0.00217 | 0.093503 | 0 | 0.035602 |  | 0.1091 | 0.1448 | 0.2032 | 0.2039
2014-04-20 | 9時 |  | 0 | 0 | 0 | 0 | [9 empty] | 0 | 0 | 0 | 0 | 0 | 0 | 0 | 0 | 0 | 0 | 0 | 0 | 0 | 0 | 0 | 0 | 0 | 0 | 0 | 0 | 0 | 0 | 0.047552 | 0.00013 | 0.00025 | 0.00038 | 0.0005 | 0.17838 | 0.10971 | 0.042749 |  | 0.3011 | 0.3368 | 0.3953 | 0.396
2014-04-20 | 10時 |  | 0 | 0 | 0 | 0 | [9 empty] | 0 | 0 | 0 | 0 | 0 | 0 | 0 | 0 | 0 | 0 | 0 | 0 | 0 | 0 | 0 | 0 | 0 | 0 | 0 | 0 | 0 | 0 | 0.047552 | 0.00033 | 0.00067 | 0.001 | 0.00133 | 0.093503 | 0 | 0.012523 |  | 0.0483 | 0.0483 | 0.0711 | 0.0717
2014-04-20 | 11時 |  | 0.034473 | 0 | 0 | 0 | [9 empty] | 0.104 | 0 | 0 | 0 | 0 | 0 | 0 | 0 | 0 | 0 | 0 | 0 | 0 | 0 | 0 | 0 | 0 | 0 | 0 | 0 | 0 | 0 | 0.047552 | 0.00013 | 0.00025 | 0.00038 | 0.0005 | 0 | 0 | 0.0052775 |  | 0.056 | 0.0561 | 0.0788 | 0.0795
2014-04-20 | 12時 |  | 0.012928 | 0 | 0 | 0 | [9 empty] | 0.1041 | 0 | 0 | 0 | 0 | 0 | 0 | 0 | 0 | 0 | 0 | 0 | 0 | 0 | 0 | 0 | 0 | 0 | 0 | 0 | 0 | 0 | 0.047552 | 0.00338 | 0.00675 | 0.01013 | 0.01351 | 0.05371 | 0 | 0.0052775 |  | 0.1983 | 0.2727 | 0.3698 | 0.3705
2014-04-20 | 13時 |  | 0 | 0 | 0 | 0 | [9 empty] | 0 | 0 | 0 | 0 | 0 | 0 | 0 | 0 | 0 | 0 | 0 | 0 | 0 | 0 | 0 | 0 | 0 | 0 | 0 | 0 | 0 | 0 | 0.047552 | 0.00033 | 0.00067 | 0.001 | 0.00133 | 0.11604 | 0 | 0 |  | 0.0483 | 0.0483 | 0.0711 | 0.0717
2014-04-20 | 14時 |  | 0 | 0 | 0 | 0 | [9 empty] | 0 | 0 | 0 | 0 | 0 | 0 | 0 | 0 | 0 | 0 | 0 | 0 | 0 | 0 | 0 | 0 | 0 | 0 | 0 | 0 | 0 | 0 | 0.047552 | 0.00013 | 0.00025 | 0.00038 | 0.0005 | 0.031168 | 0 | 0.017801 |  | 0.056 | 0.0561 | 0.0788 | 0.0795
2014-04-20 | 15時 |  | 0.031385 | 0 | 0 | 0 | [9 empty] | 0.10634 | 0 | 0 | 0 | 0 | 0 | 0 | 0 | 0 | 0 | 0 | 0 | 0 | 0 | 0 | 0 | 0 | 0 | 0 | 0 | 0 | 0 | 0.047552 | 0.00013 | 0.00025 | 0.00038 | 0.0005 | 0 | 0 | 0 |  | 0.056 | 0.0561 | 0.0788 | 0.0795
2014-04-20 | 16時 |  | 0.016593 | 0 | 0 | 0 | [9 empty] | 0.10787 | 0 | 0 | 0 | 0 | 0 | 0 | 0 | 0 | 0 | 0 | 0 | 0 | 0 | 0 | 0 | 0 | 0 | 0 | 0 | 0 | 0 | 0.047552 | 0.00033 | 0.00067 | 0.001 | 0.00133 | 0.062335 | 0 | 0.0052775 |  | 0.0483 | 0.0483 | 0.0711 | 0.0717
2014-04-20 | 17時 |  | 0.062611 | 0 | 0.031257 | 0 | [9 empty] | 0.11059 | 0 | 0 | 0 | 0 | 0.16459 | 0 | 0 | 0 | 0 | 0 | 0 | 0 | 0 | 0 | 0 | 0 | 0 | 0 | 0 | 0 | 0 | 0.047552 | 0.00033 | 0.00067 | 0.001 | 0.00133 | 0.10536 | 0 | 0.0082775 |  | 0.1304 | 0.2048 | 0.3019 | 0.3026
2014-04-20 | 18時 |  | 0.98978 | 0 | 0 | 0 | [9 empty] | 0.14363 | 0 | 0 | 0 | 0 | 0 | 0 | 0 | 0 | 0 | 0 | 0 | 0 | 0 | 0 | 0 | 0 | 0 | 0 | 0 | 0 | 0 | 0.047552 | 0.00642 | 0.01284 | 0.01926 | 0.02568 | 0.12467 | 0 | 0.0082775 |  | 0.303 | 0.3387 | 0.3972 | 0.5469
2014-04-20 | 19時 |  | 0.20286 | 0 | 0.43732 | 0 | [9 empty] | 0.117 | 0 | 0 | 0 | 0 | 0.16658 | 0 | 0 | 0 | 0 | 0 | 0 | 0 | 0 | 0 | 0 | 0 | 0 | 0 | 0 | 0 | 0 | 0.047552 | 0.00642 | 0.01284 | 0.01926 | 0.02568 | 0.21072 | 0.10708 | 0.0082775 |  | 0.0991 | 0.1348 | 0.1932 | 0.1939
2014-04-20 | 20時 |  | 1.1437 | 0 | 1.3255 | 0 | [9 empty] | 0.15734 | 0 | 0 | 0 | 0 | 0.17933 | 0 | 0 | 0 | 0 | 0 | 0 | 0 | 0 | 0 | 0 | 0 | 0 | 0 | 0 | 0 | 0 | 0.047552 | 0.00033 | 0.00067 | 0.001 | 0.00133 | 0.14927 | 0.027125 | 0 |  | 0.0917 | 0.1275 | 0.2102 | 0.2109
2014-04-20 | 21時 |  | 1.8073 | 0 | 1.3822 | 0 | [9 empty] | 0.18928 | 0 | 0 | 0 | 0 | 0.34202 | 0 | 0 | 0 | 0 | 0 | 0 | 0 | 0 | 0 | 0 | 0 | 0 | 0 | 0 | 0 | 0 | 0.047552 | 0.00033 | 0.00067 | 0.001 | 0.00133 | 0.14618 | 0.10814 | 0.031304 |  | 0.1216 | 0.1873 | 0.2837 | 0.2844
2014-04-20 | 22時 |  | 2.4901 | 0 | 0.64222 | 0 | [9 empty] | 0.22896 | 0 | 0 | 0 | 0 | 0.17209 | 0 | 0 | 0 | 0 | 0 | 0 | 0 | 0 | 0 | 0 | 0 | 0 | 0 | 0 | 0 | 0 | 0.047552 | 0.00628 | 0.01256 | 0.01884 | 0.02512 | 0.12467 | 0.16133 | 0.043827 |  | 0.1738 | 0.1917 | 0.262 | 0.2626
2014-04-20 | 23時 |  | 0 | 0 | 0 | 0 | [9 empty] | 0 | 0 | 0 | 0 | 0 | 0 | 0 | 0 | 0 | 0 | 0 | 0 | 0 | 0 | 0 | 0 | 0 | 0 | 0 | 0 | 0 | 0 | 0.047552 | 0.0067 | 0.01339 | 0.02009 | 0.02679 | 0.12467 | 0.18881 | 0.031848 |  | 0.1877 | 0.2176 | 0.2756 | 0.2763
2014-04-21 | 0時 |  | 0 | 0 | 0 | 0 | [9 empty] | 0 | 0 | 0 | 0 | 0 | 0 | 0 | 0 | 0 | 0 | 0 | 0 | 0 | 0 | 0 | 0 | 0 | 0 | 0 | 0 | 0 | 0 | 0.047552 | 0.00013 | 0.00025 | 0.00038 | 0.0005 | 0 | 0.078899 | 0.011656 |  | 0.1578 | 0.1578 | 0.1806 | 0.1812
2014-04-21 | 1時 |  | 0 | 0 | 0 | 0 | [9 empty] | 0 | 0 | 0 | 0 | 0 | 0 | 0 | 0 | 0 | 0 | 0 | 0 | 0 | 0 | 0 | 0 | 0 | 0 | 0 | 0 | 0 | 0 | 0.047552 | 0.00013 | 0.00025 | 0.00038 | 0.0005 | 0 | 0 | 0 |  | 0.0483 | 0.0483 | 0.0711 | 0.0717
2014-04-21 | 2時 |  | 0 | 0 | 0 | 0 | [9 empty] | 0 | 0 | 0 | 0 | 0 | 0 | 0 | 0 | 0 | 0 | 0 | 0 | 0 | 0 | 0 | 0 | 0 | 0 | 0 | 0 | 0 | 0 | 0.047552 | 0.00013 | 0.00025 | 0.00038 | 0.0005 | 0 | 0 | 0 |  | 0.056 | 0.0561 | 0.0788 | 0.0795
2014-04-21 | 3時 |  | 0 | 0 | 0 | 0 | [9 empty] | 0 | 0 | 0 | 0 | 0 | 0 | 0 | 0 | 0 | 0 | 0 | 0 | 0 | 0 | 0 | 0 | 0 | 0 | 0 | 0 | 0 | 0 | 0.047552 | 0.00013 | 0.00025 | 0.00038 | 0.0005 | 0 | 0 | 0 |  | 0.056 | 0.0561 | 0.0788 | 0.0795
2014-04-21 | 4時 |  | 0 | 0 | 0 | 0 | [9 empty] | 0 | 0 | 0 | 0 | 0 | 0 | 0 | 0 | 0 | 0 | 0 | 0 | 0 | 0 | 0 | 0 | 0 | 0 | 0 | 0 | 0 | 0 | 0.047552 | 0.00013 | 0.00025 | 0.00038 | 0.0005 | 0 | 0 | 0 |  | 0.0483 | 0.0483 | 0.0711 | 0.0717
2014-04-21 | 5時 |  | 15.816 | 0 | 0 | 0 | [9 empty] | 1.3167 | 0 | 0 | 0 | 0 | 0 | 0 | 0 | 0 | 0 | 0 | 0 | 0 | 0 | 0 | 0 | 0 | 0 | 0 | 0 | 0 | 0 | 0.047552 | 0.00013 | 0.00025 | 0.00038 | 0.0005 | 0 | 0 | 0 |  | 0.056 | 0.0561 | 0.0788 | 0.0795
2014-04-21 | 6時 |  | 2.9907 | 0 | 0 | 0 | [9 empty] | 0.26509 | 0 | 0 | 0 | 0 | 0 | 0 | 0 | 0 | 0 | 0 | 0 | 0 | 0 | 0 | 0 | 0 | 0 | 0 | 0 | 0 | 0 | 0.047552 | 0.00338 | 0.00675 | 0.01013 | 0.01351 | 0 | 0.024649 | 0.011815 |  | 0.1925 | 0.2611 | 0.3525 | 0.3531
2014-04-21 | 7時 |  | 0.74629 | 0 | 0 | 0 | [9 empty] | 0.14379 | 0 | 0 | 0 | 0 | 0 | 0 | 0 | 0 | 0 | 0 | 0 | 0 | 0 | 0 | 0 | 0 | 0 | 0 | 0 | 0 | 0 | 0.047552 | 0.00054 | 0.00108 | 0.00163 | 0.00217 | 0.13859 | 0.053895 | 0.036861 |  | 0.1524 | 0.248 | 0.3662 | 0.3669
2014-04-21 | 8時 |  | 0.032756 | 0 | 0 | 0 | [9 empty] | 0.11145 | 0 | 0 | 0 | 0 | 0 | 0 | 0 | 0 | 0 | 0 | 0 | 0 | 0 | 0 | 0 | 0 | 0 | 0 | 0 | 0 | 0 | 0.047552 | 0.00054 | 0.00108 | 0.00163 | 0.00217 | 0.093503 | 0 | 0.035602 |  | 0.1091 | 0.1448 | 0.2032 | 0.2039
2014-04-21 | 9時 |  | 0 | 0 | 0 | 0 | [9 empty] | 0 | 0 | 0 | 0 | 0 | 0 | 0 | 0 | 0 | 0 | 0 | 0 | 0 | 0 | 0 | 0 | 0 | 0 | 0 | 0 | 0 | 0 | 0.047552 | 0.00013 | 0.00025 | 0.00038 | 0.0005 | 0.17838 | 0.10971 | 0.042749 |  | 0.3011 | 0.3368 | 0.3953 | 0.396
2014-04-21 | 10時 |  | 0 | 0 | 0 | 0 | [9 empty] | 0 | 0 | 0 | 0 | 0 | 0 | 0 | 0 | 0 | 0 | 0 | 0 | 0 | 0 | 0 | 0 | 0 | 0 | 0 | 0 | 0 | 0 | 0.047552 | 0.00033 | 0.00067 | 0.001 | 0.00133 | 0.093503 | 0 | 0.012523 |  | 0.0483 | 0.0483 | 0.0711 | 0.0717
2014-04-21 | 11時 |  | 0.039483 | 0 | 0 | 0 | [9 empty] | 0.10469 | 0 | 0 | 0 | 0 | 0 | 0 | 0 | 0 | 0 | 0 | 0 | 0 | 0 | 0 | 0 | 0 | 0 | 0 | 0 | 0 | 0 | 0.047552 | 0.00013 | 0.00025 | 0.00038 | 0.0005 | 0 | 0 | 0.0052775 |  | 0.056 | 0.0561 | 0.0788 | 0.0795
2014-04-21 | 12時 |  | 0.014792 | 0 | 0 | 0 | [9 empty] | 0.10243 | 0 | 0 | 0 | 0 | 0 | 0 | 0 | 0 | 0 | 0 | 0 | 0 | 0 | 0 | 0 | 0 | 0 | 0 | 0 | 0 | 0 | 0.047552 | 0.00338 | 0.00675 | 0.01013 | 0.01351 | 0.05371 | 0 | 0.0052775 |  | 0.1983 | 0.2727 | 0.3698 | 0.3705
2014-04-21 | 13時 |  | 0 | 0 | 0 | 0 | [9 empty] | 0 | 0 | 0 | 0 | 0 | 0 | 0 | 0 | 0 | 0 | 0 | 0 | 0 | 0 | 0 | 0 | 0 | 0 | 0 | 0 | 0 | 0 | 0.047552 | 0.00033 | 0.00067 | 0.001 | 0.00133 | 0.11604 | 0 | 0 |  | 0.0483 | 0.0483 | 0.0711 | 0.0717
2014-04-21 | 14時 |  | 0 | 0 | 0 | 0 | [9 empty] | 0 | 0 | 0 | 0 | 0 | 0 | 0 | 0 | 0 | 0 | 0 | 0 | 0 | 0 | 0 | 0 | 0 | 0 | 0 | 0 | 0 | 0 | 0.047552 | 0.00013 | 0.00025 | 0.00038 | 0.0005 | 0.031168 | 0 | 0.017801 |  | 0.056 | 0.0561 | 0.0788 | 0.0795
2014-04-21 | 15時 |  | 0.030072 | 0 | 0 | 0 | [9 empty] | 0.10334 | 0 | 0 | 0 | 0 | 0 | 0 | 0 | 0 | 0 | 0 | 0 | 0 | 0 | 0 | 0 | 0 | 0 | 0 | 0 | 0 | 0 | 0.047552 | 0.00013 | 0.00025 | 0.00038 | 0.0005 | 0 | 0 | 0 |  | 0.056 | 0.0561 | 0.0788 | 0.0795
2014-04-21 | 16時 |  | 0.022384 | 0 | 0 | 0 | [9 empty] | 0.10701 | 0 | 0 | 0 | 0 | 0 | 0 | 0 | 0 | 0 | 0 | 0 | 0 | 0 | 0 | 0 | 0 | 0 | 0 | 0 | 0 | 0 | 0.047552 | 0.00033 | 0.00067 | 0.001 | 0.00133 | 0.062335 | 0 | 0.0052775 |  | 0.0483 | 0.0483 | 0.0711 | 0.0717
2014-04-21 | 17時 |  | 0.16262 | 0 | 0.34728 | 0 | [9 empty] | 0.11394 | 0 | 0 | 0 | 0 | 0.1649 | 0 | 0 | 0 | 0 | 0 | 0 | 0 | 0 | 0 | 0 | 0 | 0 | 0 | 0 | 0 | 0 | 0.047552 | 0.00033 | 0.00067 | 0.001 | 0.00133 | 0.10536 | 0 | 0.0082775 |  | 0.1304 | 0.2048 | 0.3019 | 0.3026
2014-04-21 | 18時 |  | 2.0179 | 0 | 0 | 0 | [9 empty] | 0.18895 | 0 | 0 | 0 | 0 | 0 | 0 | 0 | 0 | 0 | 0 | 0 | 0 | 0 | 0 | 0 | 0 | 0 | 0 | 0 | 0 | 0 | 0.047552 | 0.00642 | 0.01284 | 0.01926 | 0.02568 | 0.12467 | 0 | 0.0082775 |  | 0.303 | 0.3387 | 0.3972 | 0.5469
2014-04-21 | 19時 |  | 0.70954 | 0 | 1.0828 | 0 | [9 empty] | 0.14011 | 0 | 0 | 0 | 0 | 0.17546 | 0 | 0 | 0 | 0 | 0 | 0 | 0 | 0 | 0 | 0 | 0 | 0 | 0 | 0 | 0 | 0 | 0.047552 | 0.00642 | 0.01284 | 0.01926 | 0.02568 | 0.21072 | 0.10708 | 0.0082775 |  | 0.0991 | 0.1348 | 0.1932 | 0.1939
2014-04-21 | 20時 |  | 1.5507 | 0 | 1.7004 | 0 | [9 empty] | 0.18184 | 0 | 0 | 0 | 0 | 0.19029 | 0 | 0 | 0 | 0 | 0 | 0 | 0 | 0 | 0 | 0 | 0 | 0 | 0 | 0 | 0 | 0 | 0.047552 | 0.00033 | 0.00067 | 0.001 | 0.00133 | 0.14927 | 0.027125 | 0 |  | 0.0917 | 0.1275 | 0.2102 | 0.2109
2014-04-21 | 21時 |  | 2.387 | 0 | 1.9679 | 0 | [9 empty] | 0.23316 | 0 | 0 | 0 | 0 | 0.35743 | 0 | 0 | 0 | 0 | 0 | 0 | 0 | 0 | 0 | 0 | 0 | 0 | 0 | 0 | 0 | 0 | 0.047552 | 0.00033 | 0.00067 | 0.001 | 0.00133 | 0.14618 | 0.10814 | 0.031304 |  | 0.1216 | 0.1873 | 0.2837 | 0.2844
2014-04-21 | 22時 |  | 3.0805 | 0 | 0.90672 | 0 | [9 empty] | 0.27977 | 0 | 0 | 0 | 0 | 0.17934 | 0 | 0 | 0 | 0 | 0 | 0 | 0 | 0 | 0 | 0 | 0 | 0 | 0 | 0 | 0 | 0 | 0.047552 | 0.00628 | 0.01256 | 0.01884 | 0.02512 | 0.12467 | 0.16133 | 0.043827 |  | 0.1738 | 0.1917 | 0.262 | 0.2626
2014-04-21 | 23時 |  | 0 | 0 | 0 | 0 | [9 empty] | 0 | 0 | 0 | 0 | 0 | 0 | 0 | 0 | 0 | 0 | 0 | 0 | 0 | 0 | 0 | 0 | 0 | 0 | 0 | 0 | 0 | 0 | 0.047552 | 0.0067 | 0.01339 | 0.02009 | 0.02679 | 0.12467 | 0.18881 | 0.031848 |  | 0.1877 | 0.2176 | 0.2756 | 0.2763
2014-04-22 | 0時 |  | 0 | 0 | 0 | 0 | [9 empty] | 0 | 0 | 0 | 0 | 0 | 0 | 0 | 0 | 0 | 0 | 0 | 0 | 0 | 0 | 0 | 0 | 0 | 0 | 0 | 0 | 0 | 0 | 0.047552 | 0.00013 | 0.00025 | 0.00038 | 0.0005 | 0 | 0 | 0 |  | 0.1578 | 0.1578 | 0.1806 | 0.1812
2014-04-22 | 1時 |  | 0 | 0 | 0 | 0 | [9 empty] | 0 | 0 | 0 | 0 | 0 | 0 | 0 | 0 | 0 | 0 | 0 | 0 | 0 | 0 | 0 | 0 | 0 | 0 | 0 | 0 | 0 | 0 | 0.047552 | 0.00013 | 0.00025 | 0.00038 | 0.0005 | 0 | 0 | 0 |  | 0.0483 | 0.0483 | 0.0711 | 0.0717
2014-04-22 | 2時 |  | 0 | 0 | 0 | 0 | [9 empty] | 0 | 0 | 0 | 0 | 0 | 0 | 0 | 0 | 0 | 0 | 0 | 0 | 0 | 0 | 0 | 0 | 0 | 0 | 0 | 0 | 0 | 0 | 0.047552 | 0.00013 | 0.00025 | 0.00038 | 0.0005 | 0 | 0 | 0 |  | 0.056 | 0.0561 | 0.0788 | 0.0795
2014-04-22 | 3時 |  | 0 | 0 | 0 | 0 | [9 empty] | 0 | 0 | 0 | 0 | 0 | 0 | 0 | 0 | 0 | 0 | 0 | 0 | 0 | 0 | 0 | 0 | 0 | 0 | 0 | 0 | 0 | 0 | 0.047552 | 0.00013 | 0.00025 | 0.00038 | 0.0005 | 0 | 0 | 0 |  | 0.056 | 0.0561 | 0.0788 | 0.0795
2014-04-22 | 4時 |  | 0 | 0 | 0 | 0 | [9 empty] | 0 | 0 | 0 | 0 | 0 | 0 | 0 | 0 | 0 | 0 | 0 | 0 | 0 | 0 | 0 | 0 | 0 | 0 | 0 | 0 | 0 | 0 | 0.047552 | 0.00013 | 0.00025 | 0.00038 | 0.0005 | 0 | 0 | 0 |  | 0.0483 | 0.0483 | 0.0711 | 0.0717
2014-04-22 | 5時 |  | 0 | 0 | 0 | 0 | [9 empty] | 0 | 0 | 0 | 0 | 0 | 0 | 0 | 0 | 0 | 0 | 0 | 0 | 0 | 0 | 0 | 0 | 0 | 0 | 0 | 0 | 0 | 0 | 0.047552 | 0.00013 | 0.00025 | 0.00038 | 0.0005 | 0 | 0 | 0 |  | 0.056 | 0.0561 | 0.0788 | 0.0795
2014-04-22 | 6時 |  | 0 | 0 | 0 | 0 | [9 empty] | 0 | 0 | 0 | 0 | 0 | 0 | 0 | 0 | 0 | 0 | 0 | 0 | 0 | 0 | 0 | 0 | 0 | 0 | 0 | 0 | 0 | 0 | 0.047552 | 0.00013 | 0.00025 | 0.00038 | 0.0005 | 0 | 0 | 0 |  | 0.056 | 0.0561 | 0.0788 | 0.0795
2014-04-22 | 7時 |  | 15.2427 | 0 | 5.2178 | 0 | [9 empty] | 1.226 | 0 | 0 | 0 | 0 | 0.3581 | 0 | 0 | 0 | 0 | 0 | 0 | 0 | 0 | 0 | 0 | 0 | 0 | 0 | 0 | 0 | 0 | 0.047552 | 0.00054 | 0.00108 | 0.00163 | 0.00217 | 0 | 0.024649 | 0.022689 |  | 0.1168 | 0.1854 | 0.2767 | 0.2774
2014-04-22 | 8時 |  | 4.4519 | 0 | 6.1978 | 0 | [9 empty] | 0.34227 | 0 | 0 | 0 | 0 | 0.51064 | 0 | 0 | 0 | 0 | 0 | 0 | 0 | 0 | 0 | 0 | 0 | 0 | 0 | 0 | 0 | 0 | 0.047552 | 0.00379 | 0.00759 | 0.01138 | 0.01518 | 0.084877 | 0.078545 | 0.064582 |  | 0.2156 | 0.2812 | 0.3696 | 0.3702
2014-04-22 | 9時 |  | 2.0787 | 0 | 1.6158 | 0 | [9 empty] | 0.20096 | 0 | 0 | 0 | 0 | 0.34452 | 0 | 0 | 0 | 0 | 0 | 0 | 0 | 0 | 0 | 0 | 0 | 0 | 0 | 0 | 0 | 0 | 0.047552 | 0.00033 | 0.00067 | 0.001 | 0.00133 | 0.23209 | 0.16325 | 0.052059 |  | 0.2163 | 0.252 | 0.3265 | 0.3272
2014-04-22 | 10時 |  | 1.1538 | 0 | 0.75304 | 0 | [9 empty] | 0.16063 | 0 | 0 | 0 | 0 | 0.33814 | 0 | 0 | 0 | 0 | 0 | 0 | 0 | 0 | 0 | 0 | 0 | 0 | 0 | 0 | 0 | 0 | 0.047552 | 0.00054 | 0.00108 | 0.00163 | 0.00217 | 0.12467 | 0.21558 | 0.037471 |  | 0.1917 | 0.2274 | 0.3128 | 0.3134
2014-04-22 | 11時 |  | 1.612 | 0 | 0.35192 | 0 | [9 empty] | 0.17393 | 0 | 0 | 0 | 0 | 0.16703 | 0 | 0 | 0 | 0 | 0 | 0 | 0 | 0 | 0 | 0 | 0 | 0 | 0 | 0 | 0 | 0 | 0.047552 | 0.00033 | 0.00067 | 0.001 | 0.00133 | 0.12467 | 0.21558 | 0 |  | 0.1994 | 0.2352 | 0.315 | 0.3157
2014-04-22 | 12時 |  | 1.4981 | 0 | 0 | 0 | [9 empty] | 0.16776 | 0 | 0 | 0 | 0 | 0 | 0 | 0 | 0 | 0 | 0 | 0 | 0 | 0 | 0 | 0 | 0 | 0 | 0 | 0 | 0 | 0 | 0.047552 | 0.00338 | 0.00675 | 0.01013 | 0.01351 | 0.14721 | 0.13456 | 0.018352 |  | 0.1983 | 0.2727 | 0.3698 | 0.3705
2014-04-22 | 13時 |  | 0 | 0 | 0 | 0 | [9 empty] | 0 | 0 | 0 | 0 | 0 | 0 | 0 | 0 | 0 | 0 | 0 | 0 | 0 | 0 | 0 | 0 | 0 | 0 | 0 | 0 | 0 | 0 | 0.047552 | 0.00033 | 0.00067 | 0.001 | 0.00133 | 0.13756 | 0.026771 | 0.023629 |  | 0.0483 | 0.0483 | 0.0711 | 0.0717
2014-04-22 | 14時 |  | 0 | 0 | 0 | 0 | [9 empty] | 0 | 0 | 0 | 0 | 0 | 0 | 0 | 0 | 0 | 0 | 0 | 0 | 0 | 0 | 0 | 0 | 0 | 0 | 0 | 0 | 0 | 0 | 0.047552 | 0.00013 | 0.00025 | 0.00038 | 0.0005 | 0 | 0 | 0 |  | 0.056 | 0.0561 | 0.0788 | 0.0795
2014-04-22 | 15時 |  | 4.0584 | 0 | 1.7332 | 0 | [9 empty] | 0.29077 | 0 | 0 | 0 | 0 | 0.1871 | 0 | 0 | 0 | 0 | 0 | 0 | 0 | 0 | 0 | 0 | 0 | 0 | 0 | 0 | 0 | 0 | 0.047552 | 0.00013 | 0.00025 | 0.00038 | 0.0005 | 0 | 0 | 0 |  | 0.056 | 0.0561 | 0.0788 | 0.0795
2014-04-22 | 16時 |  | 3.5381 | 0 | 0.83146 | 0 | [9 empty] | 0.2617 | 0 | 0 | 0 | 0 | 0.17036 | 0 | 0 | 0 | 0 | 0 | 0 | 0 | 0 | 0 | 0 | 0 | 0 | 0 | 0 | 0 | 0 | 0.047552 | 0.00054 | 0.00108 | 0.00163 | 0.00217 | 0.062335 | 0.054249 | 0.024058 |  | 0.2095 | 0.275 | 0.3956 | 0.5453
2014-04-22 | 17時 |  | 4.0815 | 0 | 1.0947 | 0 | [9 empty] | 0.3009 | 0 | 0 | 0 | 0 | 0.17587 | 0 | 0 | 0 | 0 | 0 | 0 | 0 | 0 | 0 | 0 | 0 | 0 | 0 | 0 | 0 | 0 | 0.047552 | 0.00642 | 0.01284 | 0.01926 | 0.02568 | 0.12467 | 0.1085 | 0.026923 |  | 0.2423 | 0.2781 | 0.3689 | 0.5187
2014-04-22 | 18時 |  | 2.2027 | 0 | 0 | 0 | [9 empty] | 0.21294 | 0 | 0 | 0 | 0 | 0 | 0 | 0 | 0 | 0 | 0 | 0 | 0 | 0 | 0 | 0 | 0 | 0 | 0 | 0 | 0 | 0 | 0.047552 | 0.00642 | 0.01284 | 0.01926 | 0.02568 | 0.21072 | 0.1085 | 0 |  | 0.1819 | 0.2177 | 0.2978 | 0.4476
2014-04-22 | 19時 |  | 3.0226 | 0 | 5.0357 | 0 | [9 empty] | 0.27547 | 0 | 0 | 0 | 0 | 0.45071 | 0 | 0 | 0 | 0 | 0 | 0 | 0 | 0 | 0 | 0 | 0 | 0 | 0 | 0 | 0 | 0 | 0.047552 | 0.00013 | 0.00025 | 0.00038 | 0.0005 | 0.12879 | 0 | 0.006537 |  | 0.0998 | 0.1355 | 0.2049 | 0.2056
2014-04-22 | 20時 |  | 2.9845 | 0 | 2.4652 | 0 | [9 empty] | 0.26046 | 0 | 0 | 0 | 0 | 0.36381 | 0 | 0 | 0 | 0 | 0 | 0 | 0 | 0 | 0 | 0 | 0 | 0 | 0 | 0 | 0 | 0 | 0.047552 | 0.00033 | 0.00067 | 0.001 | 0.00133 | 0.16769 | 0.10779 | 0.006537 |  | 0.0917 | 0.1275 | 0.2183 | 0.219
2014-04-22 | 21時 |  | 3.4276 | 0 | 1.9182 | 0 | [9 empty] | 0.28643 | 0 | 0 | 0 | 0 | 0.35528 | 0 | 0 | 0 | 0 | 0 | 0 | 0 | 0 | 0 | 0 | 0 | 0 | 0 | 0 | 0 | 0 | 0.047552 | 0.00628 | 0.01256 | 0.01884 | 0.02512 | 0.12467 | 0.18846 | 0.012659 |  | 0.1755 | 0.2411 | 0.3458 | 0.3465
2014-04-22 | 22時 |  | 0 | 0 | 0 | 0 | [9 empty] | 0 | 0 | 0 | 0 | 0 | 0 | 0 | 0 | 0 | 0 | 0 | 0 | 0 | 0 | 0 | 0 | 0 | 0 | 0 | 0 | 0 | 0 | 0.047552 | 0.00649 | 0.01298 | 0.01947 | 0.02595 | 0.12467 | 0.16133 | 0.043827 |  | 0.1139 | 0.1795 | 0.3002 | 0.3009
2014-04-22 | 23時 |  | 0 | 0 | 0 | 0 | [9 empty] | 0 | 0 | 0 | 0 | 0 | 0 | 0 | 0 | 0 | 0 | 0 | 0 | 0 | 0 | 0 | 0 | 0 | 0 | 0 | 0 | 0 | 0 | 0.047552 | 0.00331 | 0.00661 | 0.00992 | 0.01323 | 0.062335 | 0.15709 | 0.04296 |  | 0.1578 | 0.1578 | 0.1806 | 0.1812
2014-04-23 | 0時 |  | 0 | 0 | 0 | 0 | [9 empty] | 0 | 0 | 0 | 0 | 0 | 0 | 0 | 0 | 0 | 0 | 0 | 0 | 0 | 0 | 0 | 0 | 0 | 0 | 0 | 0 | 0 | 0 | 0.047552 | 0.00013 | 0.00025 | 0.00038 | 0.0005 | 0 | 0 | 0 |  | 0.1578 | 0.1578 | 0.1806 | 0.1812
2014-04-23 | 1時 |  | 0 | 0 | 0 | 0 | [9 empty] | 0 | 0 | 0 | 0 | 0 | 0 | 0 | 0 | 0 | 0 | 0 | 0 | 0 | 0 | 0 | 0 | 0 | 0 | 0 | 0 | 0 | 0 | 0.047552 | 0.00013 | 0.00025 | 0.00038 | 0.0005 | 0 | 0 | 0 |  | 0.0483 | 0.0483 | 0.0711 | 0.0717
2014-04-23 | 2時 |  | 0 | 0 | 0 | 0 | [9 empty] | 0 | 0 | 0 | 0 | 0 | 0 | 0 | 0 | 0 | 0 | 0 | 0 | 0 | 0 | 0 | 0 | 0 | 0 | 0 | 0 | 0 | 0 | 0.047552 | 0.00013 | 0.00025 | 0.00038 | 0.0005 | 0 | 0 | 0 |  | 0.056 | 0.0561 | 0.0788 | 0.0795
2014-04-23 | 3時 |  | 0 | 0 | 0 | 0 | [9 empty] | 0 | 0 | 0 | 0 | 0 | 0 | 0 | 0 | 0 | 0 | 0 | 0 | 0 | 0 | 0 | 0 | 0 | 0 | 0 | 0 | 0 | 0 | 0.047552 | 0.00013 | 0.00025 | 0.00038 | 0.0005 | 0 | 0 | 0 |  | 0.056 | 0.0561 | 0.0788 | 0.0795
2014-04-23 | 4時 |  | 0 | 0 | 0 | 0 | [9 empty] | 0 | 0 | 0 | 0 | 0 | 0 | 0 | 0 | 0 | 0 | 0 | 0 | 0 | 0 | 0 | 0 | 0 | 0 | 0 | 0 | 0 | 0 | 0.047552 | 0.00013 | 0.00025 | 0.00038 | 0.0005 | 0 | 0 | 0 |  | 0.0483 | 0.0483 | 0.0711 | 0.0717
2014-04-23 | 5時 |  | 0 | 0 | 0 | 0 | [9 empty] | 0 | 0 | 0 | 0 | 0 | 0 | 0 | 0 | 0 | 0 | 0 | 0 | 0 | 0 | 0 | 0 | 0 | 0 | 0 | 0 | 0 | 0 | 0.047552 | 0.00013 | 0.00025 | 0.00038 | 0.0005 | 0 | 0 | 0 |  | 0.056 | 0.0561 | 0.0788 | 0.0795
2014-04-23 | 6時 |  | 0 | 0 | 0 | 0 | [9 empty] | 0 | 0 | 0 | 0 | 0 | 0 | 0 | 0 | 0 | 0 | 0 | 0 | 0 | 0 | 0 | 0 | 0 | 0 | 0 | 0 | 0 | 0 | 0.047552 | 0.00013 | 0.00025 | 0.00038 | 0.0005 | 0 | 0 | 0 |  | 0.056 | 0.0561 | 0.0788 | 0.0795
2014-04-23 | 7時 |  | 11.899 | 0 | 5.0346 | 0 | [9 empty] | 0.87325 | 0 | 0 | 0 | 0 | 0.33831 | 0 | 0 | 0 | 0 | 0 | 0 | 0 | 0 | 0 | 0 | 0 | 0 | 0 | 0 | 0 | 0 | 0.047552 | 0.00054 | 0.00108 | 0.00163 | 0.00217 | 0 | 0.024649 | 0.022689 |  | 0.1168 | 0.1854 | 0.2767 | 0.2774
2014-04-23 | 8時 |  | 0.35402 | 0 | 4.0435 | 0 | [9 empty] | 0.12439 | 0 | 0 | 0 | 0 | 0.40919 | 0 | 0 | 0 | 0 | 0 | 0 | 0 | 0 | 0 | 0 | 0 | 0 | 0 | 0 | 0 | 0 | 0.047552 | 0.00379 | 0.00759 | 0.01138 | 0.01518 | 0.084877 | 0.078545 | 0.064582 |  | 0.2156 | 0.2812 | 0.3696 | 0.3702
2014-04-23 | 9時 |  | 0.02855 | 0 | 0.059624 | 0 | [9 empty] | 0.11115 | 0 | 0 | 0 | 0 | 0.33285 | 0 | 0 | 0 | 0 | 0 | 0 | 0 | 0 | 0 | 0 | 0 | 0 | 0 | 0 | 0 | 0 | 0.047552 | 0.00033 | 0.00067 | 0.001 | 0.00133 | 0.23209 | 0.16325 | 0.052059 |  | 0.2163 | 0.252 | 0.3265 | 0.3272
2014-04-23 | 10時 |  | 0.016008 | 0 | 0.0087254 | 0 | [9 empty] | 0.1097 | 0 | 0 | 0 | 0 | 0.33055 | 0 | 0 | 0 | 0 | 0 | 0 | 0 | 0 | 0 | 0 | 0 | 0 | 0 | 0 | 0 | 0 | 0.047552 | 0.00054 | 0.00108 | 0.00163 | 0.00217 | 0.12467 | 0.21558 | 0.037471 |  | 0.1917 | 0.2274 | 0.3128 | 0.3134
2014-04-23 | 11時 |  | 0.018899 | 0 | 0.0038866 | 0 | [9 empty] | 0.10937 | 0 | 0 | 0 | 0 | 0.16482 | 0 | 0 | 0 | 0 | 0 | 0 | 0 | 0 | 0 | 0 | 0 | 0 | 0 | 0 | 0 | 0 | 0.047552 | 0.00033 | 0.00067 | 0.001 | 0.00133 | 0.12467 | 0.21558 | 0 |  | 0.1994 | 0.2352 | 0.315 | 0.3157
2014-04-23 | 12時 |  | 0.017527 | 0 | 0 | 0 | [9 empty] | 0.10789 | 0 | 0 | 0 | 0 | 0 | 0 | 0 | 0 | 0 | 0 | 0 | 0 | 0 | 0 | 0 | 0 | 0 | 0 | 0 | 0 | 0 | 0.047552 | 0.00338 | 0.00675 | 0.01013 | 0.01351 | 0.14721 | 0.13456 | 0.018352 |  | 0.1983 | 0.2727 | 0.3698 | 0.3705
2014-04-23 | 13時 |  | 0 | 0 | 0 | 0 | [9 empty] | 0 | 0 | 0 | 0 | 0 | 0 | 0 | 0 | 0 | 0 | 0 | 0 | 0 | 0 | 0 | 0 | 0 | 0 | 0 | 0 | 0 | 0 | 0.047552 | 0.00033 | 0.00067 | 0.001 | 0.00133 | 0.13756 | 0.026771 | 0.023629 |  | 0.0483 | 0.0483 | 0.0711 | 0.0717
2014-04-23 | 14時 |  | 0 | 0 | 0 | 0 | [9 empty] | 0 | 0 | 0 | 0 | 0 | 0 | 0 | 0 | 0 | 0 | 0 | 0 | 0 | 0 | 0 | 0 | 0 | 0 | 0 | 0 | 0 | 0 | 0.047552 | 0.00013 | 0.00025 | 0.00038 | 0.0005 | 0 | 0 | 0 |  | 0.056 | 0.0561 | 0.0788 | 0.0795
2014-04-23 | 15時 |  | 0.053246 | 0 | 0.013024 | 0 | [9 empty] | 0.10966 | 0 | 0 | 0 | 0 | 0.16393 | 0 | 0 | 0 | 0 | 0 | 0 | 0 | 0 | 0 | 0 | 0 | 0 | 0 | 0 | 0 | 0 | 0.047552 | 0.00013 | 0.00025 | 0.00038 | 0.0005 | 0 | 0 | 0 |  | 0.056 | 0.0561 | 0.0788 | 0.0795
2014-04-23 | 16時 |  | 0.068494 | 0 | 0.0062886 | 0 | [9 empty] | 0.11093 | 0 | 0 | 0 | 0 | 0.16474 | 0 | 0 | 0 | 0 | 0 | 0 | 0 | 0 | 0 | 0 | 0 | 0 | 0 | 0 | 0 | 0 | 0.047552 | 0.00054 | 0.00108 | 0.00163 | 0.00217 | 0.062335 | 0.054249 | 0.024058 |  | 0.2095 | 0.275 | 0.3956 | 0.5453
2014-04-23 | 17時 |  | 1.68 | 0 | 0.015207 | 0 | [9 empty] | 0.17535 | 0 | 0 | 0 | 0 | 0.16642 | 0 | 0 | 0 | 0 | 0 | 0 | 0 | 0 | 0 | 0 | 0 | 0 | 0 | 0 | 0 | 0 | 0.047552 | 0.00642 | 0.01284 | 0.01926 | 0.02568 | 0.12467 | 0.1085 | 0.026923 |  | 0.2423 | 0.2781 | 0.3689 | 0.5187
2014-04-23 | 18時 |  | 0.64456 | 0 | 0 | 0 | [9 empty] | 0.13741 | 0 | 0 | 0 | 0 | 0 | 0 | 0 | 0 | 0 | 0 | 0 | 0 | 0 | 0 | 0 | 0 | 0 | 0 | 0 | 0 | 0 | 0.047552 | 0.00642 | 0.01284 | 0.01926 | 0.02568 | 0.21072 | 0.1085 | 0 |  | 0.1819 | 0.2177 | 0.2978 | 0.4476
2014-04-23 | 19時 |  | 1.5727 | 0 | 1.9341 | 0 | [9 empty] | 0.18853 | 0 | 0 | 0 | 0 | 0.35678 | 0 | 0 | 0 | 0 | 0 | 0 | 0 | 0 | 0 | 0 | 0 | 0 | 0 | 0 | 0 | 0 | 0.047552 | 0.00013 | 0.00025 | 0.00038 | 0.0005 | 0.12879 | 0 | 0.006537 |  | 0.0998 | 0.1355 | 0.2049 | 0.2056
2014-04-23 | 20時 |  | 2.2016 | 0 | 1.6568 | 0 | [9 empty] | 0.23506 | 0 | 0 | 0 | 0 | 0.35851 | 0 | 0 | 0 | 0 | 0 | 0 | 0 | 0 | 0 | 0 | 0 | 0 | 0 | 0 | 0 | 0 | 0.047552 | 0.00033 | 0.00067 | 0.001 | 0.00133 | 0.16769 | 0.10779 | 0.006537 |  | 0.0917 | 0.1275 | 0.2183 | 0.219
2014-04-23 | 21時 |  | 2.7663 | 0 | 1.3624 | 0 | [9 empty] | 0.25723 | 0 | 0 | 0 | 0 | 0.35116 | 0 | 0 | 0 | 0 | 0 | 0 | 0 | 0 | 0 | 0 | 0 | 0 | 0 | 0 | 0 | 0 | 0.047552 | 0.00628 | 0.01256 | 0.01884 | 0.02512 | 0.12467 | 0.18846 | 0.012659 |  | 0.1755 | 0.2411 | 0.3458 | 0.3465
2014-04-23 | 22時 |  | 0 | 0 | 0 | 0 | [9 empty] | 0 | 0 | 0 | 0 | 0 | 0 | 0 | 0 | 0 | 0 | 0 | 0 | 0 | 0 | 0 | 0 | 0 | 0 | 0 | 0 | 0 | 0 | 0.047552 | 0.00649 | 0.01298 | 0.01947 | 0.02595 | 0.12467 | 0.16133 | 0.043827 |  | 0.1139 | 0.1795 | 0.3002 | 0.3009
2014-04-23 | 23時 |  | 0 | 0 | 0 | 0 | [9 empty] | 0 | 0 | 0 | 0 | 0 | 0 | 0 | 0 | 0 | 0 | 0 | 0 | 0 | 0 | 0 | 0 | 0 | 0 | 0 | 0 | 0 | 0 | 0.047552 | 0.00331 | 0.00661 | 0.00992 | 0.01323 | 0.062335 | 0.15709 | 0.04296 |  | 0.1578 | 0.1578 | 0.1806 | 0.1812
2014-04-24 | 0時 |  | 0 | 0 | 0 | 0 | [9 empty] | 0 | 0 | 0 | 0 | 0 | 0 | 0 | 0 | 0 | 0 | 0 | 0 | 0 | 0 | 0 | 0 | 0 | 0 | 0 | 0 | 0 | 0 | 0.047552 | 0.00013 | 0.00025 | 0.00038 | 0.0005 | 0 | 0.078899 | 0.011656 |  | 0.1578 | 0.1578 | 0.1806 | 0.1812
2014-04-24 | 1時 |  | 0 | 0 | 0 | 0 | [9 empty] | 0 | 0 | 0 | 0 | 0 | 0 | 0 | 0 | 0 | 0 | 0 | 0 | 0 | 0 | 0 | 0 | 0 | 0 | 0 | 0 | 0 | 0 | 0.047552 | 0.00013 | 0.00025 | 0.00038 | 0.0005 | 0 | 0 | 0 |  | 0.0483 | 0.0483 | 0.0711 | 0.0717
2014-04-24 | 2時 |  | 0 | 0 | 0 | 0 | [9 empty] | 0 | 0 | 0 | 0 | 0 | 0 | 0 | 0 | 0 | 0 | 0 | 0 | 0 | 0 | 0 | 0 | 0 | 0 | 0 | 0 | 0 | 0 | 0.047552 | 0.00013 | 0.00025 | 0.00038 | 0.0005 | 0 | 0 | 0 |  | 0.056 | 0.0561 | 0.0788 | 0.0795
2014-04-24 | 3時 |  | 0 | 0 | 0 | 0 | [9 empty] | 0 | 0 | 0 | 0 | 0 | 0 | 0 | 0 | 0 | 0 | 0 | 0 | 0 | 0 | 0 | 0 | 0 | 0 | 0 | 0 | 0 | 0 | 0.047552 | 0.00013 | 0.00025 | 0.00038 | 0.0005 | 0 | 0 | 0 |  | 0.056 | 0.0561 | 0.0788 | 0.0795
2014-04-24 | 4時 |  | 0 | 0 | 0 | 0 | [9 empty] | 0 | 0 | 0 | 0 | 0 | 0 | 0 | 0 | 0 | 0 | 0 | 0 | 0 | 0 | 0 | 0 | 0 | 0 | 0 | 0 | 0 | 0 | 0.047552 | 0.00013 | 0.00025 | 0.00038 | 0.0005 | 0 | 0 | 0 |  | 0.0483 | 0.0483 | 0.0711 | 0.0717
2014-04-24 | 5時 |  | 17.7625 | 0 | 0 | 0 | [9 empty] | 2.4247 | 0 | 0 | 0 | 0 | 0 | 0 | 0 | 0 | 0 | 0 | 0 | 0 | 0 | 0 | 0 | 0 | 0 | 0 | 0 | 0 | 0 | 0.047552 | 0.00013 | 0.00025 | 0.00038 | 0.0005 | 0 | 0 | 0 |  | 0.056 | 0.0561 | 0.0788 | 0.0795
2014-04-24 | 6時 |  | 5.7521 | 0 | 0 | 0 | [9 empty] | 0.56977 | 0 | 0 | 0 | 0 | 0 | 0 | 0 | 0 | 0 | 0 | 0 | 0 | 0 | 0 | 0 | 0 | 0 | 0 | 0 | 0 | 0 | 0.047552 | 0.00338 | 0.00675 | 0.01013 | 0.01351 | 0 | 0.024649 | 0.011815 |  | 0.1925 | 0.2611 | 0.3525 | 0.3531
2014-04-24 | 7時 |  | 3.3735 | 0 | 0 | 0 | [9 empty] | 0.29965 | 0 | 0 | 0 | 0 | 0 | 0 | 0 | 0 | 0 | 0 | 0 | 0 | 0 | 0 | 0 | 0 | 0 | 0 | 0 | 0 | 0 | 0.047552 | 0.00054 | 0.00108 | 0.00163 | 0.00217 | 0.13859 | 0.053895 | 0.036861 |  | 0.1524 | 0.248 | 0.3662 | 0.3669
2014-04-24 | 8時 |  | 1.5914 | 0 | 0 | 0 | [9 empty] | 0.18874 | 0 | 0 | 0 | 0 | 0 | 0 | 0 | 0 | 0 | 0 | 0 | 0 | 0 | 0 | 0 | 0 | 0 | 0 | 0 | 0 | 0 | 0.047552 | 0.00054 | 0.00108 | 0.00163 | 0.00217 | 0.093503 | 0 | 0.035602 |  | 0.1091 | 0.1448 | 0.2032 | 0.2039
2014-04-24 | 9時 |  | 0 | 0 | 0 | 0 | [9 empty] | 0 | 0 | 0 | 0 | 0 | 0 | 0 | 0 | 0 | 0 | 0 | 0 | 0 | 0 | 0 | 0 | 0 | 0 | 0 | 0 | 0 | 0 | 0.047552 | 0.00013 | 0.00025 | 0.00038 | 0.0005 | 0.17838 | 0.10971 | 0.042749 |  | 0.3011 | 0.3368 | 0.3953 | 0.396
2014-04-24 | 10時 |  | 0 | 0 | 0 | 0 | [9 empty] | 0 | 0 | 0 | 0 | 0 | 0 | 0 | 0 | 0 | 0 | 0 | 0 | 0 | 0 | 0 | 0 | 0 | 0 | 0 | 0 | 0 | 0 | 0.047552 | 0.00033 | 0.00067 | 0.001 | 0.00133 | 0.093503 | 0 | 0.012523 |  | 0.0483 | 0.0483 | 0.0711 | 0.0717
2014-04-24 | 11時 |  | 1.4438 | 0 | 0 | 0 | [9 empty] | 0.16486 | 0 | 0 | 0 | 0 | 0 | 0 | 0 | 0 | 0 | 0 | 0 | 0 | 0 | 0 | 0 | 0 | 0 | 0 | 0 | 0 | 0 | 0.047552 | 0.00013 | 0.00025 | 0.00038 | 0.0005 | 0 | 0 | 0.0052775 |  | 0.056 | 0.0561 | 0.0788 | 0.0795
2014-04-24 | 12時 |  | 0.04686 | 0 | 0 | 0 | [9 empty] | 0.1132 | 0 | 0 | 0 | 0 | 0 | 0 | 0 | 0 | 0 | 0 | 0 | 0 | 0 | 0 | 0 | 0 | 0 | 0 | 0 | 0 | 0 | 0.047552 | 0.00338 | 0.00675 | 0.01013 | 0.01351 | 0.05371 | 0 | 0.0052775 |  | 0.1983 | 0.2727 | 0.3698 | 0.3705
2014-04-24 | 13時 |  | 0 | 0 | 0 | 0 | [9 empty] | 0 | 0 | 0 | 0 | 0 | 0 | 0 | 0 | 0 | 0 | 0 | 0 | 0 | 0 | 0 | 0 | 0 | 0 | 0 | 0 | 0 | 0 | 0.047552 | 0.00033 | 0.00067 | 0.001 | 0.00133 | 0.11604 | 0 | 0 |  | 0.0483 | 0.0483 | 0.0711 | 0.0717
2014-04-24 | 14時 |  | 0 | 0 | 0 | 0 | [9 empty] | 0 | 0 | 0 | 0 | 0 | 0 | 0 | 0 | 0 | 0 | 0 | 0 | 0 | 0 | 0 | 0 | 0 | 0 | 0 | 0 | 0 | 0 | 0.047552 | 0.00013 | 0.00025 | 0.00038 | 0.0005 | 0.031168 | 0 | 0.017801 |  | 0.056 | 0.0561 | 0.0788 | 0.0795
2014-04-24 | 15時 |  | 2.0723 | 0 | 0 | 0 | [9 empty] | 0.20407 | 0 | 0 | 0 | 0 | 0 | 0 | 0 | 0 | 0 | 0 | 0 | 0 | 0 | 0 | 0 | 0 | 0 | 0 | 0 | 0 | 0 | 0.047552 | 0.00013 | 0.00025 | 0.00038 | 0.0005 | 0 | 0 | 0 |  | 0.056 | 0.0561 | 0.0788 | 0.0795
2014-04-24 | 16時 |  | 1.5248 | 0 | 0 | 0 | [9 empty] | 0.18271 | 0 | 0 | 0 | 0 | 0 | 0 | 0 | 0 | 0 | 0 | 0 | 0 | 0 | 0 | 0 | 0 | 0 | 0 | 0 | 0 | 0 | 0.047552 | 0.00033 | 0.00067 | 0.001 | 0.00133 | 0.062335 | 0 | 0.0052775 |  | 0.0483 | 0.0483 | 0.0711 | 0.0717
2014-04-24 | 17時 |  | 4.1947 | 0 | 2.503 | 0 | [9 empty] | 0.33024 | 0 | 0 | 0 | 0 | 0.21908 | 0 | 0 | 0 | 0 | 0 | 0 | 0 | 0 | 0 | 0 | 0 | 0 | 0 | 0 | 0 | 0 | 0.047552 | 0.00033 | 0.00067 | 0.001 | 0.00133 | 0.10536 | 0 | 0.0082775 |  | 0.1304 | 0.2048 | 0.3019 | 0.3026
2014-04-24 | 18時 |  | 5.0798 | 0 | 0 | 0 | [9 empty] | 0.3971 | 0 | 0 | 0 | 0 | 0 | 0 | 0 | 0 | 0 | 0 | 0 | 0 | 0 | 0 | 0 | 0 | 0 | 0 | 0 | 0 | 0 | 0.047552 | 0.00642 | 0.01284 | 0.01926 | 0.02568 | 0.12467 | 0 | 0.0082775 |  | 0.303 | 0.3387 | 0.3972 | 0.5469
2014-04-24 | 19時 |  | 2.6472 | 0 | 3.0677 | 0 | [9 empty] | 0.2618 | 0 | 0 | 0 | 0 | 0.24939 | 0 | 0 | 0 | 0 | 0 | 0 | 0 | 0 | 0 | 0 | 0 | 0 | 0 | 0 | 0 | 0 | 0.047552 | 0.00642 | 0.01284 | 0.01926 | 0.02568 | 0.21072 | 0.10708 | 0.0082775 |  | 0.0991 | 0.1348 | 0.1932 | 0.1939
2014-04-24 | 20時 |  | 3.3619 | 0 | 3.2172 | 0 | [9 empty] | 0.3059 | 0 | 0 | 0 | 0 | 0.25799 | 0 | 0 | 0 | 0 | 0 | 0 | 0 | 0 | 0 | 0 | 0 | 0 | 0 | 0 | 0 | 0 | 0.047552 | 0.00033 | 0.00067 | 0.001 | 0.00133 | 0.14927 | 0.027125 | 0 |  | 0.0917 | 0.1275 | 0.2102 | 0.2109
2014-04-24 | 21時 |  | 3.9735 | 0 | 3.7052 | 0 | [9 empty] | 0.34928 | 0 | 0 | 0 | 0 | 0.41274 | 0 | 0 | 0 | 0 | 0 | 0 | 0 | 0 | 0 | 0 | 0 | 0 | 0 | 0 | 0 | 0 | 0.047552 | 0.00033 | 0.00067 | 0.001 | 0.00133 | 0.14618 | 0.10814 | 0.031304 |  | 0.1216 | 0.1873 | 0.2837 | 0.2844
2014-04-24 | 22時 |  | 4.378 | 0 | 1.4727 | 0 | [9 empty] | 0.37371 | 0 | 0 | 0 | 0 | 0.19427 | 0 | 0 | 0 | 0 | 0 | 0 | 0 | 0 | 0 | 0 | 0 | 0 | 0 | 0 | 0 | 0 | 0.047552 | 0.00628 | 0.01256 | 0.01884 | 0.02512 | 0.12467 | 0.16133 | 0.043827 |  | 0.1738 | 0.1917 | 0.262 | 0.2626
2014-04-24 | 23時 |  | 0 | 0 | 0 | 0 | [9 empty] | 0 | 0 | 0 | 0 | 0 | 0 | 0 | 0 | 0 | 0 | 0 | 0 | 0 | 0 | 0 | 0 | 0 | 0 | 0 | 0 | 0 | 0 | 0.047552 | 0.0067 | 0.01339 | 0.02009 | 0.02679 | 0.12467 | 0.18881 | 0.031848 |  | 0.1877 | 0.2176 | 0.2756 | 0.2763
2014-04-25 | 0時 |  | 0 | 0 | 0 | 0 | [9 empty] | 0 | 0 | 0 | 0 | 0 | 0 | 0 | 0 | 0 | 0 | 0 | 0 | 0 | 0 | 0 | 0 | 0 | 0 | 0 | 0 | 0 | 0 | 0.047552 | 0.00013 | 0.00025 | 0.00038 | 0.0005 | 0 | 0.078899 | 0.011656 |  | 0.1578 | 0.1578 | 0.1806 | 0.1812
2014-04-25 | 1時 |  | 0 | 0 | 0 | 0 | [9 empty] | 0 | 0 | 0 | 0 | 0 | 0 | 0 | 0 | 0 | 0 | 0 | 0 | 0 | 0 | 0 | 0 | 0 | 0 | 0 | 0 | 0 | 0 | 0.047552 | 0.00013 | 0.00025 | 0.00038 | 0.0005 | 0 | 0 | 0 |  | 0.0483 | 0.0483 | 0.0711 | 0.0717
2014-04-25 | 2時 |  | 0 | 0 | 0 | 0 | [9 empty] | 0 | 0 | 0 | 0 | 0 | 0 | 0 | 0 | 0 | 0 | 0 | 0 | 0 | 0 | 0 | 0 | 0 | 0 | 0 | 0 | 0 | 0 | 0.047552 | 0.00013 | 0.00025 | 0.00038 | 0.0005 | 0 | 0 | 0 |  | 0.056 | 0.0561 | 0.0788 | 0.0795
2014-04-25 | 3時 |  | 0 | 0 | 0 | 0 | [9 empty] | 0 | 0 | 0 | 0 | 0 | 0 | 0 | 0 | 0 | 0 | 0 | 0 | 0 | 0 | 0 | 0 | 0 | 0 | 0 | 0 | 0 | 0 | 0.047552 | 0.00013 | 0.00025 | 0.00038 | 0.0005 | 0 | 0 | 0 |  | 0.056 | 0.0561 | 0.0788 | 0.0795
2014-04-25 | 4時 |  | 0 | 0 | 0 | 0 | [9 empty] | 0 | 0 | 0 | 0 | 0 | 0 | 0 | 0 | 0 | 0 | 0 | 0 | 0 | 0 | 0 | 0 | 0 | 0 | 0 | 0 | 0 | 0 | 0.047552 | 0.00013 | 0.00025 | 0.00038 | 0.0005 | 0 | 0 | 0 |  | 0.0483 | 0.0483 | 0.0711 | 0.0717
2014-04-25 | 5時 |  | 19.951 | 0 | 0 | 0 | [9 empty] | 1.9143 | 0 | 0 | 0 | 0 | 0 | 0 | 0 | 0 | 0 | 0 | 0 | 0 | 0 | 0 | 0 | 0 | 0 | 0 | 0 | 0 | 0 | 0.047552 | 0.00013 | 0.00025 | 0.00038 | 0.0005 | 0 | 0 | 0 |  | 0.056 | 0.0561 | 0.0788 | 0.0795
2014-04-25 | 6時 |  | 5.1453 | 0 | 0 | 0 | [9 empty] | 0.4124 | 0 | 0 | 0 | 0 | 0 | 0 | 0 | 0 | 0 | 0 | 0 | 0 | 0 | 0 | 0 | 0 | 0 | 0 | 0 | 0 | 0 | 0.047552 | 0.00338 | 0.00675 | 0.01013 | 0.01351 | 0 | 0.024649 | 0.011815 |  | 0.1925 | 0.2611 | 0.3525 | 0.3531
2014-04-25 | 7時 |  | 3.552 | 0 | 0 | 0 | [9 empty] | 0.29915 | 0 | 0 | 0 | 0 | 0 | 0 | 0 | 0 | 0 | 0 | 0 | 0 | 0 | 0 | 0 | 0 | 0 | 0 | 0 | 0 | 0 | 0.047552 | 0.00054 | 0.00108 | 0.00163 | 0.00217 | 0.13859 | 0.053895 | 0.036861 |  | 0.1524 | 0.248 | 0.3662 | 0.3669
2014-04-25 | 8時 |  | 2.3748 | 0 | 0 | 0 | [9 empty] | 0.22415 | 0 | 0 | 0 | 0 | 0 | 0 | 0 | 0 | 0 | 0 | 0 | 0 | 0 | 0 | 0 | 0 | 0 | 0 | 0 | 0 | 0 | 0.047552 | 0.00054 | 0.00108 | 0.00163 | 0.00217 | 0.093503 | 0 | 0.035602 |  | 0.1091 | 0.1448 | 0.2032 | 0.2039
2014-04-25 | 9時 |  | 0 | 0 | 0 | 0 | [9 empty] | 0 | 0 | 0 | 0 | 0 | 0 | 0 | 0 | 0 | 0 | 0 | 0 | 0 | 0 | 0 | 0 | 0 | 0 | 0 | 0 | 0 | 0 | 0.047552 | 0.00013 | 0.00025 | 0.00038 | 0.0005 | 0.17838 | 0.10971 | 0.042749 |  | 0.3011 | 0.3368 | 0.3953 | 0.396
2014-04-25 | 10時 |  | 0 | 0 | 0 | 0 | [9 empty] | 0 | 0 | 0 | 0 | 0 | 0 | 0 | 0 | 0 | 0 | 0 | 0 | 0 | 0 | 0 | 0 | 0 | 0 | 0 | 0 | 0 | 0 | 0.047552 | 0.00033 | 0.00067 | 0.001 | 0.00133 | 0.093503 | 0 | 0.012523 |  | 0.0483 | 0.0483 | 0.0711 | 0.0717
2014-04-25 | 11時 |  | 4.1872 | 0 | 0 | 0 | [9 empty] | 0.29241 | 0 | 0 | 0 | 0 | 0 | 0 | 0 | 0 | 0 | 0 | 0 | 0 | 0 | 0 | 0 | 0 | 0 | 0 | 0 | 0 | 0 | 0.047552 | 0.00013 | 0.00025 | 0.00038 | 0.0005 | 0 | 0 | 0.0052775 |  | 0.056 | 0.0561 | 0.0788 | 0.0795
2014-04-25 | 12時 |  | 1.7439 | 0 | 0 | 0 | [9 empty] | 0.1879 | 0 | 0 | 0 | 0 | 0 | 0 | 0 | 0 | 0 | 0 | 0 | 0 | 0 | 0 | 0 | 0 | 0 | 0 | 0 | 0 | 0 | 0.047552 | 0.00338 | 0.00675 | 0.01013 | 0.01351 | 0.05371 | 0 | 0.0052775 |  | 0.1983 | 0.2727 | 0.3698 | 0.3705
2014-04-25 | 13時 |  | 0 | 0 | 0 | 0 | [9 empty] | 0 | 0 | 0 | 0 | 0 | 0 | 0 | 0 | 0 | 0 | 0 | 0 | 0 | 0 | 0 | 0 | 0 | 0 | 0 | 0 | 0 | 0 | 0.047552 | 0.00033 | 0.00067 | 0.001 | 0.00133 | 0.11604 | 0 | 0 |  | 0.0483 | 0.0483 | 0.0711 | 0.0717
2014-04-25 | 14時 |  | 0 | 0 | 0 | 0 | [9 empty] | 0 | 0 | 0 | 0 | 0 | 0 | 0 | 0 | 0 | 0 | 0 | 0 | 0 | 0 | 0 | 0 | 0 | 0 | 0 | 0 | 0 | 0 | 0.047552 | 0.00013 | 0.00025 | 0.00038 | 0.0005 | 0.031168 | 0 | 0.017801 |  | 0.056 | 0.0561 | 0.0788 | 0.0795
2014-04-25 | 15時 |  | 5.5076 | 0 | 0 | 0 | [9 empty] | 0.38281 | 0 | 0 | 0 | 0 | 0 | 0 | 0 | 0 | 0 | 0 | 0 | 0 | 0 | 0 | 0 | 0 | 0 | 0 | 0 | 0 | 0 | 0.047552 | 0.00013 | 0.00025 | 0.00038 | 0.0005 | 0 | 0 | 0 |  | 0.056 | 0.0561 | 0.0788 | 0.0795
2014-04-25 | 16時 |  | 2.9149 | 0 | 0 | 0 | [9 empty] | 0.23882 | 0 | 0 | 0 | 0 | 0 | 0 | 0 | 0 | 0 | 0 | 0 | 0 | 0 | 0 | 0 | 0 | 0 | 0 | 0 | 0 | 0 | 0.047552 | 0.00033 | 0.00067 | 0.001 | 0.00133 | 0.062335 | 0 | 0.0052775 |  | 0.0483 | 0.0483 | 0.0711 | 0.0717
2014-04-25 | 17時 |  | 4.9416 | 0 | 4.0216 | 0 | [9 empty] | 0.35677 | 0 | 0 | 0 | 0 | 0.27972 | 0 | 0 | 0 | 0 | 0 | 0 | 0 | 0 | 0 | 0 | 0 | 0 | 0 | 0 | 0 | 0 | 0.047552 | 0.00033 | 0.00067 | 0.001 | 0.00133 | 0.10536 | 0 | 0.0082775 |  | 0.1304 | 0.2048 | 0.3019 | 0.3026
2014-04-25 | 18時 |  | 5.2084 | 0 | 0 | 0 | [9 empty] | 0.38222 | 0 | 0 | 0 | 0 | 0 | 0 | 0 | 0 | 0 | 0 | 0 | 0 | 0 | 0 | 0 | 0 | 0 | 0 | 0 | 0 | 0 | 0.047552 | 0.00642 | 0.01284 | 0.01926 | 0.02568 | 0.12467 | 0 | 0.0082775 |  | 0.303 | 0.3387 | 0.3972 | 0.5469
2014-04-25 | 19時 |  | 2.6802 | 0 | 3.9547 | 0 | [9 empty] | 0.23951 | 0 | 0 | 0 | 0 | 0.27888 | 0 | 0 | 0 | 0 | 0 | 0 | 0 | 0 | 0 | 0 | 0 | 0 | 0 | 0 | 0 | 0 | 0.047552 | 0.00642 | 0.01284 | 0.01926 | 0.02568 | 0.21072 | 0.10708 | 0.0082775 |  | 0.0991 | 0.1348 | 0.1932 | 0.1939
2014-04-25 | 20時 |  | 3.1514 | 0 | 3.2428 | 0 | [9 empty] | 0.26487 | 0 | 0 | 0 | 0 | 0.24602 | 0 | 0 | 0 | 0 | 0 | 0 | 0 | 0 | 0 | 0 | 0 | 0 | 0 | 0 | 0 | 0 | 0.047552 | 0.00033 | 0.00067 | 0.001 | 0.00133 | 0.14927 | 0.027125 | 0 |  | 0.0917 | 0.1275 | 0.2102 | 0.2109
2014-04-25 | 21時 |  | 3.5238 | 0 | 3.4458 | 0 | [9 empty] | 0.28694 | 0 | 0 | 0 | 0 | 0.38809 | 0 | 0 | 0 | 0 | 0 | 0 | 0 | 0 | 0 | 0 | 0 | 0 | 0 | 0 | 0 | 0 | 0.047552 | 0.00033 | 0.00067 | 0.001 | 0.00133 | 0.14618 | 0.10814 | 0.031304 |  | 0.1216 | 0.1873 | 0.2837 | 0.2844
2014-04-25 | 22時 |  | 3.7692 | 0 | 1.2817 | 0 | [9 empty] | 0.30026 | 0 | 0 | 0 | 0 | 0.18226 | 0 | 0 | 0 | 0 | 0 | 0 | 0 | 0 | 0 | 0 | 0 | 0 | 0 | 0 | 0 | 0 | 0.047552 | 0.00628 | 0.01256 | 0.01884 | 0.02512 | 0.12467 | 0.16133 | 0.043827 |  | 0.1738 | 0.1917 | 0.262 | 0.2626
2014-04-25 | 23時 |  | 0 | 0 | 0 | 0 | [9 empty] | 0 | 0 | 0 | 0 | 0 | 0 | 0 | 0 | 0 | 0 | 0 | 0 | 0 | 0 | 0 | 0 | 0 | 0 | 0 | 0 | 0 | 0 | 0.047552 | 0.0067 | 0.01339 | 0.02009 | 0.02679 | 0.12467 | 0.18881 | 0.031848 |  | 0.1877 | 0.2176 | 0.2756 | 0.2763
2014-04-26 | 0時 |  | 0 | 0 | 0 | 0 | [9 empty] | 0 | 0 | 0 | 0 | 0 | 0 | 0 | 0 | 0 | 0 | 0 | 0 | 0 | 0 | 0 | 0 | 0 | 0 | 0 | 0 | 0 | 0 | 0.047552 | 0.00013 | 0.00025 | 0.00038 | 0.0005 | 0 | 0.078899 | 0.011656 |  | 0.1578 | 0.1578 | 0.1806 | 0.1812
2014-04-26 | 1時 |  | 0 | 0 | 0 | 0 | [9 empty] | 0 | 0 | 0 | 0 | 0 | 0 | 0 | 0 | 0 | 0 | 0 | 0 | 0 | 0 | 0 | 0 | 0 | 0 | 0 | 0 | 0 | 0 | 0.047552 | 0.00013 | 0.00025 | 0.00038 | 0.0005 | 0 | 0 | 0 |  | 0.0483 | 0.0483 | 0.0711 | 0.0717
2014-04-26 | 2時 |  | 0 | 0 | 0 | 0 | [9 empty] | 0 | 0 | 0 | 0 | 0 | 0 | 0 | 0 | 0 | 0 | 0 | 0 | 0 | 0 | 0 | 0 | 0 | 0 | 0 | 0 | 0 | 0 | 0.047552 | 0.00013 | 0.00025 | 0.00038 | 0.0005 | 0 | 0 | 0 |  | 0.056 | 0.0561 | 0.0788 | 0.0795
2014-04-26 | 3時 |  | 0 | 0 | 0 | 0 | [9 empty] | 0 | 0 | 0 | 0 | 0 | 0 | 0 | 0 | 0 | 0 | 0 | 0 | 0 | 0 | 0 | 0 | 0 | 0 | 0 | 0 | 0 | 0 | 0.047552 | 0.00013 | 0.00025 | 0.00038 | 0.0005 | 0 | 0 | 0 |  | 0.056 | 0.0561 | 0.0788 | 0.0795
2014-04-26 | 4時 |  | 0 | 0 | 0 | 0 | [9 empty] | 0 | 0 | 0 | 0 | 0 | 0 | 0 | 0 | 0 | 0 | 0 | 0 | 0 | 0 | 0 | 0 | 0 | 0 | 0 | 0 | 0 | 0 | 0.047552 | 0.00013 | 0.00025 | 0.00038 | 0.0005 | 0 | 0 | 0 |  | 0.0483 | 0.0483 | 0.0711 | 0.0717
2014-04-26 | 5時 |  | 16.2036 | 0 | 0 | 0 | [9 empty] | 1.3522 | 0 | 0 | 0 | 0 | 0 | 0 | 0 | 0 | 0 | 0 | 0 | 0 | 0 | 0 | 0 | 0 | 0 | 0 | 0 | 0 | 0 | 0.047552 | 0.00013 | 0.00025 | 0.00038 | 0.0005 | 0 | 0 | 0 |  | 0.056 | 0.0561 | 0.0788 | 0.0795
2014-04-26 | 6時 |  | 4.3552 | 0 | 0 | 0 | [9 empty] | 0.33149 | 0 | 0 | 0 | 0 | 0 | 0 | 0 | 0 | 0 | 0 | 0 | 0 | 0 | 0 | 0 | 0 | 0 | 0 | 0 | 0 | 0 | 0.047552 | 0.00338 | 0.00675 | 0.01013 | 0.01351 | 0 | 0.024649 | 0.011815 |  | 0.1925 | 0.2611 | 0.3525 | 0.3531
2014-04-26 | 7時 |  | 1.1676 | 0 | 0 | 0 | [9 empty] | 0.15777 | 0 | 0 | 0 | 0 | 0 | 0 | 0 | 0 | 0 | 0 | 0 | 0 | 0 | 0 | 0 | 0 | 0 | 0 | 0 | 0 | 0 | 0.047552 | 0.00054 | 0.00108 | 0.00163 | 0.00217 | 0.13859 | 0.053895 | 0.036861 |  | 0.1524 | 0.248 | 0.3662 | 0.3669
2014-04-26 | 8時 |  | 0.022452 | 0 | 0 | 0 | [9 empty] | 0.10585 | 0 | 0 | 0 | 0 | 0 | 0 | 0 | 0 | 0 | 0 | 0 | 0 | 0 | 0 | 0 | 0 | 0 | 0 | 0 | 0 | 0 | 0.047552 | 0.00054 | 0.00108 | 0.00163 | 0.00217 | 0.093503 | 0 | 0.035602 |  | 0.1091 | 0.1448 | 0.2032 | 0.2039
2014-04-26 | 9時 |  | 0 | 0 | 0 | 0 | [9 empty] | 0 | 0 | 0 | 0 | 0 | 0 | 0 | 0 | 0 | 0 | 0 | 0 | 0 | 0 | 0 | 0 | 0 | 0 | 0 | 0 | 0 | 0 | 0.047552 | 0.00013 | 0.00025 | 0.00038 | 0.0005 | 0.17838 | 0.10971 | 0.042749 |  | 0.3011 | 0.3368 | 0.3953 | 0.396
2014-04-26 | 10時 |  | 0 | 0 | 0 | 0 | [9 empty] | 0 | 0 | 0 | 0 | 0 | 0 | 0 | 0 | 0 | 0 | 0 | 0 | 0 | 0 | 0 | 0 | 0 | 0 | 0 | 0 | 0 | 0 | 0.047552 | 0.00033 | 0.00067 | 0.001 | 0.00133 | 0.093503 | 0 | 0.012523 |  | 0.0483 | 0.0483 | 0.0711 | 0.0717
2014-04-26 | 11時 |  | 0.034175 | 0 | 0 | 0 | [9 empty] | 0.10445 | 0 | 0 | 0 | 0 | 0 | 0 | 0 | 0 | 0 | 0 | 0 | 0 | 0 | 0 | 0 | 0 | 0 | 0 | 0 | 0 | 0 | 0.047552 | 0.00013 | 0.00025 | 0.00038 | 0.0005 | 0 | 0 | 0.0052775 |  | 0.056 | 0.0561 | 0.0788 | 0.0795
2014-04-26 | 12時 |  | 0.01234 | 0 | 0 | 0 | [9 empty] | 0.10268 | 0 | 0 | 0 | 0 | 0 | 0 | 0 | 0 | 0 | 0 | 0 | 0 | 0 | 0 | 0 | 0 | 0 | 0 | 0 | 0 | 0 | 0.047552 | 0.00338 | 0.00675 | 0.01013 | 0.01351 | 0.05371 | 0 | 0.0052775 |  | 0.1983 | 0.2727 | 0.3698 | 0.3705
2014-04-26 | 13時 |  | 0 | 0 | 0 | 0 | [9 empty] | 0 | 0 | 0 | 0 | 0 | 0 | 0 | 0 | 0 | 0 | 0 | 0 | 0 | 0 | 0 | 0 | 0 | 0 | 0 | 0 | 0 | 0 | 0.047552 | 0.00033 | 0.00067 | 0.001 | 0.00133 | 0.11604 | 0 | 0 |  | 0.0483 | 0.0483 | 0.0711 | 0.0717
2014-04-26 | 14時 |  | 0 | 0 | 0 | 0 | [9 empty] | 0 | 0 | 0 | 0 | 0 | 0 | 0 | 0 | 0 | 0 | 0 | 0 | 0 | 0 | 0 | 0 | 0 | 0 | 0 | 0 | 0 | 0 | 0.047552 | 0.00013 | 0.00025 | 0.00038 | 0.0005 | 0.031168 | 0 | 0.017801 |  | 0.056 | 0.0561 | 0.0788 | 0.0795
2014-04-26 | 15時 |  | 0.021754 | 0 | 0 | 0 | [9 empty] | 0.10149 | 0 | 0 | 0 | 0 | 0 | 0 | 0 | 0 | 0 | 0 | 0 | 0 | 0 | 0 | 0 | 0 | 0 | 0 | 0 | 0 | 0 | 0.047552 | 0.00013 | 0.00025 | 0.00038 | 0.0005 | 0 | 0 | 0 |  | 0.056 | 0.0561 | 0.0788 | 0.0795
2014-04-26 | 16時 |  | 0.0077168 | 0 | 0 | 0 | [9 empty] | 0.10138 | 0 | 0 | 0 | 0 | 0 | 0 | 0 | 0 | 0 | 0 | 0 | 0 | 0 | 0 | 0 | 0 | 0 | 0 | 0 | 0 | 0 | 0.047552 | 0.00033 | 0.00067 | 0.001 | 0.00133 | 0.062335 | 0 | 0.0052775 |  | 0.0483 | 0.0483 | 0.0711 | 0.0717
2014-04-26 | 17時 |  | 0.013584 | 0 | 0.013026 | 0 | [9 empty] | 0.10383 | 0 | 0 | 0 | 0 | 0.15988 | 0 | 0 | 0 | 0 | 0 | 0 | 0 | 0 | 0 | 0 | 0 | 0 | 0 | 0 | 0 | 0 | 0.047552 | 0.00033 | 0.00067 | 0.001 | 0.00133 | 0.10536 | 0 | 0.0082775 |  | 0.1304 | 0.2048 | 0.3019 | 0.3026
2014-04-26 | 18時 |  | 0.030962 | 0 | 0 | 0 | [9 empty] | 0.10573 | 0 | 0 | 0 | 0 | 0 | 0 | 0 | 0 | 0 | 0 | 0 | 0 | 0 | 0 | 0 | 0 | 0 | 0 | 0 | 0 | 0 | 0.047552 | 0.00642 | 0.01284 | 0.01926 | 0.02568 | 0.12467 | 0 | 0.0082775 |  | 0.303 | 0.3387 | 0.3972 | 0.5469
2014-04-26 | 19時 |  | 0.017621 | 0 | 0.020062 | 0 | [9 empty] | 0.10661 | 0 | 0 | 0 | 0 | 0.16193 | 0 | 0 | 0 | 0 | 0 | 0 | 0 | 0 | 0 | 0 | 0 | 0 | 0 | 0 | 0 | 0 | 0.047552 | 0.00642 | 0.01284 | 0.01926 | 0.02568 | 0.21072 | 0.10708 | 0.0082775 |  | 0.0991 | 0.1348 | 0.1932 | 0.1939
2014-04-26 | 20時 |  | 0.032111 | 0 | 0.3278 | 0 | [9 empty] | 0.10546 | 0 | 0 | 0 | 0 | 0.1605 | 0 | 0 | 0 | 0 | 0 | 0 | 0 | 0 | 0 | 0 | 0 | 0 | 0 | 0 | 0 | 0 | 0.047552 | 0.00033 | 0.00067 | 0.001 | 0.00133 | 0.14927 | 0.027125 | 0 |  | 0.0917 | 0.1275 | 0.2102 | 0.2109
2014-04-26 | 21時 |  | 0.048987 | 0 | 0.070984 | 0 | [9 empty] | 0.10704 | 0 | 0 | 0 | 0 | 0.32335 | 0 | 0 | 0 | 0 | 0 | 0 | 0 | 0 | 0 | 0 | 0 | 0 | 0 | 0 | 0 | 0 | 0.047552 | 0.00033 | 0.00067 | 0.001 | 0.00133 | 0.14618 | 0.10814 | 0.031304 |  | 0.1216 | 0.1873 | 0.2837 | 0.2844
2014-04-26 | 22時 |  | 0.51464 | 0 | 0.012562 | 0 | [9 empty] | 0.11766 | 0 | 0 | 0 | 0 | 0.16145 | 0 | 0 | 0 | 0 | 0 | 0 | 0 | 0 | 0 | 0 | 0 | 0 | 0 | 0 | 0 | 0 | 0.047552 | 0.00628 | 0.01256 | 0.01884 | 0.02512 | 0.12467 | 0.16133 | 0.043827 |  | 0.1738 | 0.1917 | 0.262 | 0.2626
2014-04-26 | 23時 |  | 0 | 0 | 0 | 0 | [9 empty] | 0 | 0 | 0 | 0 | 0 | 0 | 0 | 0 | 0 | 0 | 0 | 0 | 0 | 0 | 0 | 0 | 0 | 0 | 0 | 0 | 0 | 0 | 0.047552 | 0.0067 | 0.01339 | 0.02009 | 0.02679 | 0.12467 | 0.18881 | 0.031848 |  | 0.1877 | 0.2176 | 0.2756 | 0.2763
2014-04-27 | 0時 |  | 0 | 0 | 0 | 0 | [9 empty] | 0 | 0 | 0 | 0 | 0 | 0 | 0 | 0 | 0 | 0 | 0 | 0 | 0 | 0 | 0 | 0 | 0 | 0 | 0 | 0 | 0 | 0 | 0.047552 | 0.00013 | 0.00025 | 0.00038 | 0.0005 | 0 | 0.078899 | 0.011656 |  | 0.1578 | 0.1578 | 0.1806 | 0.1812
2014-04-27 | 1時 |  | 0 | 0 | 0 | 0 | [9 empty] | 0 | 0 | 0 | 0 | 0 | 0 | 0 | 0 | 0 | 0 | 0 | 0 | 0 | 0 | 0 | 0 | 0 | 0 | 0 | 0 | 0 | 0 | 0.047552 | 0.00013 | 0.00025 | 0.00038 | 0.0005 | 0 | 0 | 0 |  | 0.0483 | 0.0483 | 0.0711 | 0.0717
2014-04-27 | 2時 |  | 0 | 0 | 0 | 0 | [9 empty] | 0 | 0 | 0 | 0 | 0 | 0 | 0 | 0 | 0 | 0 | 0 | 0 | 0 | 0 | 0 | 0 | 0 | 0 | 0 | 0 | 0 | 0 | 0.047552 | 0.00013 | 0.00025 | 0.00038 | 0.0005 | 0 | 0 | 0 |  | 0.056 | 0.0561 | 0.0788 | 0.0795
2014-04-27 | 3時 |  | 0 | 0 | 0 | 0 | [9 empty] | 0 | 0 | 0 | 0 | 0 | 0 | 0 | 0 | 0 | 0 | 0 | 0 | 0 | 0 | 0 | 0 | 0 | 0 | 0 | 0 | 0 | 0 | 0.047552 | 0.00013 | 0.00025 | 0.00038 | 0.0005 | 0 | 0 | 0 |  | 0.056 | 0.0561 | 0.0788 | 0.0795
2014-04-27 | 4時 |  | 0 | 0 | 0 | 0 | [9 empty] | 0 | 0 | 0 | 0 | 0 | 0 | 0 | 0 | 0 | 0 | 0 | 0 | 0 | 0 | 0 | 0 | 0 | 0 | 0 | 0 | 0 | 0 | 0.047552 | 0.00013 | 0.00025 | 0.00038 | 0.0005 | 0 | 0 | 0 |  | 0.0483 | 0.0483 | 0.0711 | 0.0717
2014-04-27 | 5時 |  | 8.0426 | 0 | 0 | 0 | [9 empty] | 0.51035 | 0 | 0 | 0 | 0 | 0 | 0 | 0 | 0 | 0 | 0 | 0 | 0 | 0 | 0 | 0 | 0 | 0 | 0 | 0 | 0 | 0 | 0.047552 | 0.00013 | 0.00025 | 0.00038 | 0.0005 | 0 | 0 | 0 |  | 0.056 | 0.0561 | 0.0788 | 0.0795
2014-04-27 | 6時 |  | 0.74372 | 0 | 0 | 0 | [9 empty] | 0.12568 | 0 | 0 | 0 | 0 | 0 | 0 | 0 | 0 | 0 | 0 | 0 | 0 | 0 | 0 | 0 | 0 | 0 | 0 | 0 | 0 | 0 | 0.047552 | 0.00338 | 0.00675 | 0.01013 | 0.01351 | 0 | 0.024649 | 0.011815 |  | 0.1925 | 0.2611 | 0.3525 | 0.3531
2014-04-27 | 7時 |  | 0.015503 | 0 | 0 | 0 | [9 empty] | 0.10443 | 0 | 0 | 0 | 0 | 0 | 0 | 0 | 0 | 0 | 0 | 0 | 0 | 0 | 0 | 0 | 0 | 0 | 0 | 0 | 0 | 0 | 0.047552 | 0.00054 | 0.00108 | 0.00163 | 0.00217 | 0.13859 | 0.053895 | 0.036861 |  | 0.1524 | 0.248 | 0.3662 | 0.3669
2014-04-27 | 8時 |  | 0.0077193 | 0 | 0 | 0 | [9 empty] | 0.10263 | 0 | 0 | 0 | 0 | 0 | 0 | 0 | 0 | 0 | 0 | 0 | 0 | 0 | 0 | 0 | 0 | 0 | 0 | 0 | 0 | 0 | 0.047552 | 0.00054 | 0.00108 | 0.00163 | 0.00217 | 0.093503 | 0 | 0.035602 |  | 0.1091 | 0.1448 | 0.2032 | 0.2039
2014-04-27 | 9時 |  | 0 | 0 | 0 | 0 | [9 empty] | 0 | 0 | 0 | 0 | 0 | 0 | 0 | 0 | 0 | 0 | 0 | 0 | 0 | 0 | 0 | 0 | 0 | 0 | 0 | 0 | 0 | 0 | 0.047552 | 0.00013 | 0.00025 | 0.00038 | 0.0005 | 0.17838 | 0.10971 | 0.042749 |  | 0.3011 | 0.3368 | 0.3953 | 0.396
2014-04-27 | 10時 |  | 0 | 0 | 0 | 0 | [9 empty] | 0 | 0 | 0 | 0 | 0 | 0 | 0 | 0 | 0 | 0 | 0 | 0 | 0 | 0 | 0 | 0 | 0 | 0 | 0 | 0 | 0 | 0 | 0.047552 | 0.00033 | 0.00067 | 0.001 | 0.00133 | 0.093503 | 0 | 0.012523 |  | 0.0483 | 0.0483 | 0.0711 | 0.0717
2014-04-27 | 11時 |  | 0.0018583 | 0 | 0 | 0 | [9 empty] | 0.096828 | 0 | 0 | 0 | 0 | 0 | 0 | 0 | 0 | 0 | 0 | 0 | 0 | 0 | 0 | 0 | 0 | 0 | 0 | 0 | 0 | 0 | 0.047552 | 0.00013 | 0.00025 | 0.00038 | 0.0005 | 0 | 0 | 0.0052775 |  | 0.056 | 0.0561 | 0.0788 | 0.0795
2014-04-27 | 12時 |  | 0 | 0 | 0 | 0 | [9 empty] | 0 | 0 | 0 | 0 | 0 | 0 | 0 | 0 | 0 | 0 | 0 | 0 | 0 | 0 | 0 | 0 | 0 | 0 | 0 | 0 | 0 | 0 | 0.047552 | 0.00338 | 0.00675 | 0.01013 | 0.01351 | 0.05371 | 0 | 0.0052775 |  | 0.1983 | 0.2727 | 0.3698 | 0.3705
2014-04-27 | 13時 |  | 0 | 0 | 0 | 0 | [9 empty] | 0 | 0 | 0 | 0 | 0 | 0 | 0 | 0 | 0 | 0 | 0 | 0 | 0 | 0 | 0 | 0 | 0 | 0 | 0 | 0 | 0 | 0 | 0.047552 | 0.00033 | 0.00067 | 0.001 | 0.00133 | 0.11604 | 0 | 0 |  | 0.0483 | 0.0483 | 0.0711 | 0.0717
2014-04-27 | 14時 |  | 0 | 0 | 0 | 0 | [9 empty] | 0 | 0 | 0 | 0 | 0 | 0 | 0 | 0 | 0 | 0 | 0 | 0 | 0 | 0 | 0 | 0 | 0 | 0 | 0 | 0 | 0 | 0 | 0.047552 | 0.00013 | 0.00025 | 0.00038 | 0.0005 | 0.031168 | 0 | 0.017801 |  | 0.056 | 0.0561 | 0.0788 | 0.0795
2014-04-27 | 15時 |  | 0 | 0 | 0 | 0 | [9 empty] | 0 | 0 | 0 | 0 | 0 | 0 | 0 | 0 | 0 | 0 | 0 | 0 | 0 | 0 | 0 | 0 | 0 | 0 | 0 | 0 | 0 | 0 | 0.047552 | 0.00013 | 0.00025 | 0.00038 | 0.0005 | 0 | 0 | 0 |  | 0.056 | 0.0561 | 0.0788 | 0.0795
2014-04-27 | 16時 |  | 0 | 0 | 0 | 0 | [9 empty] | 0 | 0 | 0 | 0 | 0 | 0 | 0 | 0 | 0 | 0 | 0 | 0 | 0 | 0 | 0 | 0 | 0 | 0 | 0 | 0 | 0 | 0 | 0.047552 | 0.00033 | 0.00067 | 0.001 | 0.00133 | 0.062335 | 0 | 0.0052775 |  | 0.0483 | 0.0483 | 0.0711 | 0.0717
2014-04-27 | 17時 |  | 0 | 0 | 0 | 0 | [9 empty] | 0 | 0 | 0 | 0 | 0 | 0 | 0 | 0 | 0 | 0 | 0 | 0 | 0 | 0 | 0 | 0 | 0 | 0 | 0 | 0 | 0 | 0 | 0.047552 | 0.00033 | 0.00067 | 0.001 | 0.00133 | 0.10536 | 0 | 0.0082775 |  | 0.1304 | 0.2048 | 0.3019 | 0.3026
2014-04-27 | 18時 |  | 0 | 0 | 0 | 0 | [9 empty] | 0 | 0 | 0 | 0 | 0 | 0 | 0 | 0 | 0 | 0 | 0 | 0 | 0 | 0 | 0 | 0 | 0 | 0 | 0 | 0 | 0 | 0 | 0.047552 | 0.00642 | 0.01284 | 0.01926 | 0.02568 | 0.12467 | 0 | 0.0082775 |  | 0.303 | 0.3387 | 0.3972 | 0.5469
2014-04-27 | 19時 |  | 0 | 0 | 0 | 0 | [9 empty] | 0 | 0 | 0 | 0 | 0 | 0 | 0 | 0 | 0 | 0 | 0 | 0 | 0 | 0 | 0 | 0 | 0 | 0 | 0 | 0 | 0 | 0 | 0.047552 | 0.00642 | 0.01284 | 0.01926 | 0.02568 | 0.21072 | 0.10708 | 0.0082775 |  | 0.0991 | 0.1348 | 0.1932 | 0.1939
2014-04-27 | 20時 |  | 0.0013456 | 0 | 0.0042579 | 0 | [9 empty] | 0.10595 | 0 | 0 | 0 | 0 | 0.1618 | 0 | 0 | 0 | 0 | 0 | 0 | 0 | 0 | 0 | 0 | 0 | 0 | 0 | 0 | 0 | 0 | 0.047552 | 0.00033 | 0.00067 | 0.001 | 0.00133 | 0.14927 | 0.027125 | 0 |  | 0.0917 | 0.1275 | 0.2102 | 0.2109
2014-04-27 | 21時 |  | 0.01205 | 0 | 0.0066123 | 0 | [9 empty] | 0.10887 | 0 | 0 | 0 | 0 | 0.32893 | 0 | 0 | 0 | 0 | 0 | 0 | 0 | 0 | 0 | 0 | 0 | 0 | 0 | 0 | 0 | 0 | 0.047552 | 0.00033 | 0.00067 | 0.001 | 0.00133 | 0.14618 | 0.10814 | 0.031304 |  | 0.1216 | 0.1873 | 0.2837 | 0.2844
2014-04-27 | 22時 |  | 0.028592 | 0 | 0.0043475 | 0 | [9 empty] | 0.11115 | 0 | 0 | 0 | 0 | 0.16645 | 0 | 0 | 0 | 0 | 0 | 0 | 0 | 0 | 0 | 0 | 0 | 0 | 0 | 0 | 0 | 0 | 0.047552 | 0.00628 | 0.01256 | 0.01884 | 0.02512 | 0.12467 | 0.16133 | 0.043827 |  | 0.1738 | 0.1917 | 0.262 | 0.2626
2014-04-27 | 23時 |  | 0 | 0 | 0 | 0 | [9 empty] | 0 | 0 | 0 | 0 | 0 | 0 | 0 | 0 | 0 | 0 | 0 | 0 | 0 | 0 | 0 | 0 | 0 | 0 | 0 | 0 | 0 | 0 | 0.047552 | 0.0067 | 0.01339 | 0.02009 | 0.02679 | 0.12467 | 0.18881 | 0.031848 |  | 0.1877 | 0.2176 | 0.2756 | 0.2763
2014-04-28 | 0時 |  | 0 | 0 | 0 | 0 | [9 empty] | 0 | 0 | 0 | 0 | 0 | 0 | 0 | 0 | 0 | 0 | 0 | 0 | 0 | 0 | 0 | 0 | 0 | 0 | 0 | 0 | 0 | 0 | 0.047552 | 0.00013 | 0.00025 | 0.00038 | 0.0005 | 0 | 0.078899 | 0.011656 |  | 0.1578 | 0.1578 | 0.1806 | 0.1812
2014-04-28 | 1時 |  | 0 | 0 | 0 | 0 | [9 empty] | 0 | 0 | 0 | 0 | 0 | 0 | 0 | 0 | 0 | 0 | 0 | 0 | 0 | 0 | 0 | 0 | 0 | 0 | 0 | 0 | 0 | 0 | 0.047552 | 0.00013 | 0.00025 | 0.00038 | 0.0005 | 0 | 0 | 0 |  | 0.0483 | 0.0483 | 0.0711 | 0.0717
2014-04-28 | 2時 |  | 0 | 0 | 0 | 0 | [9 empty] | 0 | 0 | 0 | 0 | 0 | 0 | 0 | 0 | 0 | 0 | 0 | 0 | 0 | 0 | 0 | 0 | 0 | 0 | 0 | 0 | 0 | 0 | 0.047552 | 0.00013 | 0.00025 | 0.00038 | 0.0005 | 0 | 0 | 0 |  | 0.056 | 0.0561 | 0.0788 | 0.0795
2014-04-28 | 3時 |  | 0 | 0 | 0 | 0 | [9 empty] | 0 | 0 | 0 | 0 | 0 | 0 | 0 | 0 | 0 | 0 | 0 | 0 | 0 | 0 | 0 | 0 | 0 | 0 | 0 | 0 | 0 | 0 | 0.047552 | 0.00013 | 0.00025 | 0.00038 | 0.0005 | 0 | 0 | 0 |  | 0.056 | 0.0561 | 0.0788 | 0.0795
2014-04-28 | 4時 |  | 0 | 0 | 0 | 0 | [9 empty] | 0 | 0 | 0 | 0 | 0 | 0 | 0 | 0 | 0 | 0 | 0 | 0 | 0 | 0 | 0 | 0 | 0 | 0 | 0 | 0 | 0 | 0 | 0.047552 | 0.00013 | 0.00025 | 0.00038 | 0.0005 | 0 | 0 | 0 |  | 0.0483 | 0.0483 | 0.0711 | 0.0717
2014-04-28 | 5時 |  | 8.4276 | 0 | 0 | 0 | [9 empty] | 0.59688 | 0 | 0 | 0 | 0 | 0 | 0 | 0 | 0 | 0 | 0 | 0 | 0 | 0 | 0 | 0 | 0 | 0 | 0 | 0 | 0 | 0 | 0.047552 | 0.00013 | 0.00025 | 0.00038 | 0.0005 | 0 | 0 | 0 |  | 0.056 | 0.0561 | 0.0788 | 0.0795
2014-04-28 | 6時 |  | 0.064822 | 0 | 0 | 0 | [9 empty] | 0.11147 | 0 | 0 | 0 | 0 | 0 | 0 | 0 | 0 | 0 | 0 | 0 | 0 | 0 | 0 | 0 | 0 | 0 | 0 | 0 | 0 | 0 | 0.047552 | 0.00338 | 0.00675 | 0.01013 | 0.01351 | 0 | 0.024649 | 0.011815 |  | 0.1925 | 0.2611 | 0.3525 | 0.3531
2014-04-28 | 7時 |  | 0.020112 | 0 | 0 | 0 | [9 empty] | 0.10523 | 0 | 0 | 0 | 0 | 0 | 0 | 0 | 0 | 0 | 0 | 0 | 0 | 0 | 0 | 0 | 0 | 0 | 0 | 0 | 0 | 0 | 0.047552 | 0.00054 | 0.00108 | 0.00163 | 0.00217 | 0.13859 | 0.053895 | 0.036861 |  | 0.1524 | 0.248 | 0.3662 | 0.3669
2014-04-28 | 8時 |  | 0.0093832 | 0 | 0 | 0 | [9 empty] | 0.10069 | 0 | 0 | 0 | 0 | 0 | 0 | 0 | 0 | 0 | 0 | 0 | 0 | 0 | 0 | 0 | 0 | 0 | 0 | 0 | 0 | 0 | 0.047552 | 0.00054 | 0.00108 | 0.00163 | 0.00217 | 0.093503 | 0 | 0.035602 |  | 0.1091 | 0.1448 | 0.2032 | 0.2039
2014-04-28 | 9時 |  | 0 | 0 | 0 | 0 | [9 empty] | 0 | 0 | 0 | 0 | 0 | 0 | 0 | 0 | 0 | 0 | 0 | 0 | 0 | 0 | 0 | 0 | 0 | 0 | 0 | 0 | 0 | 0 | 0.047552 | 0.00013 | 0.00025 | 0.00038 | 0.0005 | 0.17838 | 0.10971 | 0.042749 |  | 0.3011 | 0.3368 | 0.3953 | 0.396
2014-04-28 | 10時 |  | 0 | 0 | 0 | 0 | [9 empty] | 0 | 0 | 0 | 0 | 0 | 0 | 0 | 0 | 0 | 0 | 0 | 0 | 0 | 0 | 0 | 0 | 0 | 0 | 0 | 0 | 0 | 0 | 0.047552 | 0.00033 | 0.00067 | 0.001 | 0.00133 | 0.093503 | 0 | 0.012523 |  | 0.0483 | 0.0483 | 0.0711 | 0.0717
2014-04-28 | 11時 |  | 0 | 0 | 0 | 0 | [9 empty] | 0 | 0 | 0 | 0 | 0 | 0 | 0 | 0 | 0 | 0 | 0 | 0 | 0 | 0 | 0 | 0 | 0 | 0 | 0 | 0 | 0 | 0 | 0.047552 | 0.00013 | 0.00025 | 0.00038 | 0.0005 | 0 | 0 | 0.0052775 |  | 0.056 | 0.0561 | 0.0788 | 0.0795
2014-04-28 | 12時 |  | 0 | 0 | 0 | 0 | [9 empty] | 0 | 0 | 0 | 0 | 0 | 0 | 0 | 0 | 0 | 0 | 0 | 0 | 0 | 0 | 0 | 0 | 0 | 0 | 0 | 0 | 0 | 0 | 0.047552 | 0.00338 | 0.00675 | 0.01013 | 0.01351 | 0.05371 | 0 | 0.0052775 |  | 0.1983 | 0.2727 | 0.3698 | 0.3705
2014-04-28 | 13時 |  | 0 | 0 | 0 | 0 | [9 empty] | 0 | 0 | 0 | 0 | 0 | 0 | 0 | 0 | 0 | 0 | 0 | 0 | 0 | 0 | 0 | 0 | 0 | 0 | 0 | 0 | 0 | 0 | 0.047552 | 0.00033 | 0.00067 | 0.001 | 0.00133 | 0.11604 | 0 | 0 |  | 0.0483 | 0.0483 | 0.0711 | 0.0717
2014-04-28 | 14時 |  | 0 | 0 | 0 | 0 | [9 empty] | 0 | 0 | 0 | 0 | 0 | 0 | 0 | 0 | 0 | 0 | 0 | 0 | 0 | 0 | 0 | 0 | 0 | 0 | 0 | 0 | 0 | 0 | 0.047552 | 0.00013 | 0.00025 | 0.00038 | 0.0005 | 0.031168 | 0 | 0.017801 |  | 0.056 | 0.0561 | 0.0788 | 0.0795
2014-04-28 | 15時 |  | 0 | 0 | 0 | 0 | [9 empty] | 0 | 0 | 0 | 0 | 0 | 0 | 0 | 0 | 0 | 0 | 0 | 0 | 0 | 0 | 0 | 0 | 0 | 0 | 0 | 0 | 0 | 0 | 0.047552 | 0.00013 | 0.00025 | 0.00038 | 0.0005 | 0 | 0 | 0 |  | 0.056 | 0.0561 | 0.0788 | 0.0795
2014-04-28 | 16時 |  | 0 | 0 | 0 | 0 | [9 empty] | 0 | 0 | 0 | 0 | 0 | 0 | 0 | 0 | 0 | 0 | 0 | 0 | 0 | 0 | 0 | 0 | 0 | 0 | 0 | 0 | 0 | 0 | 0.047552 | 0.00033 | 0.00067 | 0.001 | 0.00133 | 0.062335 | 0 | 0.0052775 |  | 0.0483 | 0.0483 | 0.0711 | 0.0717
2014-04-28 | 17時 |  | 0 | 0 | 0 | 0 | [9 empty] | 0 | 0 | 0 | 0 | 0 | 0 | 0 | 0 | 0 | 0 | 0 | 0 | 0 | 0 | 0 | 0 | 0 | 0 | 0 | 0 | 0 | 0 | 0.047552 | 0.00033 | 0.00067 | 0.001 | 0.00133 | 0.10536 | 0 | 0.0082775 |  | 0.1304 | 0.2048 | 0.3019 | 0.3026
2014-04-28 | 18時 |  | 0 | 0 | 0 | 0 | [9 empty] | 0 | 0 | 0 | 0 | 0 | 0 | 0 | 0 | 0 | 0 | 0 | 0 | 0 | 0 | 0 | 0 | 0 | 0 | 0 | 0 | 0 | 0 | 0.047552 | 0.00642 | 0.01284 | 0.01926 | 0.02568 | 0.12467 | 0 | 0.0082775 |  | 0.303 | 0.3387 | 0.3972 | 0.5469
2014-04-28 | 19時 |  | 0 | 0 | 0 | 0 | [9 empty] | 0 | 0 | 0 | 0 | 0 | 0 | 0 | 0 | 0 | 0 | 0 | 0 | 0 | 0 | 0 | 0 | 0 | 0 | 0 | 0 | 0 | 0 | 0.047552 | 0.00642 | 0.01284 | 0.01926 | 0.02568 | 0.21072 | 0.10708 | 0.0082775 |  | 0.0991 | 0.1348 | 0.1932 | 0.1939
2014-04-28 | 20時 |  | 0 | 0 | 0 | 0 | [9 empty] | 0 | 0 | 0 | 0 | 0 | 0 | 0 | 0 | 0 | 0 | 0 | 0 | 0 | 0 | 0 | 0 | 0 | 0 | 0 | 0 | 0 | 0 | 0.047552 | 0.00033 | 0.00067 | 0.001 | 0.00133 | 0.14927 | 0.027125 | 0 |  | 0.0917 | 0.1275 | 0.2102 | 0.2109
2014-04-28 | 21時 |  | 0 | 0 | 0 | 0 | [9 empty] | 0 | 0 | 0 | 0 | 0 | 0 | 0 | 0 | 0 | 0 | 0 | 0 | 0 | 0 | 0 | 0 | 0 | 0 | 0 | 0 | 0 | 0 | 0.047552 | 0.00033 | 0.00067 | 0.001 | 0.00133 | 0.14618 | 0.10814 | 0.031304 |  | 0.1216 | 0.1873 | 0.2837 | 0.2844
2014-04-28 | 22時 |  | 0 | 0 | 0 | 0 | [9 empty] | 0 | 0 | 0 | 0 | 0 | 0 | 0 | 0 | 0 | 0 | 0 | 0 | 0 | 0 | 0 | 0 | 0 | 0 | 0 | 0 | 0 | 0 | 0.047552 | 0.00628 | 0.01256 | 0.01884 | 0.02512 | 0.12467 | 0.16133 | 0.043827 |  | 0.1738 | 0.1917 | 0.262 | 0.2626
2014-04-28 | 23時 |  | 0 | 0 | 0 | 0 | [9 empty] | 0 | 0 | 0 | 0 | 0 | 0 | 0 | 0 | 0 | 0 | 0 | 0 | 0 | 0 | 0 | 0 | 0 | 0 | 0 | 0 | 0 | 0 | 0.047552 | 0.0067 | 0.01339 | 0.02009 | 0.02679 | 0.12467 | 0.18881 | 0.031848 |  | 0.1877 | 0.2176 | 0.2756 | 0.2763
2014-04-29 | 0時 |  | 0 | 0 | 0 | 0 | [9 empty] | 0 | 0 | 0 | 0 | 0 | 0 | 0 | 0 | 0 | 0 | 0 | 0 | 0 | 0 | 0 | 0 | 0 | 0 | 0 | 0 | 0 | 0 | 0.047552 | 0.00013 | 0.00025 | 0.00038 | 0.0005 | 0 | 0 | 0 |  | 0.1578 | 0.1578 | 0.1806 | 0.1812
2014-04-29 | 1時 |  | 0 | 0 | 0 | 0 | [9 empty] | 0 | 0 | 0 | 0 | 0 | 0 | 0 | 0 | 0 | 0 | 0 | 0 | 0 | 0 | 0 | 0 | 0 | 0 | 0 | 0 | 0 | 0 | 0.047552 | 0.00013 | 0.00025 | 0.00038 | 0.0005 | 0 | 0 | 0 |  | 0.0483 | 0.0483 | 0.0711 | 0.0717
2014-04-29 | 2時 |  | 0 | 0 | 0 | 0 | [9 empty] | 0 | 0 | 0 | 0 | 0 | 0 | 0 | 0 | 0 | 0 | 0 | 0 | 0 | 0 | 0 | 0 | 0 | 0 | 0 | 0 | 0 | 0 | 0.047552 | 0.00013 | 0.00025 | 0.00038 | 0.0005 | 0 | 0 | 0 |  | 0.056 | 0.0561 | 0.0788 | 0.0795
2014-04-29 | 3時 |  | 0 | 0 | 0 | 0 | [9 empty] | 0 | 0 | 0 | 0 | 0 | 0 | 0 | 0 | 0 | 0 | 0 | 0 | 0 | 0 | 0 | 0 | 0 | 0 | 0 | 0 | 0 | 0 | 0.047552 | 0.00013 | 0.00025 | 0.00038 | 0.0005 | 0 | 0 | 0 |  | 0.056 | 0.0561 | 0.0788 | 0.0795
2014-04-29 | 4時 |  | 0 | 0 | 0 | 0 | [9 empty] | 0 | 0 | 0 | 0 | 0 | 0 | 0 | 0 | 0 | 0 | 0 | 0 | 0 | 0 | 0 | 0 | 0 | 0 | 0 | 0 | 0 | 0 | 0.047552 | 0.00013 | 0.00025 | 0.00038 | 0.0005 | 0 | 0 | 0 |  | 0.0483 | 0.0483 | 0.0711 | 0.0717
2014-04-29 | 5時 |  | 0 | 0 | 0 | 0 | [9 empty] | 0 | 0 | 0 | 0 | 0 | 0 | 0 | 0 | 0 | 0 | 0 | 0 | 0 | 0 | 0 | 0 | 0 | 0 | 0 | 0 | 0 | 0 | 0.047552 | 0.00013 | 0.00025 | 0.00038 | 0.0005 | 0 | 0 | 0 |  | 0.056 | 0.0561 | 0.0788 | 0.0795
2014-04-29 | 6時 |  | 0 | 0 | 0 | 0 | [9 empty] | 0 | 0 | 0 | 0 | 0 | 0 | 0 | 0 | 0 | 0 | 0 | 0 | 0 | 0 | 0 | 0 | 0 | 0 | 0 | 0 | 0 | 0 | 0.047552 | 0.00013 | 0.00025 | 0.00038 | 0.0005 | 0 | 0 | 0 |  | 0.056 | 0.0561 | 0.0788 | 0.0795
2014-04-29 | 7時 |  | 1.2959 | 0 | 0.36061 | 0 | [9 empty] | 0.12918 | 0 | 0 | 0 | 0 | 0.1592 | 0 | 0 | 0 | 0 | 0 | 0 | 0 | 0 | 0 | 0 | 0 | 0 | 0 | 0 | 0 | 0 | 0.047552 | 0.00054 | 0.00108 | 0.00163 | 0.00217 | 0 | 0.024649 | 0.022689 |  | 0.1168 | 0.1854 | 0.2767 | 0.2774
2014-04-29 | 8時 |  | 0.015149 | 0 | 0.044873 | 0 | [9 empty] | 0.10314 | 0 | 0 | 0 | 0 | 0.31867 | 0 | 0 | 0 | 0 | 0 | 0 | 0 | 0 | 0 | 0 | 0 | 0 | 0 | 0 | 0 | 0 | 0.047552 | 0.00379 | 0.00759 | 0.01138 | 0.01518 | 0.084877 | 0.078545 | 0.064582 |  | 0.2156 | 0.2812 | 0.3696 | 0.3702
2014-04-29 | 9時 |  | 0.0031499 | 0 | 0.0018828 | 0 | [9 empty] | 0.10107 | 0 | 0 | 0 | 0 | 0.1584 | 0 | 0 | 0 | 0 | 0 | 0 | 0 | 0 | 0 | 0 | 0 | 0 | 0 | 0 | 0 | 0 | 0.047552 | 0.00033 | 0.00067 | 0.001 | 0.00133 | 0.23209 | 0.16325 | 0.052059 |  | 0.2163 | 0.252 | 0.3265 | 0.3272
2014-04-29 | 10時 |  | 0 | 0 | 0 | 0 | [9 empty] | 0 | 0 | 0 | 0 | 0 | 0 | 0 | 0 | 0 | 0 | 0 | 0 | 0 | 0 | 0 | 0 | 0 | 0 | 0 | 0 | 0 | 0 | 0.047552 | 0.00054 | 0.00108 | 0.00163 | 0.00217 | 0.12467 | 0.21558 | 0.037471 |  | 0.1917 | 0.2274 | 0.3128 | 0.3134
2014-04-29 | 11時 |  | 0 | 0 | 0 | 0 | [9 empty] | 0 | 0 | 0 | 0 | 0 | 0 | 0 | 0 | 0 | 0 | 0 | 0 | 0 | 0 | 0 | 0 | 0 | 0 | 0 | 0 | 0 | 0 | 0.047552 | 0.00033 | 0.00067 | 0.001 | 0.00133 | 0.12467 | 0.21558 | 0 |  | 0.1994 | 0.2352 | 0.315 | 0.3157
2014-04-29 | 12時 |  | 0 | 0 | 0 | 0 | [9 empty] | 0 | 0 | 0 | 0 | 0 | 0 | 0 | 0 | 0 | 0 | 0 | 0 | 0 | 0 | 0 | 0 | 0 | 0 | 0 | 0 | 0 | 0 | 0.047552 | 0.00338 | 0.00675 | 0.01013 | 0.01351 | 0.14721 | 0.13456 | 0.018352 |  | 0.1983 | 0.2727 | 0.3698 | 0.3705
2014-04-29 | 13時 |  | 0 | 0 | 0 | 0 | [9 empty] | 0 | 0 | 0 | 0 | 0 | 0 | 0 | 0 | 0 | 0 | 0 | 0 | 0 | 0 | 0 | 0 | 0 | 0 | 0 | 0 | 0 | 0 | 0.047552 | 0.00033 | 0.00067 | 0.001 | 0.00133 | 0.13756 | 0.026771 | 0.023629 |  | 0.0483 | 0.0483 | 0.0711 | 0.0717
2014-04-29 | 14時 |  | 0 | 0 | 0 | 0 | [9 empty] | 0 | 0 | 0 | 0 | 0 | 0 | 0 | 0 | 0 | 0 | 0 | 0 | 0 | 0 | 0 | 0 | 0 | 0 | 0 | 0 | 0 | 0 | 0.047552 | 0.00013 | 0.00025 | 0.00038 | 0.0005 | 0 | 0 | 0 |  | 0.056 | 0.0561 | 0.0788 | 0.0795
2014-04-29 | 15時 |  | 0.01193 | 0 | 0.0022901 | 0 | [9 empty] | 0.1031 | 0 | 0 | 0 | 0 | 0.15938 | 0 | 0 | 0 | 0 | 0 | 0 | 0 | 0 | 0 | 0 | 0 | 0 | 0 | 0 | 0 | 0 | 0.047552 | 0.00013 | 0.00025 | 0.00038 | 0.0005 | 0 | 0 | 0 |  | 0.056 | 0.0561 | 0.0788 | 0.0795
2014-04-29 | 16時 |  | 0.0093517 | 0 | 0.0012295 | 0 | [9 empty] | 0.10404 | 0 | 0 | 0 | 0 | 0.16004 | 0 | 0 | 0 | 0 | 0 | 0 | 0 | 0 | 0 | 0 | 0 | 0 | 0 | 0 | 0 | 0 | 0.047552 | 0.00054 | 0.00108 | 0.00163 | 0.00217 | 0.062335 | 0.054249 | 0.024058 |  | 0.2095 | 0.275 | 0.3956 | 0.5453
2014-04-29 | 17時 |  | 0.020523 | 0 | 0.0030156 | 0 | [9 empty] | 0.10523 | 0 | 0 | 0 | 0 | 0.16078 | 0 | 0 | 0 | 0 | 0 | 0 | 0 | 0 | 0 | 0 | 0 | 0 | 0 | 0 | 0 | 0 | 0.047552 | 0.00642 | 0.01284 | 0.01926 | 0.02568 | 0.12467 | 0.1085 | 0.026923 |  | 0.2423 | 0.2781 | 0.3689 | 0.5187
2014-04-29 | 18時 |  | 0.005842 | 0 | 0 | 0 | [9 empty] | 0.10495 | 0 | 0 | 0 | 0 | 0 | 0 | 0 | 0 | 0 | 0 | 0 | 0 | 0 | 0 | 0 | 0 | 0 | 0 | 0 | 0 | 0 | 0.047552 | 0.00642 | 0.01284 | 0.01926 | 0.02568 | 0.21072 | 0.1085 | 0 |  | 0.1819 | 0.2177 | 0.2978 | 0.4476
2014-04-29 | 19時 |  | 0.024551 | 0 | 0.032409 | 0 | [9 empty] | 0.10604 | 0 | 0 | 0 | 0 | 0.32271 | 0 | 0 | 0 | 0 | 0 | 0 | 0 | 0 | 0 | 0 | 0 | 0 | 0 | 0 | 0 | 0 | 0.047552 | 0.00013 | 0.00025 | 0.00038 | 0.0005 | 0.12879 | 0 | 0.006537 |  | 0.0998 | 0.1355 | 0.2049 | 0.2056
2014-04-29 | 20時 |  | 0.029771 | 0 | 0.020485 | 0 | [9 empty] | 0.10615 | 0 | 0 | 0 | 0 | 0.32275 | 0 | 0 | 0 | 0 | 0 | 0 | 0 | 0 | 0 | 0 | 0 | 0 | 0 | 0 | 0 | 0 | 0.047552 | 0.00033 | 0.00067 | 0.001 | 0.00133 | 0.16769 | 0.10779 | 0.006537 |  | 0.0917 | 0.1275 | 0.2183 | 0.219
2014-04-29 | 21時 |  | 0.04288 | 0 | 0.012935 | 0 | [9 empty] | 0.1069 | 0 | 0 | 0 | 0 | 0.32351 | 0 | 0 | 0 | 0 | 0 | 0 | 0 | 0 | 0 | 0 | 0 | 0 | 0 | 0 | 0 | 0 | 0.047552 | 0.00628 | 0.01256 | 0.01884 | 0.02512 | 0.12467 | 0.18846 | 0.012659 |  | 0.1755 | 0.2411 | 0.3458 | 0.3465
2014-04-29 | 22時 |  | 0 | 0 | 0 | 0 | [9 empty] | 0 | 0 | 0 | 0 | 0 | 0 | 0 | 0 | 0 | 0 | 0 | 0 | 0 | 0 | 0 | 0 | 0 | 0 | 0 | 0 | 0 | 0 | 0.047552 | 0.00649 | 0.01298 | 0.01947 | 0.02595 | 0.12467 | 0.16133 | 0.043827 |  | 0.1139 | 0.1795 | 0.3002 | 0.3009
2014-04-29 | 23時 |  | 0 | 0 | 0 | 0 | [9 empty] | 0 | 0 | 0 | 0 | 0 | 0 | 0 | 0 | 0 | 0 | 0 | 0 | 0 | 0 | 0 | 0 | 0 | 0 | 0 | 0 | 0 | 0 | 0.047552 | 0.00331 | 0.00661 | 0.00992 | 0.01323 | 0.062335 | 0.15709 | 0.04296 |  | 0.1578 | 0.1578 | 0.1806 | 0.1812
2014-04-30 | 0時 |  | 0 | 0 | 0 | 0 | [9 empty] | 0 | 0 | 0 | 0 | 0 | 0 | 0 | 0 | 0 | 0 | 0 | 0 | 0 | 0 | 0 | 0 | 0 | 0 | 0 | 0 | 0 | 0 | 0.047552 | 0.00013 | 0.00025 | 0.00038 | 0.0005 | 0 | 0 | 0 |  | 0.1578 | 0.1578 | 0.1806 | 0.1812
2014-04-30 | 1時 |  | 0 | 0 | 0 | 0 | [9 empty] | 0 | 0 | 0 | 0 | 0 | 0 | 0 | 0 | 0 | 0 | 0 | 0 | 0 | 0 | 0 | 0 | 0 | 0 | 0 | 0 | 0 | 0 | 0.047552 | 0.00013 | 0.00025 | 0.00038 | 0.0005 | 0 | 0 | 0 |  | 0.0483 | 0.0483 | 0.0711 | 0.0717
2014-04-30 | 2時 |  | 0 | 0 | 0 | 0 | [9 empty] | 0 | 0 | 0 | 0 | 0 | 0 | 0 | 0 | 0 | 0 | 0 | 0 | 0 | 0 | 0 | 0 | 0 | 0 | 0 | 0 | 0 | 0 | 0.047552 | 0.00013 | 0.00025 | 0.00038 | 0.0005 | 0 | 0 | 0 |  | 0.056 | 0.0561 | 0.0788 | 0.0795
2014-04-30 | 3時 |  | 0 | 0 | 0 | 0 | [9 empty] | 0 | 0 | 0 | 0 | 0 | 0 | 0 | 0 | 0 | 0 | 0 | 0 | 0 | 0 | 0 | 0 | 0 | 0 | 0 | 0 | 0 | 0 | 0.047552 | 0.00013 | 0.00025 | 0.00038 | 0.0005 | 0 | 0 | 0 |  | 0.056 | 0.0561 | 0.0788 | 0.0795
2014-04-30 | 4時 |  | 0 | 0 | 0 | 0 | [9 empty] | 0 | 0 | 0 | 0 | 0 | 0 | 0 | 0 | 0 | 0 | 0 | 0 | 0 | 0 | 0 | 0 | 0 | 0 | 0 | 0 | 0 | 0 | 0.047552 | 0.00013 | 0.00025 | 0.00038 | 0.0005 | 0 | 0 | 0 |  | 0.0483 | 0.0483 | 0.0711 | 0.0717
2014-04-30 | 5時 |  | 0 | 0 | 0 | 0 | [9 empty] | 0 | 0 | 0 | 0 | 0 | 0 | 0 | 0 | 0 | 0 | 0 | 0 | 0 | 0 | 0 | 0 | 0 | 0 | 0 | 0 | 0 | 0 | 0.047552 | 0.00013 | 0.00025 | 0.00038 | 0.0005 | 0 | 0 | 0 |  | 0.056 | 0.0561 | 0.0788 | 0.0795
2014-04-30 | 6時 |  | 0 | 0 | 0 | 0 | [9 empty] | 0 | 0 | 0 | 0 | 0 | 0 | 0 | 0 | 0 | 0 | 0 | 0 | 0 | 0 | 0 | 0 | 0 | 0 | 0 | 0 | 0 | 0 | 0.047552 | 0.00033 | 0.00067 | 0.001 | 0.00133 | 0 | 0.024649 | 0.011815 |  | 0.0859 | 0.1159 | 0.1685 | 0.1692
2014-04-30 | 7時 |  | 3.5441 | 0 | 1.0281 | 0 | [9 empty] | 0.20655 | 0 | 0 | 0 | 0 | 0.16349 | 0 | 0 | 0 | 0 | 0 | 0 | 0 | 0 | 0 | 0 | 0 | 0 | 0 | 0 | 0 | 0 | 0.047552 | 0.00033 | 0.00067 | 0.001 | 0.00133 | 0.093503 | 0 | 0.015347 |  | 0.2346 | 0.2703 | 0.3287 | 0.3294
2014-04-30 | 8時 |  | 0.010155 | 0 | 0.36381 | 0 | [9 empty] | 0.10238 | 0 | 0 | 0 | 0 | 0.3172 | 0 | 0 | 0 | 0 | 0 | 0 | 0 | 0 | 0 | 0 | 0 | 0 | 0 | 0 | 0 | 0 | 0.047552 | 0.00705 | 0.01409 | 0.02114 | 0.02818 | 0.13653 | 0.078545 | 0.060527 |  | 0.2282 | 0.3325 | 0.4595 | 0.4602
2014-04-30 | 9時 |  | 0.0035194 | 0 | 0.0019522 | 0 | [9 empty] | 0.10354 | 0 | 0 | 0 | 0 | 0.15983 | 0 | 0 | 0 | 0 | 0 | 0 | 0 | 0 | 0 | 0 | 0 | 0 | 0 | 0 | 0 | 0 | 0.047552 | 0.00013 | 0.00025 | 0.00038 | 0.0005 | 0.084877 | 0.053895 | 0.0052775 |  | 0.056 | 0.0561 | 0.0788 | 0.0795
2014-04-30 | 10時 |  | 0.001099 | 0 | 0.00033015 | 0 | [9 empty] | 0.10391 | 0 | 0 | 0 | 0 | 0.16012 | 0 | 0 | 0 | 0 | 0 | 0 | 0 | 0 | 0 | 0 | 0 | 0 | 0 | 0 | 0 | 0 | 0.047552 | 0.00013 | 0.00025 | 0.00038 | 0.0005 | 0 | 0 | 0 |  | 0.0483 | 0.0483 | 0.0711 | 0.0717
2014-04-30 | 11時 |  | 0.00061082 | 0 | 0 | 0 | [9 empty] | 0.10213 | 0 | 0 | 0 | 0 | 0 | 0 | 0 | 0 | 0 | 0 | 0 | 0 | 0 | 0 | 0 | 0 | 0 | 0 | 0 | 0 | 0 | 0.047552 | 0.00013 | 0.00025 | 0.00038 | 0.0005 | 0 | 0 | 0 |  | 0.056 | 0.0561 | 0.0788 | 0.0795
2014-04-30 | 12時 |  | 0.0011809 | 0 | 0 | 0 | [9 empty] | 0.10051 | 0 | 0 | 0 | 0 | 0 | 0 | 0 | 0 | 0 | 0 | 0 | 0 | 0 | 0 | 0 | 0 | 0 | 0 | 0 | 0 | 0 | 0.047552 | 0.00013 | 0.00025 | 0.00038 | 0.0005 | 0 | 0 | 0 |  | 0.056 | 0.0561 | 0.0788 | 0.0795
2014-04-30 | 13時 |  | 0 | 0 | 0 | 0 | [9 empty] | 0 | 0 | 0 | 0 | 0 | 0 | 0 | 0 | 0 | 0 | 0 | 0 | 0 | 0 | 0 | 0 | 0 | 0 | 0 | 0 | 0 | 0 | 0.047552 | 0.00013 | 0.00025 | 0.00038 | 0.0005 | 0 | 0 | 0 |  | 0.0483 | 0.0483 | 0.0711 | 0.0717
2014-04-30 | 14時 |  | 0 | 0 | 0 | 0 | [9 empty] | 0 | 0 | 0 | 0 | 0 | 0 | 0 | 0 | 0 | 0 | 0 | 0 | 0 | 0 | 0 | 0 | 0 | 0 | 0 | 0 | 0 | 0 | 0.047552 | 0.00013 | 0.00025 | 0.00038 | 0.0005 | 0 | 0 | 0 |  | 0.056 | 0.0561 | 0.0788 | 0.0795
2014-04-30 | 15時 |  | 0.00094646 | 0 | 0 | 0 | [9 empty] | 0.099009 | 0 | 0 | 0 | 0 | 0 | 0 | 0 | 0 | 0 | 0 | 0 | 0 | 0 | 0 | 0 | 0 | 0 | 0 | 0 | 0 | 0 | 0.047552 | 0.00013 | 0.00025 | 0.00038 | 0.0005 | 0 | 0 | 0 |  | 0.056 | 0.0561 | 0.0788 | 0.0795
2014-04-30 | 16時 |  | 0 | 0 | 0 | 0 | [9 empty] | 0 | 0 | 0 | 0 | 0 | 0 | 0 | 0 | 0 | 0 | 0 | 0 | 0 | 0 | 0 | 0 | 0 | 0 | 0 | 0 | 0 | 0 | 0.047552 | 0.00013 | 0.00025 | 0.00038 | 0.0005 | 0 | 0 | 0 |  | 0.0483 | 0.0483 | 0.0711 | 0.0717
2014-04-30 | 17時 |  | 0.0010826 | 0 | 0 | 0 | [9 empty] | 0.102 | 0 | 0 | 0 | 0 | 0 | 0 | 0 | 0 | 0 | 0 | 0 | 0 | 0 | 0 | 0 | 0 | 0 | 0 | 0 | 0 | 0 | 0.047552 | 0.00013 | 0.00025 | 0.00038 | 0.0005 | 0 | 0 | 0 |  | 0.056 | 0.0561 | 0.0788 | 0.0795
2014-04-30 | 18時 |  | 0 | 0 | 0 | 0 | [9 empty] | 0 | 0 | 0 | 0 | 0 | 0 | 0 | 0 | 0 | 0 | 0 | 0 | 0 | 0 | 0 | 0 | 0 | 0 | 0 | 0 | 0 | 0 | 0.047552 | 0.00013 | 0.00025 | 0.00038 | 0.0005 | 0 | 0 | 0 |  | 0.056 | 0.0561 | 0.0788 | 0.0795
2014-04-30 | 19時 |  | 0.0045388 | 0 | 0.0055367 | 0 | [9 empty] | 0.10438 | 0 | 0 | 0 | 0 | 0.32077 | 0 | 0 | 0 | 0 | 0 | 0 | 0 | 0 | 0 | 0 | 0 | 0 | 0 | 0 | 0 | 0 | 0.047552 | 0.00013 | 0.00025 | 0.00038 | 0.0005 | 0 | 0 | 0 |  | 0.0483 | 0.0483 | 0.0711 | 0.0717
2014-04-30 | 20時 |  | 0.0074912 | 0 | 0.0050793 | 0 | [9 empty] | 0.10582 | 0 | 0 | 0 | 0 | 0.32304 | 0 | 0 | 0 | 0 | 0 | 0 | 0 | 0 | 0 | 0 | 0 | 0 | 0 | 0 | 0 | 0 | 0.047552 | 0.00054 | 0.00108 | 0.00163 | 0.00217 | 0.062335 | 0 | 0.0082775 |  | 0.1304 | 0.2048 | 0.3129 | 0.4626
2014-04-30 | 21時 |  | 0.016092 | 0 | 0.0051958 | 0 | [9 empty] | 0.10842 | 0 | 0 | 0 | 0 | 0.3277 | 0 | 0 | 0 | 0 | 0 | 0 | 0 | 0 | 0 | 0 | 0 | 0 | 0 | 0 | 0 | 0 | 0.047552 | 0.00033 | 0.00067 | 0.001 | 0.00133 | 0.12467 | 0.026771 | 0.031304 |  | 0.1755 | 0.2411 | 0.3322 | 0.4447
2014-04-30 | 22時 |  | 0 | 0 | 0 | 0 | [9 empty] | 0 | 0 | 0 | 0 | 0 | 0 | 0 | 0 | 0 | 0 | 0 | 0 | 0 | 0 | 0 | 0 | 0 | 0 | 0 | 0 | 0 | 0 | 0.047552 | 0.00352 | 0.00703 | 0.01055 | 0.01406 | 0.12467 | 0.16133 | 0.043827 |  | 0.051 | 0.0511 | 0.0952 | 0.0959
2014-04-30 | 23時 |  | 0 | 0 | 0 | 0 | [9 empty] | 0 | 0 | 0 | 0 | 0 | 0 | 0 | 0 | 0 | 0 | 0 | 0 | 0 | 0 | 0 | 0 | 0 | 0 | 0 | 0 | 0 | 0 | 0.047552 | 0.00628 | 0.01256 | 0.01884 | 0.02512 | 0.062335 | 0.15709 | 0.044922 |  | 0.1877 | 0.2176 | 0.2703 | 0.2709
2014-05-01 | 0時 |  | 0 | 0 | 0 | 0 | [9 empty] | 0 | 0 | 0 | 0 | 0 | 0 | 0 | 0 | 0 | 0 | 0 | 0 | 0 | 0 | 0 | 0 | 0 | 0 | 0 | 0 | 0 | 0 | 0.047552 | 0.00013 | 0.00025 | 0.00038 | 0.0005 | 0 | 0.078899 | 0.011656 |  | 0.1578 | 0.1578 | 0.1806 | 0.1812
2014-05-01 | 1時 |  | 0 | 0 | 0 | 0 | [9 empty] | 0 | 0 | 0 | 0 | 0 | 0 | 0 | 0 | 0 | 0 | 0 | 0 | 0 | 0 | 0 | 0 | 0 | 0 | 0 | 0 | 0 | 0 | 0.047552 | 0.00013 | 0.00025 | 0.00038 | 0.0005 | 0 | 0 | 0 |  | 0.0483 | 0.0483 | 0.0711 | 0.0717
2014-05-01 | 2時 |  | 0 | 0 | 0 | 0 | [9 empty] | 0 | 0 | 0 | 0 | 0 | 0 | 0 | 0 | 0 | 0 | 0 | 0 | 0 | 0 | 0 | 0 | 0 | 0 | 0 | 0 | 0 | 0 | 0.047552 | 0.00013 | 0.00025 | 0.00038 | 0.0005 | 0 | 0 | 0 |  | 0.056 | 0.0561 | 0.0788 | 0.0795
2014-05-01 | 3時 |  | 0 | 0 | 0 | 0 | [9 empty] | 0 | 0 | 0 | 0 | 0 | 0 | 0 | 0 | 0 | 0 | 0 | 0 | 0 | 0 | 0 | 0 | 0 | 0 | 0 | 0 | 0 | 0 | 0.047552 | 0.00013 | 0.00025 | 0.00038 | 0.0005 | 0 | 0 | 0 |  | 0.056 | 0.0561 | 0.0788 | 0.0795
2014-05-01 | 4時 |  | 0 | 0 | 0 | 0 | [9 empty] | 0 | 0 | 0 | 0 | 0 | 0 | 0 | 0 | 0 | 0 | 0 | 0 | 0 | 0 | 0 | 0 | 0 | 0 | 0 | 0 | 0 | 0 | 0.047552 | 0.00013 | 0.00025 | 0.00038 | 0.0005 | 0 | 0 | 0 |  | 0.0483 | 0.0483 | 0.0711 | 0.0717
2014-05-01 | 5時 |  | 9.5238 | 0 | 0 | 0 | [9 empty] | 0.65313 | 0 | 0 | 0 | 0 | 0 | 0 | 0 | 0 | 0 | 0 | 0 | 0 | 0 | 0 | 0 | 0 | 0 | 0 | 0 | 0 | 0 | 0.047552 | 0.00013 | 0.00025 | 0.00038 | 0.0005 | 0 | 0 | 0 |  | 0.056 | 0.0561 | 0.0788 | 0.0795
2014-05-01 | 6時 |  | 1.1568 | 0 | 0 | 0 | [9 empty] | 0.14872 | 0 | 0 | 0 | 0 | 0 | 0 | 0 | 0 | 0 | 0 | 0 | 0 | 0 | 0 | 0 | 0 | 0 | 0 | 0 | 0 | 0 | 0.047552 | 0.00338 | 0.00675 | 0.01013 | 0.01351 | 0 | 0.024649 | 0.011815 |  | 0.1925 | 0.2611 | 0.3525 | 0.3531
2014-05-01 | 7時 |  | 0.047595 | 0 | 0 | 0 | [9 empty] | 0.10778 | 0 | 0 | 0 | 0 | 0 | 0 | 0 | 0 | 0 | 0 | 0 | 0 | 0 | 0 | 0 | 0 | 0 | 0 | 0 | 0 | 0 | 0.047552 | 0.00054 | 0.00108 | 0.00163 | 0.00217 | 0.13859 | 0.053895 | 0.036861 |  | 0.1524 | 0.248 | 0.3662 | 0.3669
2014-05-01 | 8時 |  | 0.010477 | 0 | 0 | 0 | [9 empty] | 0.10126 | 0 | 0 | 0 | 0 | 0 | 0 | 0 | 0 | 0 | 0 | 0 | 0 | 0 | 0 | 0 | 0 | 0 | 0 | 0 | 0 | 0 | 0.047552 | 0.00054 | 0.00108 | 0.00163 | 0.00217 | 0.093503 | 0 | 0.035602 |  | 0.1091 | 0.1448 | 0.2032 | 0.2039
2014-05-01 | 9時 |  | 0 | 0 | 0 | 0 | [9 empty] | 0 | 0 | 0 | 0 | 0 | 0 | 0 | 0 | 0 | 0 | 0 | 0 | 0 | 0 | 0 | 0 | 0 | 0 | 0 | 0 | 0 | 0 | 0.047552 | 0.00013 | 0.00025 | 0.00038 | 0.0005 | 0.17838 | 0.10971 | 0.042749 |  | 0.3011 | 0.3368 | 0.3953 | 0.396
2014-05-01 | 10時 |  | 0 | 0 | 0 | 0 | [9 empty] | 0 | 0 | 0 | 0 | 0 | 0 | 0 | 0 | 0 | 0 | 0 | 0 | 0 | 0 | 0 | 0 | 0 | 0 | 0 | 0 | 0 | 0 | 0.047552 | 0.00033 | 0.00067 | 0.001 | 0.00133 | 0.093503 | 0 | 0.012523 |  | 0.0483 | 0.0483 | 0.0711 | 0.0717
2014-05-01 | 11時 |  | 0 | 0 | 0 | 0 | [9 empty] | 0 | 0 | 0 | 0 | 0 | 0 | 0 | 0 | 0 | 0 | 0 | 0 | 0 | 0 | 0 | 0 | 0 | 0 | 0 | 0 | 0 | 0 | 0.047552 | 0.00013 | 0.00025 | 0.00038 | 0.0005 | 0 | 0 | 0.0052775 |  | 0.056 | 0.0561 | 0.0788 | 0.0795
2014-05-01 | 12時 |  | 0 | 0 | 0 | 0 | [9 empty] | 0 | 0 | 0 | 0 | 0 | 0 | 0 | 0 | 0 | 0 | 0 | 0 | 0 | 0 | 0 | 0 | 0 | 0 | 0 | 0 | 0 | 0 | 0.047552 | 0.00338 | 0.00675 | 0.01013 | 0.01351 | 0.05371 | 0 | 0.0052775 |  | 0.1983 | 0.2727 | 0.3698 | 0.3705
2014-05-01 | 13時 |  | 0 | 0 | 0 | 0 | [9 empty] | 0 | 0 | 0 | 0 | 0 | 0 | 0 | 0 | 0 | 0 | 0 | 0 | 0 | 0 | 0 | 0 | 0 | 0 | 0 | 0 | 0 | 0 | 0.047552 | 0.00033 | 0.00067 | 0.001 | 0.00133 | 0.11604 | 0 | 0 |  | 0.0483 | 0.0483 | 0.0711 | 0.0717
2014-05-01 | 14時 |  | 0 | 0 | 0 | 0 | [9 empty] | 0 | 0 | 0 | 0 | 0 | 0 | 0 | 0 | 0 | 0 | 0 | 0 | 0 | 0 | 0 | 0 | 0 | 0 | 0 | 0 | 0 | 0 | 0.047552 | 0.00013 | 0.00025 | 0.00038 | 0.0005 | 0.031168 | 0 | 0.017801 |  | 0.056 | 0.0561 | 0.0788 | 0.0795
2014-05-01 | 15時 |  | 0 | 0 | 0 | 0 | [9 empty] | 0 | 0 | 0 | 0 | 0 | 0 | 0 | 0 | 0 | 0 | 0 | 0 | 0 | 0 | 0 | 0 | 0 | 0 | 0 | 0 | 0 | 0 | 0.047552 | 0.00013 | 0.00025 | 0.00038 | 0.0005 | 0 | 0 | 0 |  | 0.056 | 0.0561 | 0.0788 | 0.0795
2014-05-01 | 16時 |  | 0 | 0 | 0 | 0 | [9 empty] | 0 | 0 | 0 | 0 | 0 | 0 | 0 | 0 | 0 | 0 | 0 | 0 | 0 | 0 | 0 | 0 | 0 | 0 | 0 | 0 | 0 | 0 | 0.047552 | 0.00033 | 0.00067 | 0.001 | 0.00133 | 0.062335 | 0 | 0.0052775 |  | 0.0483 | 0.0483 | 0.0711 | 0.0717
2014-05-01 | 17時 |  | 0 | 0 | 0 | 0 | [9 empty] | 0 | 0 | 0 | 0 | 0 | 0 | 0 | 0 | 0 | 0 | 0 | 0 | 0 | 0 | 0 | 0 | 0 | 0 | 0 | 0 | 0 | 0 | 0.047552 | 0.00033 | 0.00067 | 0.001 | 0.00133 | 0.10536 | 0 | 0.0082775 |  | 0.1304 | 0.2048 | 0.3019 | 0.3026
2014-05-01 | 18時 |  | 0 | 0 | 0 | 0 | [9 empty] | 0 | 0 | 0 | 0 | 0 | 0 | 0 | 0 | 0 | 0 | 0 | 0 | 0 | 0 | 0 | 0 | 0 | 0 | 0 | 0 | 0 | 0 | 0.047552 | 0.00642 | 0.01284 | 0.01926 | 0.02568 | 0.12467 | 0 | 0.0082775 |  | 0.303 | 0.3387 | 0.3972 | 0.5469
2014-05-01 | 19時 |  | 0 | 0 | 0 | 0 | [9 empty] | 0 | 0 | 0 | 0 | 0 | 0 | 0 | 0 | 0 | 0 | 0 | 0 | 0 | 0 | 0 | 0 | 0 | 0 | 0 | 0 | 0 | 0 | 0.047552 | 0.00642 | 0.01284 | 0.01926 | 0.02568 | 0.21072 | 0.10708 | 0.0082775 |  | 0.0991 | 0.1348 | 0.1932 | 0.1939
2014-05-01 | 20時 |  | 0 | 0 | 0 | 0 | [9 empty] | 0 | 0 | 0 | 0 | 0 | 0 | 0 | 0 | 0 | 0 | 0 | 0 | 0 | 0 | 0 | 0 | 0 | 0 | 0 | 0 | 0 | 0 | 0.047552 | 0.00033 | 0.00067 | 0.001 | 0.00133 | 0.14927 | 0.027125 | 0 |  | 0.0917 | 0.1275 | 0.2102 | 0.2109
2014-05-01 | 21時 |  | 0 | 0 | 0 | 0 | [9 empty] | 0 | 0 | 0 | 0 | 0 | 0 | 0 | 0 | 0 | 0 | 0 | 0 | 0 | 0 | 0 | 0 | 0 | 0 | 0 | 0 | 0 | 0 | 0.047552 | 0.00033 | 0.00067 | 0.001 | 0.00133 | 0.14618 | 0.10814 | 0.031304 |  | 0.1216 | 0.1873 | 0.2837 | 0.2844
2014-05-01 | 22時 |  | 0 | 0 | 0 | 0 | [9 empty] | 0 | 0 | 0 | 0 | 0 | 0 | 0 | 0 | 0 | 0 | 0 | 0 | 0 | 0 | 0 | 0 | 0 | 0 | 0 | 0 | 0 | 0 | 0.047552 | 0.00628 | 0.01256 | 0.01884 | 0.02512 | 0.12467 | 0.16133 | 0.043827 |  | 0.1738 | 0.1917 | 0.262 | 0.2626
2014-05-01 | 23時 |  | 0 | 0 | 0 | 0 | [9 empty] | 0 | 0 | 0 | 0 | 0 | 0 | 0 | 0 | 0 | 0 | 0 | 0 | 0 | 0 | 0 | 0 | 0 | 0 | 0 | 0 | 0 | 0 | 0.047552 | 0.0067 | 0.01339 | 0.02009 | 0.02679 | 0.12467 | 0.18881 | 0.031848 |  | 0.1877 | 0.2176 | 0.2756 | 0.2763
2014-05-02 | 0時 |  | 0 | 0 | 0 | 0 | [9 empty] | 0 | 0 | 0 | 0 | 0 | 0 | 0 | 0 | 0 | 0 | 0 | 0 | 0 | 0 | 0 | 0 | 0 | 0 | 0 | 0 | 0 | 0 | 0.047552 | 0.00013 | 0.00025 | 0.00038 | 0.0005 | 0 | 0.078899 | 0.011656 |  | 0.1578 | 0.1578 | 0.1806 | 0.1812
2014-05-02 | 1時 |  | 0 | 0 | 0 | 0 | [9 empty] | 0 | 0 | 0 | 0 | 0 | 0 | 0 | 0 | 0 | 0 | 0 | 0 | 0 | 0 | 0 | 0 | 0 | 0 | 0 | 0 | 0 | 0 | 0.047552 | 0.00013 | 0.00025 | 0.00038 | 0.0005 | 0 | 0 | 0 |  | 0.0483 | 0.0483 | 0.0711 | 0.0717
2014-05-02 | 2時 |  | 0 | 0 | 0 | 0 | [9 empty] | 0 | 0 | 0 | 0 | 0 | 0 | 0 | 0 | 0 | 0 | 0 | 0 | 0 | 0 | 0 | 0 | 0 | 0 | 0 | 0 | 0 | 0 | 0.047552 | 0.00013 | 0.00025 | 0.00038 | 0.0005 | 0 | 0 | 0 |  | 0.056 | 0.0561 | 0.0788 | 0.0795
2014-05-02 | 3時 |  | 0 | 0 | 0 | 0 | [9 empty] | 0 | 0 | 0 | 0 | 0 | 0 | 0 | 0 | 0 | 0 | 0 | 0 | 0 | 0 | 0 | 0 | 0 | 0 | 0 | 0 | 0 | 0 | 0.047552 | 0.00013 | 0.00025 | 0.00038 | 0.0005 | 0 | 0 | 0 |  | 0.056 | 0.0561 | 0.0788 | 0.0795
2014-05-02 | 4時 |  | 0 | 0 | 0 | 0 | [9 empty] | 0 | 0 | 0 | 0 | 0 | 0 | 0 | 0 | 0 | 0 | 0 | 0 | 0 | 0 | 0 | 0 | 0 | 0 | 0 | 0 | 0 | 0 | 0.047552 | 0.00013 | 0.00025 | 0.00038 | 0.0005 | 0 | 0 | 0 |  | 0.0483 | 0.0483 | 0.0711 | 0.0717
2014-05-02 | 5時 |  | 0.091705 | 0 | 0 | 0 | [9 empty] | 0.10558 | 0 | 0 | 0 | 0 | 0 | 0 | 0 | 0 | 0 | 0 | 0 | 0 | 0 | 0 | 0 | 0 | 0 | 0 | 0 | 0 | 0 | 0.047552 | 0.00013 | 0.00025 | 0.00038 | 0.0005 | 0 | 0 | 0 |  | 0.056 | 0.0561 | 0.0788 | 0.0795
2014-05-02 | 6時 |  | 0.0054806 | 0 | 0 | 0 | [9 empty] | 0.10274 | 0 | 0 | 0 | 0 | 0 | 0 | 0 | 0 | 0 | 0 | 0 | 0 | 0 | 0 | 0 | 0 | 0 | 0 | 0 | 0 | 0 | 0.047552 | 0.00338 | 0.00675 | 0.01013 | 0.01351 | 0 | 0.024649 | 0.011815 |  | 0.1925 | 0.2611 | 0.3525 | 0.3531
2014-05-02 | 7時 |  | 0.0042205 | 0 | 0 | 0 | [9 empty] | 0.1019 | 0 | 0 | 0 | 0 | 0 | 0 | 0 | 0 | 0 | 0 | 0 | 0 | 0 | 0 | 0 | 0 | 0 | 0 | 0 | 0 | 0 | 0.047552 | 0.00054 | 0.00108 | 0.00163 | 0.00217 | 0.13859 | 0.053895 | 0.036861 |  | 0.1524 | 0.248 | 0.3662 | 0.3669
2014-05-02 | 8時 |  | 0.0016436 | 0 | 0 | 0 | [9 empty] | 0.1016 | 0 | 0 | 0 | 0 | 0 | 0 | 0 | 0 | 0 | 0 | 0 | 0 | 0 | 0 | 0 | 0 | 0 | 0 | 0 | 0 | 0 | 0.047552 | 0.00054 | 0.00108 | 0.00163 | 0.00217 | 0.093503 | 0 | 0.035602 |  | 0.1091 | 0.1448 | 0.2032 | 0.2039
2014-05-02 | 9時 |  | 0 | 0 | 0 | 0 | [9 empty] | 0 | 0 | 0 | 0 | 0 | 0 | 0 | 0 | 0 | 0 | 0 | 0 | 0 | 0 | 0 | 0 | 0 | 0 | 0 | 0 | 0 | 0 | 0.047552 | 0.00013 | 0.00025 | 0.00038 | 0.0005 | 0.17838 | 0.10971 | 0.042749 |  | 0.3011 | 0.3368 | 0.3953 | 0.396
2014-05-02 | 10時 |  | 0 | 0 | 0 | 0 | [9 empty] | 0 | 0 | 0 | 0 | 0 | 0 | 0 | 0 | 0 | 0 | 0 | 0 | 0 | 0 | 0 | 0 | 0 | 0 | 0 | 0 | 0 | 0 | 0.047552 | 0.00033 | 0.00067 | 0.001 | 0.00133 | 0.093503 | 0 | 0.012523 |  | 0.0483 | 0.0483 | 0.0711 | 0.0717
2014-05-02 | 11時 |  | 0.0037823 | 0 | 0 | 0 | [9 empty] | 0.099561 | 0 | 0 | 0 | 0 | 0 | 0 | 0 | 0 | 0 | 0 | 0 | 0 | 0 | 0 | 0 | 0 | 0 | 0 | 0 | 0 | 0 | 0.047552 | 0.00013 | 0.00025 | 0.00038 | 0.0005 | 0 | 0 | 0.0052775 |  | 0.056 | 0.0561 | 0.0788 | 0.0795
2014-05-02 | 12時 |  | 0 | 0 | 0 | 0 | [9 empty] | 0 | 0 | 0 | 0 | 0 | 0 | 0 | 0 | 0 | 0 | 0 | 0 | 0 | 0 | 0 | 0 | 0 | 0 | 0 | 0 | 0 | 0 | 0.047552 | 0.00338 | 0.00675 | 0.01013 | 0.01351 | 0.05371 | 0 | 0.0052775 |  | 0.1983 | 0.2727 | 0.3698 | 0.3705
2014-05-02 | 13時 |  | 0 | 0 | 0 | 0 | [9 empty] | 0 | 0 | 0 | 0 | 0 | 0 | 0 | 0 | 0 | 0 | 0 | 0 | 0 | 0 | 0 | 0 | 0 | 0 | 0 | 0 | 0 | 0 | 0.047552 | 0.00033 | 0.00067 | 0.001 | 0.00133 | 0.11604 | 0 | 0 |  | 0.0483 | 0.0483 | 0.0711 | 0.0717
2014-05-02 | 14時 |  | 0 | 0 | 0 | 0 | [9 empty] | 0 | 0 | 0 | 0 | 0 | 0 | 0 | 0 | 0 | 0 | 0 | 0 | 0 | 0 | 0 | 0 | 0 | 0 | 0 | 0 | 0 | 0 | 0.047552 | 0.00013 | 0.00025 | 0.00038 | 0.0005 | 0.031168 | 0 | 0.017801 |  | 0.056 | 0.0561 | 0.0788 | 0.0795
2014-05-02 | 15時 |  | 0 | 0 | 0 | 0 | [9 empty] | 0 | 0 | 0 | 0 | 0 | 0 | 0 | 0 | 0 | 0 | 0 | 0 | 0 | 0 | 0 | 0 | 0 | 0 | 0 | 0 | 0 | 0 | 0.047552 | 0.00013 | 0.00025 | 0.00038 | 0.0005 | 0 | 0 | 0 |  | 0.056 | 0.0561 | 0.0788 | 0.0795
2014-05-02 | 16時 |  | 0 | 0 | 0 | 0 | [9 empty] | 0 | 0 | 0 | 0 | 0 | 0 | 0 | 0 | 0 | 0 | 0 | 0 | 0 | 0 | 0 | 0 | 0 | 0 | 0 | 0 | 0 | 0 | 0.047552 | 0.00033 | 0.00067 | 0.001 | 0.00133 | 0.062335 | 0 | 0.0052775 |  | 0.0483 | 0.0483 | 0.0711 | 0.0717
2014-05-02 | 17時 |  | 0 | 0 | 0 | 0 | [9 empty] | 0 | 0 | 0 | 0 | 0 | 0 | 0 | 0 | 0 | 0 | 0 | 0 | 0 | 0 | 0 | 0 | 0 | 0 | 0 | 0 | 0 | 0 | 0.047552 | 0.00033 | 0.00067 | 0.001 | 0.00133 | 0.10536 | 0 | 0.0082775 |  | 0.1304 | 0.2048 | 0.3019 | 0.3026
2014-05-02 | 18時 |  | 0.0067325 | 0 | 0 | 0 | [9 empty] | 0.10649 | 0 | 0 | 0 | 0 | 0 | 0 | 0 | 0 | 0 | 0 | 0 | 0 | 0 | 0 | 0 | 0 | 0 | 0 | 0 | 0 | 0 | 0.047552 | 0.00642 | 0.01284 | 0.01926 | 0.02568 | 0.12467 | 0 | 0.0082775 |  | 0.303 | 0.3387 | 0.3972 | 0.5469
2014-05-02 | 19時 |  | 0.0029383 | 0 | 0.0034439 | 0 | [9 empty] | 0.10791 | 0 | 0 | 0 | 0 | 0.16366 | 0 | 0 | 0 | 0 | 0 | 0 | 0 | 0 | 0 | 0 | 0 | 0 | 0 | 0 | 0 | 0 | 0.047552 | 0.00642 | 0.01284 | 0.01926 | 0.02568 | 0.21072 | 0.10708 | 0.0082775 |  | 0.0991 | 0.1348 | 0.1932 | 0.1939
2014-05-02 | 20時 |  | 0.0096803 | 0 | 0.0097367 | 0 | [9 empty] | 0.10936 | 0 | 0 | 0 | 0 | 0.16514 | 0 | 0 | 0 | 0 | 0 | 0 | 0 | 0 | 0 | 0 | 0 | 0 | 0 | 0 | 0 | 0 | 0.047552 | 0.00033 | 0.00067 | 0.001 | 0.00133 | 0.14927 | 0.027125 | 0 |  | 0.0917 | 0.1275 | 0.2102 | 0.2109
2014-05-02 | 21時 |  | 0.019299 | 0 | 0.016357 | 0 | [9 empty] | 0.11067 | 0 | 0 | 0 | 0 | 0.3326 | 0 | 0 | 0 | 0 | 0 | 0 | 0 | 0 | 0 | 0 | 0 | 0 | 0 | 0 | 0 | 0 | 0.047552 | 0.00033 | 0.00067 | 0.001 | 0.00133 | 0.14618 | 0.10814 | 0.031304 |  | 0.1216 | 0.1873 | 0.2837 | 0.2844
2014-05-02 | 22時 |  | 0.055471 | 0 | 0.0090044 | 0 | [9 empty] | 0.11275 | 0 | 0 | 0 | 0 | 0.16716 | 0 | 0 | 0 | 0 | 0 | 0 | 0 | 0 | 0 | 0 | 0 | 0 | 0 | 0 | 0 | 0 | 0.047552 | 0.00628 | 0.01256 | 0.01884 | 0.02512 | 0.12467 | 0.16133 | 0.043827 |  | 0.1738 | 0.1917 | 0.262 | 0.2626
2014-05-02 | 23時 |  | 0 | 0 | 0 | 0 | [9 empty] | 0 | 0 | 0 | 0 | 0 | 0 | 0 | 0 | 0 | 0 | 0 | 0 | 0 | 0 | 0 | 0 | 0 | 0 | 0 | 0 | 0 | 0 | 0.047552 | 0.0067 | 0.01339 | 0.02009 | 0.02679 | 0.12467 | 0.18881 | 0.031848 |  | 0.1877 | 0.2176 | 0.2756 | 0.2763
2014-05-03 | 0時 |  | 0 | 0 | 0 | 0 | [9 empty] | 0 | 0 | 0 | 0 | 0 | 0 | 0 | 0 | 0 | 0 | 0 | 0 | 0 | 0 | 0 | 0 | 0 | 0 | 0 | 0 | 0 | 0 | 0.047552 | 0.00013 | 0.00025 | 0.00038 | 0.0005 | 0 | 0 | 0 |  | 0.1578 | 0.1578 | 0.1806 | 0.1812
2014-05-03 | 1時 |  | 0 | 0 | 0 | 0 | [9 empty] | 0 | 0 | 0 | 0 | 0 | 0 | 0 | 0 | 0 | 0 | 0 | 0 | 0 | 0 | 0 | 0 | 0 | 0 | 0 | 0 | 0 | 0 | 0.047552 | 0.00013 | 0.00025 | 0.00038 | 0.0005 | 0 | 0 | 0 |  | 0.0483 | 0.0483 | 0.0711 | 0.0717
2014-05-03 | 2時 |  | 0 | 0 | 0 | 0 | [9 empty] | 0 | 0 | 0 | 0 | 0 | 0 | 0 | 0 | 0 | 0 | 0 | 0 | 0 | 0 | 0 | 0 | 0 | 0 | 0 | 0 | 0 | 0 | 0.047552 | 0.00013 | 0.00025 | 0.00038 | 0.0005 | 0 | 0 | 0 |  | 0.056 | 0.0561 | 0.0788 | 0.0795
2014-05-03 | 3時 |  | 0 | 0 | 0 | 0 | [9 empty] | 0 | 0 | 0 | 0 | 0 | 0 | 0 | 0 | 0 | 0 | 0 | 0 | 0 | 0 | 0 | 0 | 0 | 0 | 0 | 0 | 0 | 0 | 0.047552 | 0.00013 | 0.00025 | 0.00038 | 0.0005 | 0 | 0 | 0 |  | 0.056 | 0.0561 | 0.0788 | 0.0795
2014-05-03 | 4時 |  | 0 | 0 | 0 | 0 | [9 empty] | 0 | 0 | 0 | 0 | 0 | 0 | 0 | 0 | 0 | 0 | 0 | 0 | 0 | 0 | 0 | 0 | 0 | 0 | 0 | 0 | 0 | 0 | 0.047552 | 0.00013 | 0.00025 | 0.00038 | 0.0005 | 0 | 0 | 0 |  | 0.0483 | 0.0483 | 0.0711 | 0.0717
2014-05-03 | 5時 |  | 0 | 0 | 0 | 0 | [9 empty] | 0 | 0 | 0 | 0 | 0 | 0 | 0 | 0 | 0 | 0 | 0 | 0 | 0 | 0 | 0 | 0 | 0 | 0 | 0 | 0 | 0 | 0 | 0.047552 | 0.00013 | 0.00025 | 0.00038 | 0.0005 | 0 | 0 | 0 |  | 0.056 | 0.0561 | 0.0788 | 0.0795
2014-05-03 | 6時 |  | 0 | 0 | 0 | 0 | [9 empty] | 0 | 0 | 0 | 0 | 0 | 0 | 0 | 0 | 0 | 0 | 0 | 0 | 0 | 0 | 0 | 0 | 0 | 0 | 0 | 0 | 0 | 0 | 0.047552 | 0.00033 | 0.00067 | 0.001 | 0.00133 | 0 | 0.024649 | 0.011815 |  | 0.0859 | 0.1159 | 0.1685 | 0.1692
2014-05-03 | 7時 |  | 3.0902 | 0 | 2.7372 | 0 | [9 empty] | 0.22775 | 0 | 0 | 0 | 0 | 0.21211 | 0 | 0 | 0 | 0 | 0 | 0 | 0 | 0 | 0 | 0 | 0 | 0 | 0 | 0 | 0 | 0 | 0.047552 | 0.00033 | 0.00067 | 0.001 | 0.00133 | 0.093503 | 0 | 0.015347 |  | 0.2346 | 0.2703 | 0.3287 | 0.3294
2014-05-03 | 8時 |  | 0.021876 | 0 | 1.1054 | 0 | [9 empty] | 0.10816 | 0 | 0 | 0 | 0 | 0.3327 | 0 | 0 | 0 | 0 | 0 | 0 | 0 | 0 | 0 | 0 | 0 | 0 | 0 | 0 | 0 | 0 | 0.047552 | 0.00705 | 0.01409 | 0.02114 | 0.02818 | 0.13653 | 0.078545 | 0.060527 |  | 0.2282 | 0.3325 | 0.4595 | 0.4602
2014-05-03 | 9時 |  | 0.0086951 | 0 | 0.006546 | 0 | [9 empty] | 0.1057 | 0 | 0 | 0 | 0 | 0.3228 | 0 | 0 | 0 | 0 | 0 | 0 | 0 | 0 | 0 | 0 | 0 | 0 | 0 | 0 | 0 | 0 | 0.047552 | 0.00013 | 0.00025 | 0.00038 | 0.0005 | 0.084877 | 0.053895 | 0.0052775 |  | 0.056 | 0.0561 | 0.0788 | 0.0795
2014-05-03 | 10時 |  | 0.0024906 | 0 | 0 | 0 | [9 empty] | 0.10379 | 0 | 0 | 0 | 0 | 0 | 0 | 0 | 0 | 0 | 0 | 0 | 0 | 0 | 0 | 0 | 0 | 0 | 0 | 0 | 0 | 0 | 0.047552 | 0.00013 | 0.00025 | 0.00038 | 0.0005 | 0 | 0 | 0 |  | 0.0483 | 0.0483 | 0.0711 | 0.0717
2014-05-03 | 11時 |  | 0.0046143 | 0 | 0.00013041 | 0 | [9 empty] | 0.10369 | 0 | 0 | 0 | 0 | 0.15993 | 0 | 0 | 0 | 0 | 0 | 0 | 0 | 0 | 0 | 0 | 0 | 0 | 0 | 0 | 0 | 0 | 0.047552 | 0.00013 | 0.00025 | 0.00038 | 0.0005 | 0 | 0 | 0 |  | 0.056 | 0.0561 | 0.0788 | 0.0795
2014-05-03 | 12時 |  | 0.0090237 | 0 | 0 | 0 | [9 empty] | 0.10487 | 0 | 0 | 0 | 0 | 0 | 0 | 0 | 0 | 0 | 0 | 0 | 0 | 0 | 0 | 0 | 0 | 0 | 0 | 0 | 0 | 0 | 0.047552 | 0.00013 | 0.00025 | 0.00038 | 0.0005 | 0 | 0 | 0 |  | 0.056 | 0.0561 | 0.0788 | 0.0795
2014-05-03 | 13時 |  | 0 | 0 | 0 | 0 | [9 empty] | 0 | 0 | 0 | 0 | 0 | 0 | 0 | 0 | 0 | 0 | 0 | 0 | 0 | 0 | 0 | 0 | 0 | 0 | 0 | 0 | 0 | 0 | 0.047552 | 0.00013 | 0.00025 | 0.00038 | 0.0005 | 0 | 0 | 0 |  | 0.0483 | 0.0483 | 0.0711 | 0.0717
2014-05-03 | 14時 |  | 0 | 0 | 0 | 0 | [9 empty] | 0 | 0 | 0 | 0 | 0 | 0 | 0 | 0 | 0 | 0 | 0 | 0 | 0 | 0 | 0 | 0 | 0 | 0 | 0 | 0 | 0 | 0 | 0.047552 | 0.00013 | 0.00025 | 0.00038 | 0.0005 | 0 | 0 | 0 |  | 0.056 | 0.0561 | 0.0788 | 0.0795
2014-05-03 | 15時 |  | 0.017593 | 0 | 0.0058487 | 0 | [9 empty] | 0.10403 | 0 | 0 | 0 | 0 | 0.15993 | 0 | 0 | 0 | 0 | 0 | 0 | 0 | 0 | 0 | 0 | 0 | 0 | 0 | 0 | 0 | 0 | 0.047552 | 0.00013 | 0.00025 | 0.00038 | 0.0005 | 0 | 0 | 0 |  | 0.056 | 0.0561 | 0.0788 | 0.0795
2014-05-03 | 16時 |  | 0.010136 | 0 | 0.0020371 | 0 | [9 empty] | 0.10377 | 0 | 0 | 0 | 0 | 0.15984 | 0 | 0 | 0 | 0 | 0 | 0 | 0 | 0 | 0 | 0 | 0 | 0 | 0 | 0 | 0 | 0 | 0.047552 | 0.00013 | 0.00025 | 0.00038 | 0.0005 | 0 | 0 | 0 |  | 0.0483 | 0.0483 | 0.0711 | 0.0717
2014-05-03 | 17時 |  | 0.011943 | 0 | 0.0035265 | 0 | [9 empty] | 0.10451 | 0 | 0 | 0 | 0 | 0.16034 | 0 | 0 | 0 | 0 | 0 | 0 | 0 | 0 | 0 | 0 | 0 | 0 | 0 | 0 | 0 | 0 | 0.047552 | 0.00013 | 0.00025 | 0.00038 | 0.0005 | 0 | 0 | 0 |  | 0.056 | 0.0561 | 0.0788 | 0.0795
2014-05-03 | 18時 |  | 0.0076032 | 0 | 0 | 0 | [9 empty] | 0.10693 | 0 | 0 | 0 | 0 | 0 | 0 | 0 | 0 | 0 | 0 | 0 | 0 | 0 | 0 | 0 | 0 | 0 | 0 | 0 | 0 | 0 | 0.047552 | 0.00013 | 0.00025 | 0.00038 | 0.0005 | 0 | 0 | 0 |  | 0.056 | 0.0561 | 0.0788 | 0.0795
2014-05-03 | 19時 |  | 0.019833 | 0 | 0.031102 | 0 | [9 empty] | 0.10839 | 0 | 0 | 0 | 0 | 0.32733 | 0 | 0 | 0 | 0 | 0 | 0 | 0 | 0 | 0 | 0 | 0 | 0 | 0 | 0 | 0 | 0 | 0.047552 | 0.00013 | 0.00025 | 0.00038 | 0.0005 | 0 | 0 | 0 |  | 0.0483 | 0.0483 | 0.0711 | 0.0717
2014-05-03 | 20時 |  | 0.038924 | 0 | 0.029184 | 0 | [9 empty] | 0.10939 | 0 | 0 | 0 | 0 | 0.32825 | 0 | 0 | 0 | 0 | 0 | 0 | 0 | 0 | 0 | 0 | 0 | 0 | 0 | 0 | 0 | 0 | 0.047552 | 0.00054 | 0.00108 | 0.00163 | 0.00217 | 0.062335 | 0 | 0.0082775 |  | 0.1304 | 0.2048 | 0.3129 | 0.4626
2014-05-03 | 21時 |  | 0.056087 | 0 | 0.025086 | 0 | [9 empty] | 0.11054 | 0 | 0 | 0 | 0 | 0.32952 | 0 | 0 | 0 | 0 | 0 | 0 | 0 | 0 | 0 | 0 | 0 | 0 | 0 | 0 | 0 | 0 | 0.047552 | 0.00033 | 0.00067 | 0.001 | 0.00133 | 0.12467 | 0.026771 | 0.031304 |  | 0.1755 | 0.2411 | 0.3322 | 0.4447
2014-05-03 | 22時 |  | 0 | 0 | 0 | 0 | [9 empty] | 0 | 0 | 0 | 0 | 0 | 0 | 0 | 0 | 0 | 0 | 0 | 0 | 0 | 0 | 0 | 0 | 0 | 0 | 0 | 0 | 0 | 0 | 0.047552 | 0.00352 | 0.00703 | 0.01055 | 0.01406 | 0.12467 | 0.16133 | 0.043827 |  | 0.051 | 0.0511 | 0.0952 | 0.0959
2014-05-03 | 23時 |  | 0 | 0 | 0 | 0 | [9 empty] | 0 | 0 | 0 | 0 | 0 | 0 | 0 | 0 | 0 | 0 | 0 | 0 | 0 | 0 | 0 | 0 | 0 | 0 | 0 | 0 | 0 | 0 | 0.047552 | 0.00628 | 0.01256 | 0.01884 | 0.02512 | 0.062335 | 0.15709 | 0.044922 |  | 0.1877 | 0.2176 | 0.2703 | 0.2709
2014-05-04 | 0時 |  | 0 | 0 | 0 | 0 | [9 empty] | 0 | 0 | 0 | 0 | 0 | 0 | 0 | 0 | 0 | 0 | 0 | 0 | 0 | 0 | 0 | 0 | 0 | 0 | 0 | 0 | 0 | 0 | 0.047552 | 0.00013 | 0.00025 | 0.00038 | 0.0005 | 0 | 0 | 0 |  | 0.1578 | 0.1578 | 0.1806 | 0.1812
2014-05-04 | 1時 |  | 0 | 0 | 0 | 0 | [9 empty] | 0 | 0 | 0 | 0 | 0 | 0 | 0 | 0 | 0 | 0 | 0 | 0 | 0 | 0 | 0 | 0 | 0 | 0 | 0 | 0 | 0 | 0 | 0.047552 | 0.00013 | 0.00025 | 0.00038 | 0.0005 | 0 | 0 | 0 |  | 0.0483 | 0.0483 | 0.0711 | 0.0717
2014-05-04 | 2時 |  | 0 | 0 | 0 | 0 | [9 empty] | 0 | 0 | 0 | 0 | 0 | 0 | 0 | 0 | 0 | 0 | 0 | 0 | 0 | 0 | 0 | 0 | 0 | 0 | 0 | 0 | 0 | 0 | 0.047552 | 0.00013 | 0.00025 | 0.00038 | 0.0005 | 0 | 0 | 0 |  | 0.056 | 0.0561 | 0.0788 | 0.0795
2014-05-04 | 3時 |  | 0 | 0 | 0 | 0 | [9 empty] | 0 | 0 | 0 | 0 | 0 | 0 | 0 | 0 | 0 | 0 | 0 | 0 | 0 | 0 | 0 | 0 | 0 | 0 | 0 | 0 | 0 | 0 | 0.047552 | 0.00013 | 0.00025 | 0.00038 | 0.0005 | 0 | 0 | 0 |  | 0.056 | 0.0561 | 0.0788 | 0.0795
2014-05-04 | 4時 |  | 0 | 0 | 0 | 0 | [9 empty] | 0 | 0 | 0 | 0 | 0 | 0 | 0 | 0 | 0 | 0 | 0 | 0 | 0 | 0 | 0 | 0 | 0 | 0 | 0 | 0 | 0 | 0 | 0.047552 | 0.00013 | 0.00025 | 0.00038 | 0.0005 | 0 | 0 | 0 |  | 0.0483 | 0.0483 | 0.0711 | 0.0717
2014-05-04 | 5時 |  | 0 | 0 | 0 | 0 | [9 empty] | 0 | 0 | 0 | 0 | 0 | 0 | 0 | 0 | 0 | 0 | 0 | 0 | 0 | 0 | 0 | 0 | 0 | 0 | 0 | 0 | 0 | 0 | 0.047552 | 0.00013 | 0.00025 | 0.00038 | 0.0005 | 0 | 0 | 0 |  | 0.056 | 0.0561 | 0.0788 | 0.0795
2014-05-04 | 6時 |  | 0 | 0 | 0 | 0 | [9 empty] | 0 | 0 | 0 | 0 | 0 | 0 | 0 | 0 | 0 | 0 | 0 | 0 | 0 | 0 | 0 | 0 | 0 | 0 | 0 | 0 | 0 | 0 | 0.047552 | 0.00033 | 0.00067 | 0.001 | 0.00133 | 0 | 0.024649 | 0.011815 |  | 0.0859 | 0.1159 | 0.1685 | 0.1692
2014-05-04 | 7時 |  | 6.2489 | 0 | 2.0268 | 0 | [9 empty] | 0.37574 | 0 | 0 | 0 | 0 | 0.18633 | 0 | 0 | 0 | 0 | 0 | 0 | 0 | 0 | 0 | 0 | 0 | 0 | 0 | 0 | 0 | 0 | 0.047552 | 0.00033 | 0.00067 | 0.001 | 0.00133 | 0.093503 | 0 | 0.015347 |  | 0.2346 | 0.2703 | 0.3287 | 0.3294
2014-05-04 | 8時 |  | 0.6538 | 0 | 1.7261 | 0 | [9 empty] | 0.12395 | 0 | 0 | 0 | 0 | 0.33814 | 0 | 0 | 0 | 0 | 0 | 0 | 0 | 0 | 0 | 0 | 0 | 0 | 0 | 0 | 0 | 0 | 0.047552 | 0.00705 | 0.01409 | 0.02114 | 0.02818 | 0.13653 | 0.078545 | 0.060527 |  | 0.2282 | 0.3325 | 0.4595 | 0.4602
2014-05-04 | 9時 |  | 0.029126 | 0 | 0.17484 | 0 | [9 empty] | 0.10673 | 0 | 0 | 0 | 0 | 0.32347 | 0 | 0 | 0 | 0 | 0 | 0 | 0 | 0 | 0 | 0 | 0 | 0 | 0 | 0 | 0 | 0 | 0.047552 | 0.00013 | 0.00025 | 0.00038 | 0.0005 | 0.084877 | 0.053895 | 0.0052775 |  | 0.056 | 0.0561 | 0.0788 | 0.0795
2014-05-04 | 10時 |  | 0.00738 | 0 | 0.0046204 | 0 | [9 empty] | 0.10456 | 0 | 0 | 0 | 0 | 0.32098 | 0 | 0 | 0 | 0 | 0 | 0 | 0 | 0 | 0 | 0 | 0 | 0 | 0 | 0 | 0 | 0 | 0.047552 | 0.00013 | 0.00025 | 0.00038 | 0.0005 | 0 | 0 | 0 |  | 0.0483 | 0.0483 | 0.0711 | 0.0717
2014-05-04 | 11時 |  | 0.0039262 | 0 | 0.00062149 | 0 | [9 empty] | 0.10217 | 0 | 0 | 0 | 0 | 0.15897 | 0 | 0 | 0 | 0 | 0 | 0 | 0 | 0 | 0 | 0 | 0 | 0 | 0 | 0 | 0 | 0 | 0.047552 | 0.00013 | 0.00025 | 0.00038 | 0.0005 | 0 | 0 | 0 |  | 0.056 | 0.0561 | 0.0788 | 0.0795
2014-05-04 | 12時 |  | 0.0031097 | 0 | 0 | 0 | [9 empty] | 0.099559 | 0 | 0 | 0 | 0 | 0 | 0 | 0 | 0 | 0 | 0 | 0 | 0 | 0 | 0 | 0 | 0 | 0 | 0 | 0 | 0 | 0 | 0.047552 | 0.00013 | 0.00025 | 0.00038 | 0.0005 | 0 | 0 | 0 |  | 0.056 | 0.0561 | 0.0788 | 0.0795
2014-05-04 | 13時 |  | 0 | 0 | 0 | 0 | [9 empty] | 0 | 0 | 0 | 0 | 0 | 0 | 0 | 0 | 0 | 0 | 0 | 0 | 0 | 0 | 0 | 0 | 0 | 0 | 0 | 0 | 0 | 0 | 0.047552 | 0.00013 | 0.00025 | 0.00038 | 0.0005 | 0 | 0 | 0 |  | 0.0483 | 0.0483 | 0.0711 | 0.0717
2014-05-04 | 14時 |  | 0 | 0 | 0 | 0 | [9 empty] | 0 | 0 | 0 | 0 | 0 | 0 | 0 | 0 | 0 | 0 | 0 | 0 | 0 | 0 | 0 | 0 | 0 | 0 | 0 | 0 | 0 | 0 | 0.047552 | 0.00013 | 0.00025 | 0.00038 | 0.0005 | 0 | 0 | 0 |  | 0.056 | 0.0561 | 0.0788 | 0.0795
2014-05-04 | 15時 |  | 0.0067388 | 0 | 0.0008429 | 0 | [9 empty] | 0.10054 | 0 | 0 | 0 | 0 | 0.15809 | 0 | 0 | 0 | 0 | 0 | 0 | 0 | 0 | 0 | 0 | 0 | 0 | 0 | 0 | 0 | 0 | 0.047552 | 0.00013 | 0.00025 | 0.00038 | 0.0005 | 0 | 0 | 0 |  | 0.056 | 0.0561 | 0.0788 | 0.0795
2014-05-04 | 16時 |  | 0.0039868 | 0 | 0 | 0 | [9 empty] | 0.10231 | 0 | 0 | 0 | 0 | 0 | 0 | 0 | 0 | 0 | 0 | 0 | 0 | 0 | 0 | 0 | 0 | 0 | 0 | 0 | 0 | 0 | 0.047552 | 0.00013 | 0.00025 | 0.00038 | 0.0005 | 0 | 0 | 0 |  | 0.0483 | 0.0483 | 0.0711 | 0.0717
2014-05-04 | 17時 |  | 0.010608 | 0 | 0.002274 | 0 | [9 empty] | 0.10532 | 0 | 0 | 0 | 0 | 0.16101 | 0 | 0 | 0 | 0 | 0 | 0 | 0 | 0 | 0 | 0 | 0 | 0 | 0 | 0 | 0 | 0 | 0.047552 | 0.00013 | 0.00025 | 0.00038 | 0.0005 | 0 | 0 | 0 |  | 0.056 | 0.0561 | 0.0788 | 0.0795
2014-05-04 | 18時 |  | 0.0056858 | 0 | 0 | 0 | [9 empty] | 0.10688 | 0 | 0 | 0 | 0 | 0 | 0 | 0 | 0 | 0 | 0 | 0 | 0 | 0 | 0 | 0 | 0 | 0 | 0 | 0 | 0 | 0 | 0.047552 | 0.00013 | 0.00025 | 0.00038 | 0.0005 | 0 | 0 | 0 |  | 0.056 | 0.0561 | 0.0788 | 0.0795
2014-05-04 | 19時 |  | 0.014936 | 0 | 0.025092 | 0 | [9 empty] | 0.10839 | 0 | 0 | 0 | 0 | 0.32764 | 0 | 0 | 0 | 0 | 0 | 0 | 0 | 0 | 0 | 0 | 0 | 0 | 0 | 0 | 0 | 0 | 0.047552 | 0.00013 | 0.00025 | 0.00038 | 0.0005 | 0 | 0 | 0 |  | 0.0483 | 0.0483 | 0.0711 | 0.0717
2014-05-04 | 20時 |  | 0.045258 | 0 | 0.032086 | 0 | [9 empty] | 0.1119 | 0 | 0 | 0 | 0 | 0.33327 | 0 | 0 | 0 | 0 | 0 | 0 | 0 | 0 | 0 | 0 | 0 | 0 | 0 | 0 | 0 | 0 | 0.047552 | 0.00054 | 0.00108 | 0.00163 | 0.00217 | 0.062335 | 0 | 0.0082775 |  | 0.1304 | 0.2048 | 0.3129 | 0.4626
2014-05-04 | 21時 |  | 0.17289 | 0 | 0.042256 | 0 | [9 empty] | 0.11759 | 0 | 0 | 0 | 0 | 0.33509 | 0 | 0 | 0 | 0 | 0 | 0 | 0 | 0 | 0 | 0 | 0 | 0 | 0 | 0 | 0 | 0 | 0.047552 | 0.00033 | 0.00067 | 0.001 | 0.00133 | 0.12467 | 0.026771 | 0.031304 |  | 0.1755 | 0.2411 | 0.3322 | 0.4447
2014-05-04 | 22時 |  | 0 | 0 | 0 | 0 | [9 empty] | 0 | 0 | 0 | 0 | 0 | 0 | 0 | 0 | 0 | 0 | 0 | 0 | 0 | 0 | 0 | 0 | 0 | 0 | 0 | 0 | 0 | 0 | 0.047552 | 0.00352 | 0.00703 | 0.01055 | 0.01406 | 0.12467 | 0.16133 | 0.043827 |  | 0.051 | 0.0511 | 0.0952 | 0.0959
2014-05-04 | 23時 |  | 0 | 0 | 0 | 0 | [9 empty] | 0 | 0 | 0 | 0 | 0 | 0 | 0 | 0 | 0 | 0 | 0 | 0 | 0 | 0 | 0 | 0 | 0 | 0 | 0 | 0 | 0 | 0 | 0.047552 | 0.00628 | 0.01256 | 0.01884 | 0.02512 | 0.062335 | 0.15709 | 0.044922 |  | 0.1877 | 0.2176 | 0.2703 | 0.2709
2014-05-05 | 0時 |  | 0 | 0 | 0 | 0 | [9 empty] | 0 | 0 | 0 | 0 | 0 | 0 | 0 | 0 | 0 | 0 | 0 | 0 | 0 | 0 | 0 | 0 | 0 | 0 | 0 | 0 | 0 | 0 | 0.047552 | 0.00013 | 0.00025 | 0.00038 | 0.0005 | 0 | 0 | 0 |  | 0.1578 | 0.1578 | 0.1806 | 0.1812
2014-05-05 | 1時 |  | 0 | 0 | 0 | 0 | [9 empty] | 0 | 0 | 0 | 0 | 0 | 0 | 0 | 0 | 0 | 0 | 0 | 0 | 0 | 0 | 0 | 0 | 0 | 0 | 0 | 0 | 0 | 0 | 0.047552 | 0.00013 | 0.00025 | 0.00038 | 0.0005 | 0 | 0 | 0 |  | 0.0483 | 0.0483 | 0.0711 | 0.0717
2014-05-05 | 2時 |  | 0 | 0 | 0 | 0 | [9 empty] | 0 | 0 | 0 | 0 | 0 | 0 | 0 | 0 | 0 | 0 | 0 | 0 | 0 | 0 | 0 | 0 | 0 | 0 | 0 | 0 | 0 | 0 | 0.047552 | 0.00013 | 0.00025 | 0.00038 | 0.0005 | 0 | 0 | 0 |  | 0.056 | 0.0561 | 0.0788 | 0.0795
2014-05-05 | 3時 |  | 0 | 0 | 0 | 0 | [9 empty] | 0 | 0 | 0 | 0 | 0 | 0 | 0 | 0 | 0 | 0 | 0 | 0 | 0 | 0 | 0 | 0 | 0 | 0 | 0 | 0 | 0 | 0 | 0.047552 | 0.00013 | 0.00025 | 0.00038 | 0.0005 | 0 | 0 | 0 |  | 0.056 | 0.0561 | 0.0788 | 0.0795
2014-05-05 | 4時 |  | 0 | 0 | 0 | 0 | [9 empty] | 0 | 0 | 0 | 0 | 0 | 0 | 0 | 0 | 0 | 0 | 0 | 0 | 0 | 0 | 0 | 0 | 0 | 0 | 0 | 0 | 0 | 0 | 0.047552 | 0.00013 | 0.00025 | 0.00038 | 0.0005 | 0 | 0 | 0 |  | 0.0483 | 0.0483 | 0.0711 | 0.0717
2014-05-05 | 5時 |  | 0 | 0 | 0 | 0 | [9 empty] | 0 | 0 | 0 | 0 | 0 | 0 | 0 | 0 | 0 | 0 | 0 | 0 | 0 | 0 | 0 | 0 | 0 | 0 | 0 | 0 | 0 | 0 | 0.047552 | 0.00013 | 0.00025 | 0.00038 | 0.0005 | 0 | 0 | 0 |  | 0.056 | 0.0561 | 0.0788 | 0.0795
2014-05-05 | 6時 |  | 0 | 0 | 0 | 0 | [9 empty] | 0 | 0 | 0 | 0 | 0 | 0 | 0 | 0 | 0 | 0 | 0 | 0 | 0 | 0 | 0 | 0 | 0 | 0 | 0 | 0 | 0 | 0 | 0.047552 | 0.00013 | 0.00025 | 0.00038 | 0.0005 | 0 | 0 | 0 |  | 0.056 | 0.0561 | 0.0788 | 0.0795
2014-05-05 | 7時 |  | 6.9341 | 0 | 3.0529 | 0 | [9 empty] | 0.44444 | 0 | 0 | 0 | 0 | 0.22467 | 0 | 0 | 0 | 0 | 0 | 0 | 0 | 0 | 0 | 0 | 0 | 0 | 0 | 0 | 0 | 0 | 0.047552 | 0.00054 | 0.00108 | 0.00163 | 0.00217 | 0 | 0.024649 | 0.022689 |  | 0.1168 | 0.1854 | 0.2767 | 0.2774
2014-05-05 | 8時 |  | 0.030463 | 0 | 1.9668 | 0 | [9 empty] | 0.10958 | 0 | 0 | 0 | 0 | 0.34781 | 0 | 0 | 0 | 0 | 0 | 0 | 0 | 0 | 0 | 0 | 0 | 0 | 0 | 0 | 0 | 0 | 0.047552 | 0.00379 | 0.00759 | 0.01138 | 0.01518 | 0.084877 | 0.078545 | 0.064582 |  | 0.2156 | 0.2812 | 0.3696 | 0.3702
2014-05-05 | 9時 |  | 0.010544 | 0 | 0.0076356 | 0 | [9 empty] | 0.10686 | 0 | 0 | 0 | 0 | 0.32483 | 0 | 0 | 0 | 0 | 0 | 0 | 0 | 0 | 0 | 0 | 0 | 0 | 0 | 0 | 0 | 0 | 0.047552 | 0.00033 | 0.00067 | 0.001 | 0.00133 | 0.23209 | 0.16325 | 0.052059 |  | 0.2163 | 0.252 | 0.3265 | 0.3272
2014-05-05 | 10時 |  | 0.0060771 | 0 | 0.0017541 | 0 | [9 empty] | 0.1062 | 0 | 0 | 0 | 0 | 0.3238 | 0 | 0 | 0 | 0 | 0 | 0 | 0 | 0 | 0 | 0 | 0 | 0 | 0 | 0 | 0 | 0 | 0.047552 | 0.00054 | 0.00108 | 0.00163 | 0.00217 | 0.12467 | 0.21558 | 0.037471 |  | 0.1917 | 0.2274 | 0.3128 | 0.3134
2014-05-05 | 11時 |  | 0.0081142 | 0 | 0.00052711 | 0 | [9 empty] | 0.10499 | 0 | 0 | 0 | 0 | 0.16086 | 0 | 0 | 0 | 0 | 0 | 0 | 0 | 0 | 0 | 0 | 0 | 0 | 0 | 0 | 0 | 0 | 0.047552 | 0.00033 | 0.00067 | 0.001 | 0.00133 | 0.12467 | 0.21558 | 0 |  | 0.1994 | 0.2352 | 0.315 | 0.3157
2014-05-05 | 12時 |  | 0.010267 | 0 | 0 | 0 | [9 empty] | 0.10518 | 0 | 0 | 0 | 0 | 0 | 0 | 0 | 0 | 0 | 0 | 0 | 0 | 0 | 0 | 0 | 0 | 0 | 0 | 0 | 0 | 0 | 0.047552 | 0.00338 | 0.00675 | 0.01013 | 0.01351 | 0.14721 | 0.13456 | 0.018352 |  | 0.1983 | 0.2727 | 0.3698 | 0.3705
2014-05-05 | 13時 |  | 0 | 0 | 0 | 0 | [9 empty] | 0 | 0 | 0 | 0 | 0 | 0 | 0 | 0 | 0 | 0 | 0 | 0 | 0 | 0 | 0 | 0 | 0 | 0 | 0 | 0 | 0 | 0 | 0.047552 | 0.00033 | 0.00067 | 0.001 | 0.00133 | 0.13756 | 0.026771 | 0.023629 |  | 0.0483 | 0.0483 | 0.0711 | 0.0717
2014-05-05 | 14時 |  | 0 | 0 | 0 | 0 | [9 empty] | 0 | 0 | 0 | 0 | 0 | 0 | 0 | 0 | 0 | 0 | 0 | 0 | 0 | 0 | 0 | 0 | 0 | 0 | 0 | 0 | 0 | 0 | 0.047552 | 0.00013 | 0.00025 | 0.00038 | 0.0005 | 0 | 0 | 0 |  | 0.056 | 0.0561 | 0.0788 | 0.0795
2014-05-05 | 15時 |  | 0.025014 | 0 | 0.0067803 | 0 | [9 empty] | 0.10693 | 0 | 0 | 0 | 0 | 0.1621 | 0 | 0 | 0 | 0 | 0 | 0 | 0 | 0 | 0 | 0 | 0 | 0 | 0 | 0 | 0 | 0 | 0.047552 | 0.00013 | 0.00025 | 0.00038 | 0.0005 | 0 | 0 | 0 |  | 0.056 | 0.0561 | 0.0788 | 0.0795
2014-05-05 | 16時 |  | 0.019197 | 0 | 0.0035403 | 0 | [9 empty] | 0.10808 | 0 | 0 | 0 | 0 | 0.16336 | 0 | 0 | 0 | 0 | 0 | 0 | 0 | 0 | 0 | 0 | 0 | 0 | 0 | 0 | 0 | 0 | 0.047552 | 0.00054 | 0.00108 | 0.00163 | 0.00217 | 0.062335 | 0.054249 | 0.024058 |  | 0.2095 | 0.275 | 0.3956 | 0.5453
2014-05-05 | 17時 |  | 0.063579 | 0 | 0.0060663 | 0 | [9 empty] | 0.11143 | 0 | 0 | 0 | 0 | 0.1654 | 0 | 0 | 0 | 0 | 0 | 0 | 0 | 0 | 0 | 0 | 0 | 0 | 0 | 0 | 0 | 0 | 0.047552 | 0.00642 | 0.01284 | 0.01926 | 0.02568 | 0.12467 | 0.1085 | 0.026923 |  | 0.2423 | 0.2781 | 0.3689 | 0.5187
2014-05-05 | 18時 |  | 0.038882 | 0 | 0 | 0 | [9 empty] | 0.11212 | 0 | 0 | 0 | 0 | 0 | 0 | 0 | 0 | 0 | 0 | 0 | 0 | 0 | 0 | 0 | 0 | 0 | 0 | 0 | 0 | 0 | 0.047552 | 0.00642 | 0.01284 | 0.01926 | 0.02568 | 0.21072 | 0.1085 | 0 |  | 0.1819 | 0.2177 | 0.2978 | 0.4476
2014-05-05 | 19時 |  | 0.23538 | 0 | 0.60662 | 0 | [9 empty] | 0.12002 | 0 | 0 | 0 | 0 | 0.33653 | 0 | 0 | 0 | 0 | 0 | 0 | 0 | 0 | 0 | 0 | 0 | 0 | 0 | 0 | 0 | 0 | 0.047552 | 0.00013 | 0.00025 | 0.00038 | 0.0005 | 0.12879 | 0 | 0.006537 |  | 0.0998 | 0.1355 | 0.2049 | 0.2056
2014-05-05 | 20時 |  | 1.0683 | 0 | 0.74004 | 0 | [9 empty] | 0.15633 | 0 | 0 | 0 | 0 | 0.33753 | 0 | 0 | 0 | 0 | 0 | 0 | 0 | 0 | 0 | 0 | 0 | 0 | 0 | 0 | 0 | 0 | 0.047552 | 0.00033 | 0.00067 | 0.001 | 0.00133 | 0.16769 | 0.10779 | 0.006537 |  | 0.0917 | 0.1275 | 0.2183 | 0.219
2014-05-05 | 21時 |  | 1.7598 | 0 | 0.7663 | 0 | [9 empty] | 0.19016 | 0 | 0 | 0 | 0 | 0.33937 | 0 | 0 | 0 | 0 | 0 | 0 | 0 | 0 | 0 | 0 | 0 | 0 | 0 | 0 | 0 | 0 | 0.047552 | 0.00628 | 0.01256 | 0.01884 | 0.02512 | 0.12467 | 0.18846 | 0.012659 |  | 0.1755 | 0.2411 | 0.3458 | 0.3465
2014-05-05 | 22時 |  | 0 | 0 | 0 | 0 | [9 empty] | 0 | 0 | 0 | 0 | 0 | 0 | 0 | 0 | 0 | 0 | 0 | 0 | 0 | 0 | 0 | 0 | 0 | 0 | 0 | 0 | 0 | 0 | 0.047552 | 0.00649 | 0.01298 | 0.01947 | 0.02595 | 0.12467 | 0.16133 | 0.043827 |  | 0.1139 | 0.1795 | 0.3002 | 0.3009
2014-05-05 | 23時 |  | 0 | 0 | 0 | 0 | [9 empty] | 0 | 0 | 0 | 0 | 0 | 0 | 0 | 0 | 0 | 0 | 0 | 0 | 0 | 0 | 0 | 0 | 0 | 0 | 0 | 0 | 0 | 0 | 0.047552 | 0.00331 | 0.00661 | 0.00992 | 0.01323 | 0.062335 | 0.15709 | 0.04296 |  | 0.1578 | 0.1578 | 0.1806 | 0.1812
2014-05-06 | 0時 |  | 0 | 0 | 0 | 0 | [9 empty] | 0 | 0 | 0 | 0 | 0 | 0 | 0 | 0 | 0 | 0 | 0 | 0 | 0 | 0 | 0 | 0 | 0 | 0 | 0 | 0 | 0 | 0 | 0.047552 | 0.00013 | 0.00025 | 0.00038 | 0.0005 | 0 | 0 | 0 |  | 0.1578 | 0.1578 | 0.1806 | 0.1812
2014-05-06 | 1時 |  | 0 | 0 | 0 | 0 | [9 empty] | 0 | 0 | 0 | 0 | 0 | 0 | 0 | 0 | 0 | 0 | 0 | 0 | 0 | 0 | 0 | 0 | 0 | 0 | 0 | 0 | 0 | 0 | 0.047552 | 0.00013 | 0.00025 | 0.00038 | 0.0005 | 0 | 0 | 0 |  | 0.0483 | 0.0483 | 0.0711 | 0.0717
2014-05-06 | 2時 |  | 0 | 0 | 0 | 0 | [9 empty] | 0 | 0 | 0 | 0 | 0 | 0 | 0 | 0 | 0 | 0 | 0 | 0 | 0 | 0 | 0 | 0 | 0 | 0 | 0 | 0 | 0 | 0 | 0.047552 | 0.00013 | 0.00025 | 0.00038 | 0.0005 | 0 | 0 | 0 |  | 0.056 | 0.0561 | 0.0788 | 0.0795
2014-05-06 | 3時 |  | 0 | 0 | 0 | 0 | [9 empty] | 0 | 0 | 0 | 0 | 0 | 0 | 0 | 0 | 0 | 0 | 0 | 0 | 0 | 0 | 0 | 0 | 0 | 0 | 0 | 0 | 0 | 0 | 0.047552 | 0.00013 | 0.00025 | 0.00038 | 0.0005 | 0 | 0 | 0 |  | 0.056 | 0.0561 | 0.0788 | 0.0795
2014-05-06 | 4時 |  | 0 | 0 | 0 | 0 | [9 empty] | 0 | 0 | 0 | 0 | 0 | 0 | 0 | 0 | 0 | 0 | 0 | 0 | 0 | 0 | 0 | 0 | 0 | 0 | 0 | 0 | 0 | 0 | 0.047552 | 0.00013 | 0.00025 | 0.00038 | 0.0005 | 0 | 0 | 0 |  | 0.0483 | 0.0483 | 0.0711 | 0.0717
2014-05-06 | 5時 |  | 0 | 0 | 0 | 0 | [9 empty] | 0 | 0 | 0 | 0 | 0 | 0 | 0 | 0 | 0 | 0 | 0 | 0 | 0 | 0 | 0 | 0 | 0 | 0 | 0 | 0 | 0 | 0 | 0.047552 | 0.00013 | 0.00025 | 0.00038 | 0.0005 | 0 | 0 | 0 |  | 0.056 | 0.0561 | 0.0788 | 0.0795
2014-05-06 | 6時 |  | 0 | 0 | 0 | 0 | [9 empty] | 0 | 0 | 0 | 0 | 0 | 0 | 0 | 0 | 0 | 0 | 0 | 0 | 0 | 0 | 0 | 0 | 0 | 0 | 0 | 0 | 0 | 0 | 0.047552 | 0.00013 | 0.00025 | 0.00038 | 0.0005 | 0 | 0 | 0 |  | 0.056 | 0.0561 | 0.0788 | 0.0795
2014-05-06 | 7時 |  | 9.2643 | 0 | 3.8704 | 0 | [9 empty] | 0.62992 | 0 | 0 | 0 | 0 | 0.26605 | 0 | 0 | 0 | 0 | 0 | 0 | 0 | 0 | 0 | 0 | 0 | 0 | 0 | 0 | 0 | 0 | 0.047552 | 0.00054 | 0.00108 | 0.00163 | 0.00217 | 0 | 0.024649 | 0.022689 |  | 0.1168 | 0.1854 | 0.2767 | 0.2774
2014-05-06 | 8時 |  | 0.055244 | 0 | 2.6812 | 0 | [9 empty] | 0.10893 | 0 | 0 | 0 | 0 | 0.35955 | 0 | 0 | 0 | 0 | 0 | 0 | 0 | 0 | 0 | 0 | 0 | 0 | 0 | 0 | 0 | 0 | 0.047552 | 0.00379 | 0.00759 | 0.01138 | 0.01518 | 0.084877 | 0.078545 | 0.064582 |  | 0.2156 | 0.2812 | 0.3696 | 0.3702
2014-05-06 | 9時 |  | 0.013971 | 0 | 0.010368 | 0 | [9 empty] | 0.10681 | 0 | 0 | 0 | 0 | 0.32456 | 0 | 0 | 0 | 0 | 0 | 0 | 0 | 0 | 0 | 0 | 0 | 0 | 0 | 0 | 0 | 0 | 0.047552 | 0.00033 | 0.00067 | 0.001 | 0.00133 | 0.23209 | 0.16325 | 0.052059 |  | 0.2163 | 0.252 | 0.3265 | 0.3272
2014-05-06 | 10時 |  | 0.0070169 | 0 | 0.002862 | 0 | [9 empty] | 0.10525 | 0 | 0 | 0 | 0 | 0.3221 | 0 | 0 | 0 | 0 | 0 | 0 | 0 | 0 | 0 | 0 | 0 | 0 | 0 | 0 | 0 | 0 | 0.047552 | 0.00054 | 0.00108 | 0.00163 | 0.00217 | 0.12467 | 0.21558 | 0.037471 |  | 0.1917 | 0.2274 | 0.3128 | 0.3134
2014-05-06 | 11時 |  | 0.01453 | 0 | 0.0031301 | 0 | [9 empty] | 0.10909 | 0 | 0 | 0 | 0 | 0.16467 | 0 | 0 | 0 | 0 | 0 | 0 | 0 | 0 | 0 | 0 | 0 | 0 | 0 | 0 | 0 | 0 | 0.047552 | 0.00033 | 0.00067 | 0.001 | 0.00133 | 0.12467 | 0.21558 | 0 |  | 0.1994 | 0.2352 | 0.315 | 0.3157
2014-05-06 | 12時 |  | 0.014644 | 0 | 0 | 0 | [9 empty] | 0.10796 | 0 | 0 | 0 | 0 | 0 | 0 | 0 | 0 | 0 | 0 | 0 | 0 | 0 | 0 | 0 | 0 | 0 | 0 | 0 | 0 | 0 | 0.047552 | 0.00338 | 0.00675 | 0.01013 | 0.01351 | 0.14721 | 0.13456 | 0.018352 |  | 0.1983 | 0.2727 | 0.3698 | 0.3705
2014-05-06 | 13時 |  | 0 | 0 | 0 | 0 | [9 empty] | 0 | 0 | 0 | 0 | 0 | 0 | 0 | 0 | 0 | 0 | 0 | 0 | 0 | 0 | 0 | 0 | 0 | 0 | 0 | 0 | 0 | 0 | 0.047552 | 0.00033 | 0.00067 | 0.001 | 0.00133 | 0.13756 | 0.026771 | 0.023629 |  | 0.0483 | 0.0483 | 0.0711 | 0.0717
2014-05-06 | 14時 |  | 0 | 0 | 0 | 0 | [9 empty] | 0 | 0 | 0 | 0 | 0 | 0 | 0 | 0 | 0 | 0 | 0 | 0 | 0 | 0 | 0 | 0 | 0 | 0 | 0 | 0 | 0 | 0 | 0.047552 | 0.00013 | 0.00025 | 0.00038 | 0.0005 | 0 | 0 | 0 |  | 0.056 | 0.0561 | 0.0788 | 0.0795
2014-05-06 | 15時 |  | 0.027891 | 0 | 0.010374 | 0 | [9 empty] | 0.1067 | 0 | 0 | 0 | 0 | 0.16183 | 0 | 0 | 0 | 0 | 0 | 0 | 0 | 0 | 0 | 0 | 0 | 0 | 0 | 0 | 0 | 0 | 0.047552 | 0.00013 | 0.00025 | 0.00038 | 0.0005 | 0 | 0 | 0 |  | 0.056 | 0.0561 | 0.0788 | 0.0795
2014-05-06 | 16時 |  | 0.023358 | 0 | 0.0045206 | 0 | [9 empty] | 0.10762 | 0 | 0 | 0 | 0 | 0.16279 | 0 | 0 | 0 | 0 | 0 | 0 | 0 | 0 | 0 | 0 | 0 | 0 | 0 | 0 | 0 | 0 | 0.047552 | 0.00054 | 0.00108 | 0.00163 | 0.00217 | 0.062335 | 0.054249 | 0.024058 |  | 0.2095 | 0.275 | 0.3956 | 0.5453
2014-05-06 | 17時 |  | 0.061064 | 0 | 0.0063707 | 0 | [9 empty] | 0.11005 | 0 | 0 | 0 | 0 | 0.1641 | 0 | 0 | 0 | 0 | 0 | 0 | 0 | 0 | 0 | 0 | 0 | 0 | 0 | 0 | 0 | 0 | 0.047552 | 0.00642 | 0.01284 | 0.01926 | 0.02568 | 0.12467 | 0.1085 | 0.026923 |  | 0.2423 | 0.2781 | 0.3689 | 0.5187
2014-05-06 | 18時 |  | 0.032406 | 0 | 0 | 0 | [9 empty] | 0.10949 | 0 | 0 | 0 | 0 | 0 | 0 | 0 | 0 | 0 | 0 | 0 | 0 | 0 | 0 | 0 | 0 | 0 | 0 | 0 | 0 | 0 | 0.047552 | 0.00642 | 0.01284 | 0.01926 | 0.02568 | 0.21072 | 0.1085 | 0 |  | 0.1819 | 0.2177 | 0.2978 | 0.4476
2014-05-06 | 19時 |  | 0.050569 | 0 | 0.53656 | 0 | [9 empty] | 0.11037 | 0 | 0 | 0 | 0 | 0.33031 | 0 | 0 | 0 | 0 | 0 | 0 | 0 | 0 | 0 | 0 | 0 | 0 | 0 | 0 | 0 | 0 | 0.047552 | 0.00013 | 0.00025 | 0.00038 | 0.0005 | 0.12879 | 0 | 0.006537 |  | 0.0998 | 0.1355 | 0.2049 | 0.2056
2014-05-06 | 20時 |  | 0.67682 | 0 | 0.52055 | 0 | [9 empty] | 0.13148 | 0 | 0 | 0 | 0 | 0.32964 | 0 | 0 | 0 | 0 | 0 | 0 | 0 | 0 | 0 | 0 | 0 | 0 | 0 | 0 | 0 | 0 | 0.047552 | 0.00033 | 0.00067 | 0.001 | 0.00133 | 0.16769 | 0.10779 | 0.006537 |  | 0.0917 | 0.1275 | 0.2183 | 0.219
2014-05-06 | 21時 |  | 1.3122 | 0 | 0.43659 | 0 | [9 empty] | 0.15702 | 0 | 0 | 0 | 0 | 0.33097 | 0 | 0 | 0 | 0 | 0 | 0 | 0 | 0 | 0 | 0 | 0 | 0 | 0 | 0 | 0 | 0 | 0.047552 | 0.00628 | 0.01256 | 0.01884 | 0.02512 | 0.12467 | 0.18846 | 0.012659 |  | 0.1755 | 0.2411 | 0.3458 | 0.3465
2014-05-06 | 22時 |  | 0 | 0 | 0 | 0 | [9 empty] | 0 | 0 | 0 | 0 | 0 | 0 | 0 | 0 | 0 | 0 | 0 | 0 | 0 | 0 | 0 | 0 | 0 | 0 | 0 | 0 | 0 | 0 | 0.047552 | 0.00649 | 0.01298 | 0.01947 | 0.02595 | 0.12467 | 0.16133 | 0.043827 |  | 0.1139 | 0.1795 | 0.3002 | 0.3009
2014-05-06 | 23時 |  | 0 | 0 | 0 | 0 | [9 empty] | 0 | 0 | 0 | 0 | 0 | 0 | 0 | 0 | 0 | 0 | 0 | 0 | 0 | 0 | 0 | 0 | 0 | 0 | 0 | 0 | 0 | 0 | 0.047552 | 0.00331 | 0.00661 | 0.00992 | 0.01323 | 0.062335 | 0.15709 | 0.04296 |  | 0.1578 | 0.1578 | 0.1806 | 0.1812
2014-05-07 | 0時 |  | 0 | 0 | 0 | 0 | [9 empty] | 0 | 0 | 0 | 0 | 0 | 0 | 0 | 0 | 0 | 0 | 0 | 0 | 0 | 0 | 0 | 0 | 0 | 0 | 0 | 0 | 0 | 0 | 0.047552 | 0.00013 | 0.00025 | 0.00038 | 0.0005 | 0 | 0 | 0 |  | 0.1578 | 0.1578 | 0.1806 | 0.1812
2014-05-07 | 1時 |  | 0 | 0 | 0 | 0 | [9 empty] | 0 | 0 | 0 | 0 | 0 | 0 | 0 | 0 | 0 | 0 | 0 | 0 | 0 | 0 | 0 | 0 | 0 | 0 | 0 | 0 | 0 | 0 | 0.047552 | 0.00013 | 0.00025 | 0.00038 | 0.0005 | 0 | 0 | 0 |  | 0.0483 | 0.0483 | 0.0711 | 0.0717
2014-05-07 | 2時 |  | 0 | 0 | 0 | 0 | [9 empty] | 0 | 0 | 0 | 0 | 0 | 0 | 0 | 0 | 0 | 0 | 0 | 0 | 0 | 0 | 0 | 0 | 0 | 0 | 0 | 0 | 0 | 0 | 0.047552 | 0.00013 | 0.00025 | 0.00038 | 0.0005 | 0 | 0 | 0 |  | 0.056 | 0.0561 | 0.0788 | 0.0795
2014-05-07 | 3時 |  | 0 | 0 | 0 | 0 | [9 empty] | 0 | 0 | 0 | 0 | 0 | 0 | 0 | 0 | 0 | 0 | 0 | 0 | 0 | 0 | 0 | 0 | 0 | 0 | 0 | 0 | 0 | 0 | 0.047552 | 0.00013 | 0.00025 | 0.00038 | 0.0005 | 0 | 0 | 0 |  | 0.056 | 0.0561 | 0.0788 | 0.0795
2014-05-07 | 4時 |  | 0 | 0 | 0 | 0 | [9 empty] | 0 | 0 | 0 | 0 | 0 | 0 | 0 | 0 | 0 | 0 | 0 | 0 | 0 | 0 | 0 | 0 | 0 | 0 | 0 | 0 | 0 | 0 | 0.047552 | 0.00013 | 0.00025 | 0.00038 | 0.0005 | 0 | 0 | 0 |  | 0.0483 | 0.0483 | 0.0711 | 0.0717
2014-05-07 | 5時 |  | 0 | 0 | 0 | 0 | [9 empty] | 0 | 0 | 0 | 0 | 0 | 0 | 0 | 0 | 0 | 0 | 0 | 0 | 0 | 0 | 0 | 0 | 0 | 0 | 0 | 0 | 0 | 0 | 0.047552 | 0.00013 | 0.00025 | 0.00038 | 0.0005 | 0 | 0 | 0 |  | 0.056 | 0.0561 | 0.0788 | 0.0795
2014-05-07 | 6時 |  | 0 | 0 | 0 | 0 | [9 empty] | 0 | 0 | 0 | 0 | 0 | 0 | 0 | 0 | 0 | 0 | 0 | 0 | 0 | 0 | 0 | 0 | 0 | 0 | 0 | 0 | 0 | 0 | 0.047552 | 0.00013 | 0.00025 | 0.00038 | 0.0005 | 0 | 0 | 0 |  | 0.056 | 0.0561 | 0.0788 | 0.0795
2014-05-07 | 7時 |  | 10.5664 | 0 | 3.5597 | 0 | [9 empty] | 0.74209 | 0 | 0 | 0 | 0 | 0.25473 | 0 | 0 | 0 | 0 | 0 | 0 | 0 | 0 | 0 | 0 | 0 | 0 | 0 | 0 | 0 | 0 | 0.047552 | 0.00054 | 0.00108 | 0.00163 | 0.00217 | 0 | 0.024649 | 0.022689 |  | 0.1168 | 0.1854 | 0.2767 | 0.2774
2014-05-07 | 8時 |  | 2.3438 | 0 | 3.817 | 0 | [9 empty] | 0.21337 | 0 | 0 | 0 | 0 | 0.40418 | 0 | 0 | 0 | 0 | 0 | 0 | 0 | 0 | 0 | 0 | 0 | 0 | 0 | 0 | 0 | 0 | 0.047552 | 0.00379 | 0.00759 | 0.01138 | 0.01518 | 0.084877 | 0.078545 | 0.064582 |  | 0.2156 | 0.2812 | 0.3696 | 0.3702
2014-05-07 | 9時 |  | 0.46305 | 0 | 0.48074 | 0 | [9 empty] | 0.12768 | 0 | 0 | 0 | 0 | 0.33388 | 0 | 0 | 0 | 0 | 0 | 0 | 0 | 0 | 0 | 0 | 0 | 0 | 0 | 0 | 0 | 0 | 0.047552 | 0.00033 | 0.00067 | 0.001 | 0.00133 | 0.23209 | 0.16325 | 0.052059 |  | 0.2163 | 0.252 | 0.3265 | 0.3272
2014-05-07 | 10時 |  | 0.035099 | 0 | 0.082339 | 0 | [9 empty] | 0.11063 | 0 | 0 | 0 | 0 | 0.33107 | 0 | 0 | 0 | 0 | 0 | 0 | 0 | 0 | 0 | 0 | 0 | 0 | 0 | 0 | 0 | 0 | 0.047552 | 0.00054 | 0.00108 | 0.00163 | 0.00217 | 0.12467 | 0.21558 | 0.037471 |  | 0.1917 | 0.2274 | 0.3128 | 0.3134
2014-05-07 | 11時 |  | 0.30504 | 0 | 0.026735 | 0 | [9 empty] | 0.11752 | 0 | 0 | 0 | 0 | 0.16413 | 0 | 0 | 0 | 0 | 0 | 0 | 0 | 0 | 0 | 0 | 0 | 0 | 0 | 0 | 0 | 0 | 0.047552 | 0.00033 | 0.00067 | 0.001 | 0.00133 | 0.12467 | 0.21558 | 0 |  | 0.1994 | 0.2352 | 0.315 | 0.3157
2014-05-07 | 12時 |  | 0.41969 | 0 | 0 | 0 | [9 empty] | 0.1196 | 0 | 0 | 0 | 0 | 0 | 0 | 0 | 0 | 0 | 0 | 0 | 0 | 0 | 0 | 0 | 0 | 0 | 0 | 0 | 0 | 0 | 0.047552 | 0.00338 | 0.00675 | 0.01013 | 0.01351 | 0.14721 | 0.13456 | 0.018352 |  | 0.1983 | 0.2727 | 0.3698 | 0.3705
2014-05-07 | 13時 |  | 0 | 0 | 0 | 0 | [9 empty] | 0 | 0 | 0 | 0 | 0 | 0 | 0 | 0 | 0 | 0 | 0 | 0 | 0 | 0 | 0 | 0 | 0 | 0 | 0 | 0 | 0 | 0 | 0.047552 | 0.00033 | 0.00067 | 0.001 | 0.00133 | 0.13756 | 0.026771 | 0.023629 |  | 0.0483 | 0.0483 | 0.0711 | 0.0717
2014-05-07 | 14時 |  | 0 | 0 | 0 | 0 | [9 empty] | 0 | 0 | 0 | 0 | 0 | 0 | 0 | 0 | 0 | 0 | 0 | 0 | 0 | 0 | 0 | 0 | 0 | 0 | 0 | 0 | 0 | 0 | 0.047552 | 0.00013 | 0.00025 | 0.00038 | 0.0005 | 0 | 0 | 0 |  | 0.056 | 0.0561 | 0.0788 | 0.0795
2014-05-07 | 15時 |  | 2.236 | 0 | 0.90016 | 0 | [9 empty] | 0.19488 | 0 | 0 | 0 | 0 | 0.16996 | 0 | 0 | 0 | 0 | 0 | 0 | 0 | 0 | 0 | 0 | 0 | 0 | 0 | 0 | 0 | 0 | 0.047552 | 0.00013 | 0.00025 | 0.00038 | 0.0005 | 0 | 0 | 0 |  | 0.056 | 0.0561 | 0.0788 | 0.0795
2014-05-07 | 16時 |  | 2.8356 | 0 | 0.52334 | 0 | [9 empty] | 0.2308 | 0 | 0 | 0 | 0 | 0.16818 | 0 | 0 | 0 | 0 | 0 | 0 | 0 | 0 | 0 | 0 | 0 | 0 | 0 | 0 | 0 | 0 | 0.047552 | 0.00054 | 0.00108 | 0.00163 | 0.00217 | 0.062335 | 0.054249 | 0.024058 |  | 0.2095 | 0.275 | 0.3956 | 0.5453
2014-05-07 | 17時 |  | 3.5772 | 0 | 0.883 | 0 | [9 empty] | 0.27673 | 0 | 0 | 0 | 0 | 0.17325 | 0 | 0 | 0 | 0 | 0 | 0 | 0 | 0 | 0 | 0 | 0 | 0 | 0 | 0 | 0 | 0 | 0.047552 | 0.00642 | 0.01284 | 0.01926 | 0.02568 | 0.12467 | 0.1085 | 0.026923 |  | 0.2423 | 0.2781 | 0.3689 | 0.5187
2014-05-07 | 18時 |  | 1.745 | 0 | 0 | 0 | [9 empty] | 0.1925 | 0 | 0 | 0 | 0 | 0 | 0 | 0 | 0 | 0 | 0 | 0 | 0 | 0 | 0 | 0 | 0 | 0 | 0 | 0 | 0 | 0 | 0.047552 | 0.00642 | 0.01284 | 0.01926 | 0.02568 | 0.21072 | 0.1085 | 0 |  | 0.1819 | 0.2177 | 0.2978 | 0.4476
2014-05-07 | 19時 |  | 2.3048 | 0 | 4.1797 | 0 | [9 empty] | 0.22157 | 0 | 0 | 0 | 0 | 0.40841 | 0 | 0 | 0 | 0 | 0 | 0 | 0 | 0 | 0 | 0 | 0 | 0 | 0 | 0 | 0 | 0 | 0.047552 | 0.00013 | 0.00025 | 0.00038 | 0.0005 | 0.12879 | 0 | 0.006537 |  | 0.0998 | 0.1355 | 0.2049 | 0.2056
2014-05-07 | 20時 |  | 2.4418 | 0 | 2.0998 | 0 | [9 empty] | 0.22749 | 0 | 0 | 0 | 0 | 0.35505 | 0 | 0 | 0 | 0 | 0 | 0 | 0 | 0 | 0 | 0 | 0 | 0 | 0 | 0 | 0 | 0 | 0.047552 | 0.00033 | 0.00067 | 0.001 | 0.00133 | 0.16769 | 0.10779 | 0.006537 |  | 0.0917 | 0.1275 | 0.2183 | 0.219
2014-05-07 | 21時 |  | 2.9316 | 0 | 1.6208 | 0 | [9 empty] | 0.25556 | 0 | 0 | 0 | 0 | 0.34952 | 0 | 0 | 0 | 0 | 0 | 0 | 0 | 0 | 0 | 0 | 0 | 0 | 0 | 0 | 0 | 0 | 0.047552 | 0.00628 | 0.01256 | 0.01884 | 0.02512 | 0.12467 | 0.18846 | 0.012659 |  | 0.1755 | 0.2411 | 0.3458 | 0.3465
2014-05-07 | 22時 |  | 0 | 0 | 0 | 0 | [9 empty] | 0 | 0 | 0 | 0 | 0 | 0 | 0 | 0 | 0 | 0 | 0 | 0 | 0 | 0 | 0 | 0 | 0 | 0 | 0 | 0 | 0 | 0 | 0.047552 | 0.00649 | 0.01298 | 0.01947 | 0.02595 | 0.12467 | 0.16133 | 0.043827 |  | 0.1139 | 0.1795 | 0.3002 | 0.3009
2014-05-07 | 23時 |  | 0 | 0 | 0 | 0 | [9 empty] | 0 | 0 | 0 | 0 | 0 | 0 | 0 | 0 | 0 | 0 | 0 | 0 | 0 | 0 | 0 | 0 | 0 | 0 | 0 | 0 | 0 | 0 | 0.047552 | 0.00331 | 0.00661 | 0.00992 | 0.01323 | 0.062335 | 0.15709 | 0.04296 |  | 0.1578 | 0.1578 | 0.1806 | 0.1812
2014-05-08 | 0時 |  | 0 | 0 | 0 | 0 | [9 empty] | 0 | 0 | 0 | 0 | 0 | 0 | 0 | 0 | 0 | 0 | 0 | 0 | 0 | 0 | 0 | 0 | 0 | 0 | 0 | 0 | 0 | 0 | 0.047552 | 0.00013 | 0.00025 | 0.00038 | 0.0005 | 0 | 0.078899 | 0.011656 |  | 0.1578 | 0.1578 | 0.1806 | 0.1812
2014-05-08 | 1時 |  | 0 | 0 | 0 | 0 | [9 empty] | 0 | 0 | 0 | 0 | 0 | 0 | 0 | 0 | 0 | 0 | 0 | 0 | 0 | 0 | 0 | 0 | 0 | 0 | 0 | 0 | 0 | 0 | 0.047552 | 0.00013 | 0.00025 | 0.00038 | 0.0005 | 0 | 0 | 0 |  | 0.0483 | 0.0483 | 0.0711 | 0.0717
2014-05-08 | 2時 |  | 0 | 0 | 0 | 0 | [9 empty] | 0 | 0 | 0 | 0 | 0 | 0 | 0 | 0 | 0 | 0 | 0 | 0 | 0 | 0 | 0 | 0 | 0 | 0 | 0 | 0 | 0 | 0 | 0.047552 | 0.00013 | 0.00025 | 0.00038 | 0.0005 | 0 | 0 | 0 |  | 0.056 | 0.0561 | 0.0788 | 0.0795
2014-05-08 | 3時 |  | 0 | 0 | 0 | 0 | [9 empty] | 0 | 0 | 0 | 0 | 0 | 0 | 0 | 0 | 0 | 0 | 0 | 0 | 0 | 0 | 0 | 0 | 0 | 0 | 0 | 0 | 0 | 0 | 0.047552 | 0.00013 | 0.00025 | 0.00038 | 0.0005 | 0 | 0 | 0 |  | 0.056 | 0.0561 | 0.0788 | 0.0795
2014-05-08 | 4時 |  | 0 | 0 | 0 | 0 | [9 empty] | 0 | 0 | 0 | 0 | 0 | 0 | 0 | 0 | 0 | 0 | 0 | 0 | 0 | 0 | 0 | 0 | 0 | 0 | 0 | 0 | 0 | 0 | 0.047552 | 0.00013 | 0.00025 | 0.00038 | 0.0005 | 0 | 0 | 0 |  | 0.0483 | 0.0483 | 0.0711 | 0.0717
2014-05-08 | 5時 |  | 14.6573 | 0 | 0 | 0 | [9 empty] | 1.1571 | 0 | 0 | 0 | 0 | 0 | 0 | 0 | 0 | 0 | 0 | 0 | 0 | 0 | 0 | 0 | 0 | 0 | 0 | 0 | 0 | 0 | 0.047552 | 0.00013 | 0.00025 | 0.00038 | 0.0005 | 0 | 0 | 0 |  | 0.056 | 0.0561 | 0.0788 | 0.0795
2014-05-08 | 6時 |  | 2.2915 | 0 | 0 | 0 | [9 empty] | 0.22091 | 0 | 0 | 0 | 0 | 0 | 0 | 0 | 0 | 0 | 0 | 0 | 0 | 0 | 0 | 0 | 0 | 0 | 0 | 0 | 0 | 0 | 0.047552 | 0.00338 | 0.00675 | 0.01013 | 0.01351 | 0 | 0.024649 | 0.011815 |  | 0.1925 | 0.2611 | 0.3525 | 0.3531
2014-05-08 | 7時 |  | 0.52718 | 0 | 0 | 0 | [9 empty] | 0.13153 | 0 | 0 | 0 | 0 | 0 | 0 | 0 | 0 | 0 | 0 | 0 | 0 | 0 | 0 | 0 | 0 | 0 | 0 | 0 | 0 | 0 | 0.047552 | 0.00054 | 0.00108 | 0.00163 | 0.00217 | 0.13859 | 0.053895 | 0.036861 |  | 0.1524 | 0.248 | 0.3662 | 0.3669
2014-05-08 | 8時 |  | 0.031257 | 0 | 0 | 0 | [9 empty] | 0.11005 | 0 | 0 | 0 | 0 | 0 | 0 | 0 | 0 | 0 | 0 | 0 | 0 | 0 | 0 | 0 | 0 | 0 | 0 | 0 | 0 | 0 | 0.047552 | 0.00054 | 0.00108 | 0.00163 | 0.00217 | 0.093503 | 0 | 0.035602 |  | 0.1091 | 0.1448 | 0.2032 | 0.2039
2014-05-08 | 9時 |  | 0 | 0 | 0 | 0 | [9 empty] | 0 | 0 | 0 | 0 | 0 | 0 | 0 | 0 | 0 | 0 | 0 | 0 | 0 | 0 | 0 | 0 | 0 | 0 | 0 | 0 | 0 | 0 | 0.047552 | 0.00013 | 0.00025 | 0.00038 | 0.0005 | 0.17838 | 0.10971 | 0.042749 |  | 0.3011 | 0.3368 | 0.3953 | 0.396
2014-05-08 | 10時 |  | 0 | 0 | 0 | 0 | [9 empty] | 0 | 0 | 0 | 0 | 0 | 0 | 0 | 0 | 0 | 0 | 0 | 0 | 0 | 0 | 0 | 0 | 0 | 0 | 0 | 0 | 0 | 0 | 0.047552 | 0.00033 | 0.00067 | 0.001 | 0.00133 | 0.093503 | 0 | 0.012523 |  | 0.0483 | 0.0483 | 0.0711 | 0.0717
2014-05-08 | 11時 |  | 0.047329 | 0 | 0 | 0 | [9 empty] | 0.10793 | 0 | 0 | 0 | 0 | 0 | 0 | 0 | 0 | 0 | 0 | 0 | 0 | 0 | 0 | 0 | 0 | 0 | 0 | 0 | 0 | 0 | 0.047552 | 0.00013 | 0.00025 | 0.00038 | 0.0005 | 0 | 0 | 0.0052775 |  | 0.056 | 0.0561 | 0.0788 | 0.0795
2014-05-08 | 12時 |  | 0.019858 | 0 | 0 | 0 | [9 empty] | 0.10853 | 0 | 0 | 0 | 0 | 0 | 0 | 0 | 0 | 0 | 0 | 0 | 0 | 0 | 0 | 0 | 0 | 0 | 0 | 0 | 0 | 0 | 0.047552 | 0.00338 | 0.00675 | 0.01013 | 0.01351 | 0.05371 | 0 | 0.0052775 |  | 0.1983 | 0.2727 | 0.3698 | 0.3705
2014-05-08 | 13時 |  | 0 | 0 | 0 | 0 | [9 empty] | 0 | 0 | 0 | 0 | 0 | 0 | 0 | 0 | 0 | 0 | 0 | 0 | 0 | 0 | 0 | 0 | 0 | 0 | 0 | 0 | 0 | 0 | 0.047552 | 0.00033 | 0.00067 | 0.001 | 0.00133 | 0.11604 | 0 | 0 |  | 0.0483 | 0.0483 | 0.0711 | 0.0717
2014-05-08 | 14時 |  | 0 | 0 | 0 | 0 | [9 empty] | 0 | 0 | 0 | 0 | 0 | 0 | 0 | 0 | 0 | 0 | 0 | 0 | 0 | 0 | 0 | 0 | 0 | 0 | 0 | 0 | 0 | 0 | 0.047552 | 0.00013 | 0.00025 | 0.00038 | 0.0005 | 0.031168 | 0 | 0.017801 |  | 0.056 | 0.0561 | 0.0788 | 0.0795
2014-05-08 | 15時 |  | 0.60595 | 0 | 0 | 0 | [9 empty] | 0.13582 | 0 | 0 | 0 | 0 | 0 | 0 | 0 | 0 | 0 | 0 | 0 | 0 | 0 | 0 | 0 | 0 | 0 | 0 | 0 | 0 | 0 | 0.047552 | 0.00013 | 0.00025 | 0.00038 | 0.0005 | 0 | 0 | 0 |  | 0.056 | 0.0561 | 0.0788 | 0.0795
2014-05-08 | 16時 |  | 1.1334 | 0 | 0 | 0 | [9 empty] | 0.16653 | 0 | 0 | 0 | 0 | 0 | 0 | 0 | 0 | 0 | 0 | 0 | 0 | 0 | 0 | 0 | 0 | 0 | 0 | 0 | 0 | 0 | 0.047552 | 0.00033 | 0.00067 | 0.001 | 0.00133 | 0.062335 | 0 | 0.0052775 |  | 0.0483 | 0.0483 | 0.0711 | 0.0717
2014-05-08 | 17時 |  | 3.5855 | 0 | 2.0156 | 0 | [9 empty] | 0.29385 | 0 | 0 | 0 | 0 | 0.20183 | 0 | 0 | 0 | 0 | 0 | 0 | 0 | 0 | 0 | 0 | 0 | 0 | 0 | 0 | 0 | 0 | 0.047552 | 0.00033 | 0.00067 | 0.001 | 0.00133 | 0.10536 | 0 | 0.0082775 |  | 0.1304 | 0.2048 | 0.3019 | 0.3026
2014-05-08 | 18時 |  | 4.1731 | 0 | 0 | 0 | [9 empty] | 0.32644 | 0 | 0 | 0 | 0 | 0 | 0 | 0 | 0 | 0 | 0 | 0 | 0 | 0 | 0 | 0 | 0 | 0 | 0 | 0 | 0 | 0 | 0.047552 | 0.00642 | 0.01284 | 0.01926 | 0.02568 | 0.12467 | 0 | 0.0082775 |  | 0.303 | 0.3387 | 0.3972 | 0.5469
2014-05-08 | 19時 |  | 2.0568 | 0 | 2.6269 | 0 | [9 empty] | 0.22198 | 0 | 0 | 0 | 0 | 0.22692 | 0 | 0 | 0 | 0 | 0 | 0 | 0 | 0 | 0 | 0 | 0 | 0 | 0 | 0 | 0 | 0 | 0.047552 | 0.00642 | 0.01284 | 0.01926 | 0.02568 | 0.21072 | 0.10708 | 0.0082775 |  | 0.0991 | 0.1348 | 0.1932 | 0.1939
2014-05-08 | 20時 |  | 2.8771 | 0 | 2.8495 | 0 | [9 empty] | 0.27373 | 0 | 0 | 0 | 0 | 0.23922 | 0 | 0 | 0 | 0 | 0 | 0 | 0 | 0 | 0 | 0 | 0 | 0 | 0 | 0 | 0 | 0 | 0.047552 | 0.00033 | 0.00067 | 0.001 | 0.00133 | 0.14927 | 0.027125 | 0 |  | 0.0917 | 0.1275 | 0.2102 | 0.2109
2014-05-08 | 21時 |  | 3.3898 | 0 | 3.223 | 0 | [9 empty] | 0.30057 | 0 | 0 | 0 | 0 | 0.39131 | 0 | 0 | 0 | 0 | 0 | 0 | 0 | 0 | 0 | 0 | 0 | 0 | 0 | 0 | 0 | 0 | 0.047552 | 0.00033 | 0.00067 | 0.001 | 0.00133 | 0.14618 | 0.10814 | 0.031304 |  | 0.1216 | 0.1873 | 0.2837 | 0.2844
2014-05-08 | 22時 |  | 3.8309 | 0 | 1.2932 | 0 | [9 empty] | 0.32836 | 0 | 0 | 0 | 0 | 0.18747 | 0 | 0 | 0 | 0 | 0 | 0 | 0 | 0 | 0 | 0 | 0 | 0 | 0 | 0 | 0 | 0 | 0.047552 | 0.00628 | 0.01256 | 0.01884 | 0.02512 | 0.12467 | 0.16133 | 0.043827 |  | 0.1738 | 0.1917 | 0.262 | 0.2626
2014-05-08 | 23時 |  | 0 | 0 | 0 | 0 | [9 empty] | 0 | 0 | 0 | 0 | 0 | 0 | 0 | 0 | 0 | 0 | 0 | 0 | 0 | 0 | 0 | 0 | 0 | 0 | 0 | 0 | 0 | 0 | 0.047552 | 0.0067 | 0.01339 | 0.02009 | 0.02679 | 0.12467 | 0.18881 | 0.031848 |  | 0.1877 | 0.2176 | 0.2756 | 0.2763
2014-05-09 | 0時 |  | 0 | 0 | 0 | 0 | [9 empty] | 0 | 0 | 0 | 0 | 0 | 0 | 0 | 0 | 0 | 0 | 0 | 0 | 0 | 0 | 0 | 0 | 0 | 0 | 0 | 0 | 0 | 0 | 0.047552 | 0.00013 | 0.00025 | 0.00038 | 0.0005 | 0 | 0.078899 | 0.011656 |  | 0.1578 | 0.1578 | 0.1806 | 0.1812
2014-05-09 | 1時 |  | 0 | 0 | 0 | 0 | [9 empty] | 0 | 0 | 0 | 0 | 0 | 0 | 0 | 0 | 0 | 0 | 0 | 0 | 0 | 0 | 0 | 0 | 0 | 0 | 0 | 0 | 0 | 0 | 0.047552 | 0.00013 | 0.00025 | 0.00038 | 0.0005 | 0 | 0 | 0 |  | 0.0483 | 0.0483 | 0.0711 | 0.0717
2014-05-09 | 2時 |  | 0 | 0 | 0 | 0 | [9 empty] | 0 | 0 | 0 | 0 | 0 | 0 | 0 | 0 | 0 | 0 | 0 | 0 | 0 | 0 | 0 | 0 | 0 | 0 | 0 | 0 | 0 | 0 | 0.047552 | 0.00013 | 0.00025 | 0.00038 | 0.0005 | 0 | 0 | 0 |  | 0.056 | 0.0561 | 0.0788 | 0.0795
2014-05-09 | 3時 |  | 0 | 0 | 0 | 0 | [9 empty] | 0 | 0 | 0 | 0 | 0 | 0 | 0 | 0 | 0 | 0 | 0 | 0 | 0 | 0 | 0 | 0 | 0 | 0 | 0 | 0 | 0 | 0 | 0.047552 | 0.00013 | 0.00025 | 0.00038 | 0.0005 | 0 | 0 | 0 |  | 0.056 | 0.0561 | 0.0788 | 0.0795
2014-05-09 | 4時 |  | 0 | 0 | 0 | 0 | [9 empty] | 0 | 0 | 0 | 0 | 0 | 0 | 0 | 0 | 0 | 0 | 0 | 0 | 0 | 0 | 0 | 0 | 0 | 0 | 0 | 0 | 0 | 0 | 0.047552 | 0.00013 | 0.00025 | 0.00038 | 0.0005 | 0 | 0 | 0 |  | 0.0483 | 0.0483 | 0.0711 | 0.0717
2014-05-09 | 5時 |  | 16.6373 | 0 | 0 | 0 | [9 empty] | 1.4326 | 0 | 0 | 0 | 0 | 0 | 0 | 0 | 0 | 0 | 0 | 0 | 0 | 0 | 0 | 0 | 0 | 0 | 0 | 0 | 0 | 0 | 0.047552 | 0.00013 | 0.00025 | 0.00038 | 0.0005 | 0 | 0 | 0 |  | 0.056 | 0.0561 | 0.0788 | 0.0795
2014-05-09 | 6時 |  | 2.8867 | 0 | 0 | 0 | [9 empty] | 0.25848 | 0 | 0 | 0 | 0 | 0 | 0 | 0 | 0 | 0 | 0 | 0 | 0 | 0 | 0 | 0 | 0 | 0 | 0 | 0 | 0 | 0 | 0.047552 | 0.00338 | 0.00675 | 0.01013 | 0.01351 | 0 | 0.024649 | 0.011815 |  | 0.1925 | 0.2611 | 0.3525 | 0.3531
2014-05-09 | 7時 |  | 1.0697 | 0 | 0 | 0 | [9 empty] | 0.15803 | 0 | 0 | 0 | 0 | 0 | 0 | 0 | 0 | 0 | 0 | 0 | 0 | 0 | 0 | 0 | 0 | 0 | 0 | 0 | 0 | 0 | 0.047552 | 0.00054 | 0.00108 | 0.00163 | 0.00217 | 0.13859 | 0.053895 | 0.036861 |  | 0.1524 | 0.248 | 0.3662 | 0.3669
2014-05-09 | 8時 |  | 0.088972 | 0 | 0 | 0 | [9 empty] | 0.11349 | 0 | 0 | 0 | 0 | 0 | 0 | 0 | 0 | 0 | 0 | 0 | 0 | 0 | 0 | 0 | 0 | 0 | 0 | 0 | 0 | 0 | 0.047552 | 0.00054 | 0.00108 | 0.00163 | 0.00217 | 0.093503 | 0 | 0.035602 |  | 0.1091 | 0.1448 | 0.2032 | 0.2039
2014-05-09 | 9時 |  | 0 | 0 | 0 | 0 | [9 empty] | 0 | 0 | 0 | 0 | 0 | 0 | 0 | 0 | 0 | 0 | 0 | 0 | 0 | 0 | 0 | 0 | 0 | 0 | 0 | 0 | 0 | 0 | 0.047552 | 0.00013 | 0.00025 | 0.00038 | 0.0005 | 0.17838 | 0.10971 | 0.042749 |  | 0.3011 | 0.3368 | 0.3953 | 0.396
2014-05-09 | 10時 |  | 0 | 0 | 0 | 0 | [9 empty] | 0 | 0 | 0 | 0 | 0 | 0 | 0 | 0 | 0 | 0 | 0 | 0 | 0 | 0 | 0 | 0 | 0 | 0 | 0 | 0 | 0 | 0 | 0.047552 | 0.00033 | 0.00067 | 0.001 | 0.00133 | 0.093503 | 0 | 0.012523 |  | 0.0483 | 0.0483 | 0.0711 | 0.0717
2014-05-09 | 11時 |  | 0.043511 | 0 | 0 | 0 | [9 empty] | 0.10322 | 0 | 0 | 0 | 0 | 0 | 0 | 0 | 0 | 0 | 0 | 0 | 0 | 0 | 0 | 0 | 0 | 0 | 0 | 0 | 0 | 0 | 0.047552 | 0.00013 | 0.00025 | 0.00038 | 0.0005 | 0 | 0 | 0.0052775 |  | 0.056 | 0.0561 | 0.0788 | 0.0795
2014-05-09 | 12時 |  | 0.013847 | 0 | 0 | 0 | [9 empty] | 0.10171 | 0 | 0 | 0 | 0 | 0 | 0 | 0 | 0 | 0 | 0 | 0 | 0 | 0 | 0 | 0 | 0 | 0 | 0 | 0 | 0 | 0 | 0.047552 | 0.00338 | 0.00675 | 0.01013 | 0.01351 | 0.05371 | 0 | 0.0052775 |  | 0.1983 | 0.2727 | 0.3698 | 0.3705
2014-05-09 | 13時 |  | 0 | 0 | 0 | 0 | [9 empty] | 0 | 0 | 0 | 0 | 0 | 0 | 0 | 0 | 0 | 0 | 0 | 0 | 0 | 0 | 0 | 0 | 0 | 0 | 0 | 0 | 0 | 0 | 0.047552 | 0.00033 | 0.00067 | 0.001 | 0.00133 | 0.11604 | 0 | 0 |  | 0.0483 | 0.0483 | 0.0711 | 0.0717
2014-05-09 | 14時 |  | 0 | 0 | 0 | 0 | [9 empty] | 0 | 0 | 0 | 0 | 0 | 0 | 0 | 0 | 0 | 0 | 0 | 0 | 0 | 0 | 0 | 0 | 0 | 0 | 0 | 0 | 0 | 0 | 0.047552 | 0.00013 | 0.00025 | 0.00038 | 0.0005 | 0.031168 | 0 | 0.017801 |  | 0.056 | 0.0561 | 0.0788 | 0.0795
2014-05-09 | 15時 |  | 0.025351 | 0 | 0 | 0 | [9 empty] | 0.10269 | 0 | 0 | 0 | 0 | 0 | 0 | 0 | 0 | 0 | 0 | 0 | 0 | 0 | 0 | 0 | 0 | 0 | 0 | 0 | 0 | 0 | 0.047552 | 0.00013 | 0.00025 | 0.00038 | 0.0005 | 0 | 0 | 0 |  | 0.056 | 0.0561 | 0.0788 | 0.0795
2014-05-09 | 16時 |  | 0.010056 | 0 | 0 | 0 | [9 empty] | 0.10279 | 0 | 0 | 0 | 0 | 0 | 0 | 0 | 0 | 0 | 0 | 0 | 0 | 0 | 0 | 0 | 0 | 0 | 0 | 0 | 0 | 0 | 0.047552 | 0.00033 | 0.00067 | 0.001 | 0.00133 | 0.062335 | 0 | 0.0052775 |  | 0.0483 | 0.0483 | 0.0711 | 0.0717
2014-05-09 | 17時 |  | 0.02341 | 0 | 0.02367 | 0 | [9 empty] | 0.10587 | 0 | 0 | 0 | 0 | 0.16125 | 0 | 0 | 0 | 0 | 0 | 0 | 0 | 0 | 0 | 0 | 0 | 0 | 0 | 0 | 0 | 0 | 0.047552 | 0.00033 | 0.00067 | 0.001 | 0.00133 | 0.10536 | 0 | 0.0082775 |  | 0.1304 | 0.2048 | 0.3019 | 0.3026
2014-05-09 | 18時 |  | 0.10569 | 0 | 0 | 0 | [9 empty] | 0.1105 | 0 | 0 | 0 | 0 | 0 | 0 | 0 | 0 | 0 | 0 | 0 | 0 | 0 | 0 | 0 | 0 | 0 | 0 | 0 | 0 | 0 | 0.047552 | 0.00642 | 0.01284 | 0.01926 | 0.02568 | 0.12467 | 0 | 0.0082775 |  | 0.303 | 0.3387 | 0.3972 | 0.5469
2014-05-09 | 19時 |  | 0.037916 | 0 | 0.43399 | 0 | [9 empty] | 0.11103 | 0 | 0 | 0 | 0 | 0.16638 | 0 | 0 | 0 | 0 | 0 | 0 | 0 | 0 | 0 | 0 | 0 | 0 | 0 | 0 | 0 | 0 | 0.047552 | 0.00642 | 0.01284 | 0.01926 | 0.02568 | 0.21072 | 0.10708 | 0.0082775 |  | 0.0991 | 0.1348 | 0.1932 | 0.1939
2014-05-09 | 20時 |  | 1.124 | 0 | 1.3398 | 0 | [9 empty] | 0.16326 | 0 | 0 | 0 | 0 | 0.18254 | 0 | 0 | 0 | 0 | 0 | 0 | 0 | 0 | 0 | 0 | 0 | 0 | 0 | 0 | 0 | 0 | 0.047552 | 0.00033 | 0.00067 | 0.001 | 0.00133 | 0.14927 | 0.027125 | 0 |  | 0.0917 | 0.1275 | 0.2102 | 0.2109
2014-05-09 | 21時 |  | 1.6688 | 0 | 1.3822 | 0 | [9 empty] | 0.18223 | 0 | 0 | 0 | 0 | 0.34163 | 0 | 0 | 0 | 0 | 0 | 0 | 0 | 0 | 0 | 0 | 0 | 0 | 0 | 0 | 0 | 0 | 0.047552 | 0.00033 | 0.00067 | 0.001 | 0.00133 | 0.14618 | 0.10814 | 0.031304 |  | 0.1216 | 0.1873 | 0.2837 | 0.2844
2014-05-09 | 22時 |  | 2.2905 | 0 | 0.61209 | 0 | [9 empty] | 0.21631 | 0 | 0 | 0 | 0 | 0.17121 | 0 | 0 | 0 | 0 | 0 | 0 | 0 | 0 | 0 | 0 | 0 | 0 | 0 | 0 | 0 | 0 | 0.047552 | 0.00628 | 0.01256 | 0.01884 | 0.02512 | 0.12467 | 0.16133 | 0.043827 |  | 0.1738 | 0.1917 | 0.262 | 0.2626
2014-05-09 | 23時 |  | 0 | 0 | 0 | 0 | [9 empty] | 0 | 0 | 0 | 0 | 0 | 0 | 0 | 0 | 0 | 0 | 0 | 0 | 0 | 0 | 0 | 0 | 0 | 0 | 0 | 0 | 0 | 0 | 0.047552 | 0.0067 | 0.01339 | 0.02009 | 0.02679 | 0.12467 | 0.18881 | 0.031848 |  | 0.1877 | 0.2176 | 0.2756 | 0.2763
2014-05-10 | 0時 |  | 0 | 0 | 0 | 0 | [9 empty] | 0 | 0 | 0 | 0 | 0 | 0 | 0 | 0 | 0 | 0 | 0 | 0 | 0 | 0 | 0 | 0 | 0 | 0 | 0 | 0 | 0 | 0 | 0.047552 | 0.00013 | 0.00025 | 0.00038 | 0.0005 | 0 | 0.078899 | 0.011656 |  | 0.1578 | 0.1578 | 0.1806 | 0.1812
2014-05-10 | 1時 |  | 0 | 0 | 0 | 0 | [9 empty] | 0 | 0 | 0 | 0 | 0 | 0 | 0 | 0 | 0 | 0 | 0 | 0 | 0 | 0 | 0 | 0 | 0 | 0 | 0 | 0 | 0 | 0 | 0.047552 | 0.00013 | 0.00025 | 0.00038 | 0.0005 | 0 | 0 | 0 |  | 0.0483 | 0.0483 | 0.0711 | 0.0717
2014-05-10 | 2時 |  | 0 | 0 | 0 | 0 | [9 empty] | 0 | 0 | 0 | 0 | 0 | 0 | 0 | 0 | 0 | 0 | 0 | 0 | 0 | 0 | 0 | 0 | 0 | 0 | 0 | 0 | 0 | 0 | 0.047552 | 0.00013 | 0.00025 | 0.00038 | 0.0005 | 0 | 0 | 0 |  | 0.056 | 0.0561 | 0.0788 | 0.0795
2014-05-10 | 3時 |  | 0 | 0 | 0 | 0 | [9 empty] | 0 | 0 | 0 | 0 | 0 | 0 | 0 | 0 | 0 | 0 | 0 | 0 | 0 | 0 | 0 | 0 | 0 | 0 | 0 | 0 | 0 | 0 | 0.047552 | 0.00013 | 0.00025 | 0.00038 | 0.0005 | 0 | 0 | 0 |  | 0.056 | 0.0561 | 0.0788 | 0.0795
2014-05-10 | 4時 |  | 0 | 0 | 0 | 0 | [9 empty] | 0 | 0 | 0 | 0 | 0 | 0 | 0 | 0 | 0 | 0 | 0 | 0 | 0 | 0 | 0 | 0 | 0 | 0 | 0 | 0 | 0 | 0 | 0.047552 | 0.00013 | 0.00025 | 0.00038 | 0.0005 | 0 | 0 | 0 |  | 0.0483 | 0.0483 | 0.0711 | 0.0717
2014-05-10 | 5時 |  | 15.5301 | 0 | 0 | 0 | [9 empty] | 1.2732 | 0 | 0 | 0 | 0 | 0 | 0 | 0 | 0 | 0 | 0 | 0 | 0 | 0 | 0 | 0 | 0 | 0 | 0 | 0 | 0 | 0 | 0.047552 | 0.00013 | 0.00025 | 0.00038 | 0.0005 | 0 | 0 | 0 |  | 0.056 | 0.0561 | 0.0788 | 0.0795
2014-05-10 | 6時 |  | 4.6377 | 0 | 0 | 0 | [9 empty] | 0.34754 | 0 | 0 | 0 | 0 | 0 | 0 | 0 | 0 | 0 | 0 | 0 | 0 | 0 | 0 | 0 | 0 | 0 | 0 | 0 | 0 | 0 | 0.047552 | 0.00338 | 0.00675 | 0.01013 | 0.01351 | 0 | 0.024649 | 0.011815 |  | 0.1925 | 0.2611 | 0.3525 | 0.3531
2014-05-10 | 7時 |  | 3.4533 | 0 | 0 | 0 | [9 empty] | 0.26798 | 0 | 0 | 0 | 0 | 0 | 0 | 0 | 0 | 0 | 0 | 0 | 0 | 0 | 0 | 0 | 0 | 0 | 0 | 0 | 0 | 0 | 0.047552 | 0.00054 | 0.00108 | 0.00163 | 0.00217 | 0.13859 | 0.053895 | 0.036861 |  | 0.1524 | 0.248 | 0.3662 | 0.3669
2014-05-10 | 8時 |  | 2.3745 | 0 | 0 | 0 | [9 empty] | 0.20553 | 0 | 0 | 0 | 0 | 0 | 0 | 0 | 0 | 0 | 0 | 0 | 0 | 0 | 0 | 0 | 0 | 0 | 0 | 0 | 0 | 0 | 0.047552 | 0.00054 | 0.00108 | 0.00163 | 0.00217 | 0.093503 | 0 | 0.035602 |  | 0.1091 | 0.1448 | 0.2032 | 0.2039
2014-05-10 | 9時 |  | 0 | 0 | 0 | 0 | [9 empty] | 0 | 0 | 0 | 0 | 0 | 0 | 0 | 0 | 0 | 0 | 0 | 0 | 0 | 0 | 0 | 0 | 0 | 0 | 0 | 0 | 0 | 0 | 0.047552 | 0.00013 | 0.00025 | 0.00038 | 0.0005 | 0.17838 | 0.10971 | 0.042749 |  | 0.3011 | 0.3368 | 0.3953 | 0.396
2014-05-10 | 10時 |  | 0 | 0 | 0 | 0 | [9 empty] | 0 | 0 | 0 | 0 | 0 | 0 | 0 | 0 | 0 | 0 | 0 | 0 | 0 | 0 | 0 | 0 | 0 | 0 | 0 | 0 | 0 | 0 | 0.047552 | 0.00033 | 0.00067 | 0.001 | 0.00133 | 0.093503 | 0 | 0.012523 |  | 0.0483 | 0.0483 | 0.0711 | 0.0717
2014-05-10 | 11時 |  | 2.6396 | 0 | 0 | 0 | [9 empty] | 0.17787 | 0 | 0 | 0 | 0 | 0 | 0 | 0 | 0 | 0 | 0 | 0 | 0 | 0 | 0 | 0 | 0 | 0 | 0 | 0 | 0 | 0 | 0.047552 | 0.00013 | 0.00025 | 0.00038 | 0.0005 | 0 | 0 | 0.0052775 |  | 0.056 | 0.0561 | 0.0788 | 0.0795
2014-05-10 | 12時 |  | 0.030812 | 0 | 0 | 0 | [9 empty] | 0.10365 | 0 | 0 | 0 | 0 | 0 | 0 | 0 | 0 | 0 | 0 | 0 | 0 | 0 | 0 | 0 | 0 | 0 | 0 | 0 | 0 | 0 | 0.047552 | 0.00338 | 0.00675 | 0.01013 | 0.01351 | 0.05371 | 0 | 0.0052775 |  | 0.1983 | 0.2727 | 0.3698 | 0.3705
2014-05-10 | 13時 |  | 0 | 0 | 0 | 0 | [9 empty] | 0 | 0 | 0 | 0 | 0 | 0 | 0 | 0 | 0 | 0 | 0 | 0 | 0 | 0 | 0 | 0 | 0 | 0 | 0 | 0 | 0 | 0 | 0.047552 | 0.00033 | 0.00067 | 0.001 | 0.00133 | 0.11604 | 0 | 0 |  | 0.0483 | 0.0483 | 0.0711 | 0.0717
2014-05-10 | 14時 |  | 0 | 0 | 0 | 0 | [9 empty] | 0 | 0 | 0 | 0 | 0 | 0 | 0 | 0 | 0 | 0 | 0 | 0 | 0 | 0 | 0 | 0 | 0 | 0 | 0 | 0 | 0 | 0 | 0.047552 | 0.00013 | 0.00025 | 0.00038 | 0.0005 | 0.031168 | 0 | 0.017801 |  | 0.056 | 0.0561 | 0.0788 | 0.0795
2014-05-10 | 15時 |  | 0.057643 | 0 | 0 | 0 | [9 empty] | 0.1042 | 0 | 0 | 0 | 0 | 0 | 0 | 0 | 0 | 0 | 0 | 0 | 0 | 0 | 0 | 0 | 0 | 0 | 0 | 0 | 0 | 0 | 0.047552 | 0.00013 | 0.00025 | 0.00038 | 0.0005 | 0 | 0 | 0 |  | 0.056 | 0.0561 | 0.0788 | 0.0795
2014-05-10 | 16時 |  | 0.027167 | 0 | 0 | 0 | [9 empty] | 0.10374 | 0 | 0 | 0 | 0 | 0 | 0 | 0 | 0 | 0 | 0 | 0 | 0 | 0 | 0 | 0 | 0 | 0 | 0 | 0 | 0 | 0 | 0.047552 | 0.00033 | 0.00067 | 0.001 | 0.00133 | 0.062335 | 0 | 0.0052775 |  | 0.0483 | 0.0483 | 0.0711 | 0.0717
2014-05-10 | 17時 |  | 0.83719 | 0 | 1.074 | 0 | [9 empty] | 0.12141 | 0 | 0 | 0 | 0 | 0.16463 | 0 | 0 | 0 | 0 | 0 | 0 | 0 | 0 | 0 | 0 | 0 | 0 | 0 | 0 | 0 | 0 | 0.047552 | 0.00033 | 0.00067 | 0.001 | 0.00133 | 0.10536 | 0 | 0.0082775 |  | 0.1304 | 0.2048 | 0.3019 | 0.3026
2014-05-10 | 18時 |  | 1.2267 | 0 | 0 | 0 | [9 empty] | 0.13463 | 0 | 0 | 0 | 0 | 0 | 0 | 0 | 0 | 0 | 0 | 0 | 0 | 0 | 0 | 0 | 0 | 0 | 0 | 0 | 0 | 0 | 0.047552 | 0.00642 | 0.01284 | 0.01926 | 0.02568 | 0.12467 | 0 | 0.0082775 |  | 0.303 | 0.3387 | 0.3972 | 0.5469
2014-05-10 | 19時 |  | 0.11812 | 0 | 1.2075 | 0 | [9 empty] | 0.10807 | 0 | 0 | 0 | 0 | 0.16802 | 0 | 0 | 0 | 0 | 0 | 0 | 0 | 0 | 0 | 0 | 0 | 0 | 0 | 0 | 0 | 0 | 0.047552 | 0.00642 | 0.01284 | 0.01926 | 0.02568 | 0.21072 | 0.10708 | 0.0082775 |  | 0.0991 | 0.1348 | 0.1932 | 0.1939
2014-05-10 | 20時 |  | 0.69182 | 0 | 1.28 | 0 | [9 empty] | 0.12299 | 0 | 0 | 0 | 0 | 0.16979 | 0 | 0 | 0 | 0 | 0 | 0 | 0 | 0 | 0 | 0 | 0 | 0 | 0 | 0 | 0 | 0 | 0.047552 | 0.00033 | 0.00067 | 0.001 | 0.00133 | 0.14927 | 0.027125 | 0 |  | 0.0917 | 0.1275 | 0.2102 | 0.2109
2014-05-10 | 21時 |  | 1.136 | 0 | 0.97143 | 0 | [9 empty] | 0.13663 | 0 | 0 | 0 | 0 | 0.32499 | 0 | 0 | 0 | 0 | 0 | 0 | 0 | 0 | 0 | 0 | 0 | 0 | 0 | 0 | 0 | 0 | 0.047552 | 0.00033 | 0.00067 | 0.001 | 0.00133 | 0.14618 | 0.10814 | 0.031304 |  | 0.1216 | 0.1873 | 0.2837 | 0.2844
2014-05-10 | 22時 |  | 1.5265 | 0 | 0.36693 | 0 | [9 empty] | 0.15165 | 0 | 0 | 0 | 0 | 0.16248 | 0 | 0 | 0 | 0 | 0 | 0 | 0 | 0 | 0 | 0 | 0 | 0 | 0 | 0 | 0 | 0 | 0.047552 | 0.00628 | 0.01256 | 0.01884 | 0.02512 | 0.12467 | 0.16133 | 0.043827 |  | 0.1738 | 0.1917 | 0.262 | 0.2626
2014-05-10 | 23時 |  | 0 | 0 | 0 | 0 | [9 empty] | 0 | 0 | 0 | 0 | 0 | 0 | 0 | 0 | 0 | 0 | 0 | 0 | 0 | 0 | 0 | 0 | 0 | 0 | 0 | 0 | 0 | 0 | 0.047552 | 0.0067 | 0.01339 | 0.02009 | 0.02679 | 0.12467 | 0.18881 | 0.031848 |  | 0.1877 | 0.2176 | 0.2756 | 0.2763
2014-05-11 | 0時 |  | 0 | 0 | 0 | 0 | [9 empty] | 0 | 0 | 0 | 0 | 0 | 0 | 0 | 0 | 0 | 0 | 0 | 0 | 0 | 0 | 0 | 0 | 0 | 0 | 0 | 0 | 0 | 0 | 0.047552 | 0.00013 | 0.00025 | 0.00038 | 0.0005 | 0 | 0.078899 | 0.011656 |  | 0.1578 | 0.1578 | 0.1806 | 0.1812
2014-05-11 | 1時 |  | 0 | 0 | 0 | 0 | [9 empty] | 0 | 0 | 0 | 0 | 0 | 0 | 0 | 0 | 0 | 0 | 0 | 0 | 0 | 0 | 0 | 0 | 0 | 0 | 0 | 0 | 0 | 0 | 0.047552 | 0.00013 | 0.00025 | 0.00038 | 0.0005 | 0 | 0 | 0 |  | 0.0483 | 0.0483 | 0.0711 | 0.0717
2014-05-11 | 2時 |  | 0 | 0 | 0 | 0 | [9 empty] | 0 | 0 | 0 | 0 | 0 | 0 | 0 | 0 | 0 | 0 | 0 | 0 | 0 | 0 | 0 | 0 | 0 | 0 | 0 | 0 | 0 | 0 | 0.047552 | 0.00013 | 0.00025 | 0.00038 | 0.0005 | 0 | 0 | 0 |  | 0.056 | 0.0561 | 0.0788 | 0.0795
2014-05-11 | 3時 |  | 0 | 0 | 0 | 0 | [9 empty] | 0 | 0 | 0 | 0 | 0 | 0 | 0 | 0 | 0 | 0 | 0 | 0 | 0 | 0 | 0 | 0 | 0 | 0 | 0 | 0 | 0 | 0 | 0.047552 | 0.00013 | 0.00025 | 0.00038 | 0.0005 | 0 | 0 | 0 |  | 0.056 | 0.0561 | 0.0788 | 0.0795
2014-05-11 | 4時 |  | 0 | 0 | 0 | 0 | [9 empty] | 0 | 0 | 0 | 0 | 0 | 0 | 0 | 0 | 0 | 0 | 0 | 0 | 0 | 0 | 0 | 0 | 0 | 0 | 0 | 0 | 0 | 0 | 0.047552 | 0.00013 | 0.00025 | 0.00038 | 0.0005 | 0 | 0 | 0 |  | 0.0483 | 0.0483 | 0.0711 | 0.0717
2014-05-11 | 5時 |  | 8.2754 | 0 | 0 | 0 | [9 empty] | 0.52076 | 0 | 0 | 0 | 0 | 0 | 0 | 0 | 0 | 0 | 0 | 0 | 0 | 0 | 0 | 0 | 0 | 0 | 0 | 0 | 0 | 0 | 0.047552 | 0.00013 | 0.00025 | 0.00038 | 0.0005 | 0 | 0 | 0 |  | 0.056 | 0.0561 | 0.0788 | 0.0795
2014-05-11 | 6時 |  | 0.82045 | 0 | 0 | 0 | [9 empty] | 0.12604 | 0 | 0 | 0 | 0 | 0 | 0 | 0 | 0 | 0 | 0 | 0 | 0 | 0 | 0 | 0 | 0 | 0 | 0 | 0 | 0 | 0 | 0.047552 | 0.00338 | 0.00675 | 0.01013 | 0.01351 | 0 | 0.024649 | 0.011815 |  | 0.1925 | 0.2611 | 0.3525 | 0.3531
2014-05-11 | 7時 |  | 0.033192 | 0 | 0 | 0 | [9 empty] | 0.10458 | 0 | 0 | 0 | 0 | 0 | 0 | 0 | 0 | 0 | 0 | 0 | 0 | 0 | 0 | 0 | 0 | 0 | 0 | 0 | 0 | 0 | 0.047552 | 0.00054 | 0.00108 | 0.00163 | 0.00217 | 0.13859 | 0.053895 | 0.036861 |  | 0.1524 | 0.248 | 0.3662 | 0.3669
2014-05-11 | 8時 |  | 0.0090604 | 0 | 0 | 0 | [9 empty] | 0.1025 | 0 | 0 | 0 | 0 | 0 | 0 | 0 | 0 | 0 | 0 | 0 | 0 | 0 | 0 | 0 | 0 | 0 | 0 | 0 | 0 | 0 | 0.047552 | 0.00054 | 0.00108 | 0.00163 | 0.00217 | 0.093503 | 0 | 0.035602 |  | 0.1091 | 0.1448 | 0.2032 | 0.2039
2014-05-11 | 9時 |  | 0 | 0 | 0 | 0 | [9 empty] | 0 | 0 | 0 | 0 | 0 | 0 | 0 | 0 | 0 | 0 | 0 | 0 | 0 | 0 | 0 | 0 | 0 | 0 | 0 | 0 | 0 | 0 | 0.047552 | 0.00013 | 0.00025 | 0.00038 | 0.0005 | 0.17838 | 0.10971 | 0.042749 |  | 0.3011 | 0.3368 | 0.3953 | 0.396
2014-05-11 | 10時 |  | 0 | 0 | 0 | 0 | [9 empty] | 0 | 0 | 0 | 0 | 0 | 0 | 0 | 0 | 0 | 0 | 0 | 0 | 0 | 0 | 0 | 0 | 0 | 0 | 0 | 0 | 0 | 0 | 0.047552 | 0.00033 | 0.00067 | 0.001 | 0.00133 | 0.093503 | 0 | 0.012523 |  | 0.0483 | 0.0483 | 0.0711 | 0.0717
2014-05-11 | 11時 |  | 0 | 0 | 0 | 0 | [9 empty] | 0 | 0 | 0 | 0 | 0 | 0 | 0 | 0 | 0 | 0 | 0 | 0 | 0 | 0 | 0 | 0 | 0 | 0 | 0 | 0 | 0 | 0 | 0.047552 | 0.00013 | 0.00025 | 0.00038 | 0.0005 | 0 | 0 | 0.0052775 |  | 0.056 | 0.0561 | 0.0788 | 0.0795
2014-05-11 | 12時 |  | 0 | 0 | 0 | 0 | [9 empty] | 0 | 0 | 0 | 0 | 0 | 0 | 0 | 0 | 0 | 0 | 0 | 0 | 0 | 0 | 0 | 0 | 0 | 0 | 0 | 0 | 0 | 0 | 0.047552 | 0.00338 | 0.00675 | 0.01013 | 0.01351 | 0.05371 | 0 | 0.0052775 |  | 0.1983 | 0.2727 | 0.3698 | 0.3705
2014-05-11 | 13時 |  | 0 | 0 | 0 | 0 | [9 empty] | 0 | 0 | 0 | 0 | 0 | 0 | 0 | 0 | 0 | 0 | 0 | 0 | 0 | 0 | 0 | 0 | 0 | 0 | 0 | 0 | 0 | 0 | 0.047552 | 0.00033 | 0.00067 | 0.001 | 0.00133 | 0.11604 | 0 | 0 |  | 0.0483 | 0.0483 | 0.0711 | 0.0717
2014-05-11 | 14時 |  | 0 | 0 | 0 | 0 | [9 empty] | 0 | 0 | 0 | 0 | 0 | 0 | 0 | 0 | 0 | 0 | 0 | 0 | 0 | 0 | 0 | 0 | 0 | 0 | 0 | 0 | 0 | 0 | 0.047552 | 0.00013 | 0.00025 | 0.00038 | 0.0005 | 0.031168 | 0 | 0.017801 |  | 0.056 | 0.0561 | 0.0788 | 0.0795
2014-05-11 | 15時 |  | 0 | 0 | 0 | 0 | [9 empty] | 0 | 0 | 0 | 0 | 0 | 0 | 0 | 0 | 0 | 0 | 0 | 0 | 0 | 0 | 0 | 0 | 0 | 0 | 0 | 0 | 0 | 0 | 0.047552 | 0.00013 | 0.00025 | 0.00038 | 0.0005 | 0 | 0 | 0 |  | 0.056 | 0.0561 | 0.0788 | 0.0795
2014-05-11 | 16時 |  | 0 | 0 | 0 | 0 | [9 empty] | 0 | 0 | 0 | 0 | 0 | 0 | 0 | 0 | 0 | 0 | 0 | 0 | 0 | 0 | 0 | 0 | 0 | 0 | 0 | 0 | 0 | 0 | 0.047552 | 0.00033 | 0.00067 | 0.001 | 0.00133 | 0.062335 | 0 | 0.0052775 |  | 0.0483 | 0.0483 | 0.0711 | 0.0717
2014-05-11 | 17時 |  | 0 | 0 | 0 | 0 | [9 empty] | 0 | 0 | 0 | 0 | 0 | 0 | 0 | 0 | 0 | 0 | 0 | 0 | 0 | 0 | 0 | 0 | 0 | 0 | 0 | 0 | 0 | 0 | 0.047552 | 0.00033 | 0.00067 | 0.001 | 0.00133 | 0.10536 | 0 | 0.0082775 |  | 0.1304 | 0.2048 | 0.3019 | 0.3026
2014-05-11 | 18時 |  | 0 | 0 | 0 | 0 | [9 empty] | 0 | 0 | 0 | 0 | 0 | 0 | 0 | 0 | 0 | 0 | 0 | 0 | 0 | 0 | 0 | 0 | 0 | 0 | 0 | 0 | 0 | 0 | 0.047552 | 0.00642 | 0.01284 | 0.01926 | 0.02568 | 0.12467 | 0 | 0.0082775 |  | 0.303 | 0.3387 | 0.3972 | 0.5469
2014-05-11 | 19時 |  | 0 | 0 | 0 | 0 | [9 empty] | 0 | 0 | 0 | 0 | 0 | 0 | 0 | 0 | 0 | 0 | 0 | 0 | 0 | 0 | 0 | 0 | 0 | 0 | 0 | 0 | 0 | 0 | 0.047552 | 0.00642 | 0.01284 | 0.01926 | 0.02568 | 0.21072 | 0.10708 | 0.0082775 |  | 0.0991 | 0.1348 | 0.1932 | 0.1939
2014-05-11 | 20時 |  | 0 | 0 | 0 | 0 | [9 empty] | 0 | 0 | 0 | 0 | 0 | 0 | 0 | 0 | 0 | 0 | 0 | 0 | 0 | 0 | 0 | 0 | 0 | 0 | 0 | 0 | 0 | 0 | 0.047552 | 0.00033 | 0.00067 | 0.001 | 0.00133 | 0.14927 | 0.027125 | 0 |  | 0.0917 | 0.1275 | 0.2102 | 0.2109
2014-05-11 | 21時 |  | 0 | 0 | 0 | 0 | [9 empty] | 0 | 0 | 0 | 0 | 0 | 0 | 0 | 0 | 0 | 0 | 0 | 0 | 0 | 0 | 0 | 0 | 0 | 0 | 0 | 0 | 0 | 0 | 0.047552 | 0.00033 | 0.00067 | 0.001 | 0.00133 | 0.14618 | 0.10814 | 0.031304 |  | 0.1216 | 0.1873 | 0.2837 | 0.2844
2014-05-11 | 22時 |  | 0 | 0 | 0 | 0 | [9 empty] | 0 | 0 | 0 | 0 | 0 | 0 | 0 | 0 | 0 | 0 | 0 | 0 | 0 | 0 | 0 | 0 | 0 | 0 | 0 | 0 | 0 | 0 | 0.047552 | 0.00628 | 0.01256 | 0.01884 | 0.02512 | 0.12467 | 0.16133 | 0.043827 |  | 0.1738 | 0.1917 | 0.262 | 0.2626
2014-05-11 | 23時 |  | 0 | 0 | 0 | 0 | [9 empty] | 0 | 0 | 0 | 0 | 0 | 0 | 0 | 0 | 0 | 0 | 0 | 0 | 0 | 0 | 0 | 0 | 0 | 0 | 0 | 0 | 0 | 0 | 0.047552 | 0.0067 | 0.01339 | 0.02009 | 0.02679 | 0.12467 | 0.18881 | 0.031848 |  | 0.1877 | 0.2176 | 0.2756 | 0.2763
2014-05-12 | 0時 |  | 0 | 0 | 0 | 0 | [9 empty] | 0 | 0 | 0 | 0 | 0 | 0 | 0 | 0 | 0 | 0 | 0 | 0 | 0 | 0 | 0 | 0 | 0 | 0 | 0 | 0 | 0 | 0 | 0.047552 | 0.00013 | 0.00025 | 0.00038 | 0.0005 | 0 | 0.078899 | 0.011656 |  | 0.1578 | 0.1578 | 0.1806 | 0.1812
2014-05-12 | 1時 |  | 0 | 0 | 0 | 0 | [9 empty] | 0 | 0 | 0 | 0 | 0 | 0 | 0 | 0 | 0 | 0 | 0 | 0 | 0 | 0 | 0 | 0 | 0 | 0 | 0 | 0 | 0 | 0 | 0.047552 | 0.00013 | 0.00025 | 0.00038 | 0.0005 | 0 | 0 | 0 |  | 0.0483 | 0.0483 | 0.0711 | 0.0717
2014-05-12 | 2時 |  | 0 | 0 | 0 | 0 | [9 empty] | 0 | 0 | 0 | 0 | 0 | 0 | 0 | 0 | 0 | 0 | 0 | 0 | 0 | 0 | 0 | 0 | 0 | 0 | 0 | 0 | 0 | 0 | 0.047552 | 0.00013 | 0.00025 | 0.00038 | 0.0005 | 0 | 0 | 0 |  | 0.056 | 0.0561 | 0.0788 | 0.0795
2014-05-12 | 3時 |  | 0 | 0 | 0 | 0 | [9 empty] | 0 | 0 | 0 | 0 | 0 | 0 | 0 | 0 | 0 | 0 | 0 | 0 | 0 | 0 | 0 | 0 | 0 | 0 | 0 | 0 | 0 | 0 | 0.047552 | 0.00013 | 0.00025 | 0.00038 | 0.0005 | 0 | 0 | 0 |  | 0.056 | 0.0561 | 0.0788 | 0.0795
2014-05-12 | 4時 |  | 0 | 0 | 0 | 0 | [9 empty] | 0 | 0 | 0 | 0 | 0 | 0 | 0 | 0 | 0 | 0 | 0 | 0 | 0 | 0 | 0 | 0 | 0 | 0 | 0 | 0 | 0 | 0 | 0.047552 | 0.00013 | 0.00025 | 0.00038 | 0.0005 | 0 | 0 | 0 |  | 0.0483 | 0.0483 | 0.0711 | 0.0717
2014-05-12 | 5時 |  | 1.9471 | 0 | 0 | 0 | [9 empty] | 0.15495 | 0 | 0 | 0 | 0 | 0 | 0 | 0 | 0 | 0 | 0 | 0 | 0 | 0 | 0 | 0 | 0 | 0 | 0 | 0 | 0 | 0 | 0.047552 | 0.00013 | 0.00025 | 0.00038 | 0.0005 | 0 | 0 | 0 |  | 0.056 | 0.0561 | 0.0788 | 0.0795
2014-05-12 | 6時 |  | 0.033049 | 0 | 0 | 0 | [9 empty] | 0.10503 | 0 | 0 | 0 | 0 | 0 | 0 | 0 | 0 | 0 | 0 | 0 | 0 | 0 | 0 | 0 | 0 | 0 | 0 | 0 | 0 | 0 | 0.047552 | 0.00338 | 0.00675 | 0.01013 | 0.01351 | 0 | 0.024649 | 0.011815 |  | 0.1925 | 0.2611 | 0.3525 | 0.3531
2014-05-12 | 7時 |  | 0.033497 | 0 | 0 | 0 | [9 empty] | 0.10534 | 0 | 0 | 0 | 0 | 0 | 0 | 0 | 0 | 0 | 0 | 0 | 0 | 0 | 0 | 0 | 0 | 0 | 0 | 0 | 0 | 0 | 0.047552 | 0.00054 | 0.00108 | 0.00163 | 0.00217 | 0.13859 | 0.053895 | 0.036861 |  | 0.1524 | 0.248 | 0.3662 | 0.3669
2014-05-12 | 8時 |  | 0.025012 | 0 | 0 | 0 | [9 empty] | 0.10459 | 0 | 0 | 0 | 0 | 0 | 0 | 0 | 0 | 0 | 0 | 0 | 0 | 0 | 0 | 0 | 0 | 0 | 0 | 0 | 0 | 0 | 0.047552 | 0.00054 | 0.00108 | 0.00163 | 0.00217 | 0.093503 | 0 | 0.035602 |  | 0.1091 | 0.1448 | 0.2032 | 0.2039
2014-05-12 | 9時 |  | 0 | 0 | 0 | 0 | [9 empty] | 0 | 0 | 0 | 0 | 0 | 0 | 0 | 0 | 0 | 0 | 0 | 0 | 0 | 0 | 0 | 0 | 0 | 0 | 0 | 0 | 0 | 0 | 0.047552 | 0.00013 | 0.00025 | 0.00038 | 0.0005 | 0.17838 | 0.10971 | 0.042749 |  | 0.3011 | 0.3368 | 0.3953 | 0.396
2014-05-12 | 10時 |  | 0 | 0 | 0 | 0 | [9 empty] | 0 | 0 | 0 | 0 | 0 | 0 | 0 | 0 | 0 | 0 | 0 | 0 | 0 | 0 | 0 | 0 | 0 | 0 | 0 | 0 | 0 | 0 | 0.047552 | 0.00033 | 0.00067 | 0.001 | 0.00133 | 0.093503 | 0 | 0.012523 |  | 0.0483 | 0.0483 | 0.0711 | 0.0717
2014-05-12 | 11時 |  | 0.52797 | 0 | 0 | 0 | [9 empty] | 0.11521 | 0 | 0 | 0 | 0 | 0 | 0 | 0 | 0 | 0 | 0 | 0 | 0 | 0 | 0 | 0 | 0 | 0 | 0 | 0 | 0 | 0 | 0.047552 | 0.00013 | 0.00025 | 0.00038 | 0.0005 | 0 | 0 | 0.0052775 |  | 0.056 | 0.0561 | 0.0788 | 0.0795
2014-05-12 | 12時 |  | 0.031873 | 0 | 0 | 0 | [9 empty] | 0.1053 | 0 | 0 | 0 | 0 | 0 | 0 | 0 | 0 | 0 | 0 | 0 | 0 | 0 | 0 | 0 | 0 | 0 | 0 | 0 | 0 | 0 | 0.047552 | 0.00338 | 0.00675 | 0.01013 | 0.01351 | 0.05371 | 0 | 0.0052775 |  | 0.1983 | 0.2727 | 0.3698 | 0.3705
2014-05-12 | 13時 |  | 0 | 0 | 0 | 0 | [9 empty] | 0 | 0 | 0 | 0 | 0 | 0 | 0 | 0 | 0 | 0 | 0 | 0 | 0 | 0 | 0 | 0 | 0 | 0 | 0 | 0 | 0 | 0 | 0.047552 | 0.00033 | 0.00067 | 0.001 | 0.00133 | 0.11604 | 0 | 0 |  | 0.0483 | 0.0483 | 0.0711 | 0.0717
2014-05-12 | 14時 |  | 0 | 0 | 0 | 0 | [9 empty] | 0 | 0 | 0 | 0 | 0 | 0 | 0 | 0 | 0 | 0 | 0 | 0 | 0 | 0 | 0 | 0 | 0 | 0 | 0 | 0 | 0 | 0 | 0.047552 | 0.00013 | 0.00025 | 0.00038 | 0.0005 | 0.031168 | 0 | 0.017801 |  | 0.056 | 0.0561 | 0.0788 | 0.0795
2014-05-12 | 15時 |  | 1.3727 | 0 | 0 | 0 | [9 empty] | 0.13945 | 0 | 0 | 0 | 0 | 0 | 0 | 0 | 0 | 0 | 0 | 0 | 0 | 0 | 0 | 0 | 0 | 0 | 0 | 0 | 0 | 0 | 0.047552 | 0.00013 | 0.00025 | 0.00038 | 0.0005 | 0 | 0 | 0 |  | 0.056 | 0.0561 | 0.0788 | 0.0795
2014-05-12 | 16時 |  | 0.30329 | 0 | 0 | 0 | [9 empty] | 0.1107 | 0 | 0 | 0 | 0 | 0 | 0 | 0 | 0 | 0 | 0 | 0 | 0 | 0 | 0 | 0 | 0 | 0 | 0 | 0 | 0 | 0 | 0.047552 | 0.00033 | 0.00067 | 0.001 | 0.00133 | 0.062335 | 0 | 0.0052775 |  | 0.0483 | 0.0483 | 0.0711 | 0.0717
2014-05-12 | 17時 |  | 1.2126 | 0 | 1.2838 | 0 | [9 empty] | 0.13424 | 0 | 0 | 0 | 0 | 0.16853 | 0 | 0 | 0 | 0 | 0 | 0 | 0 | 0 | 0 | 0 | 0 | 0 | 0 | 0 | 0 | 0 | 0.047552 | 0.00033 | 0.00067 | 0.001 | 0.00133 | 0.10536 | 0 | 0.0082775 |  | 0.1304 | 0.2048 | 0.3019 | 0.3026
2014-05-12 | 18時 |  | 1.4009 | 0 | 0 | 0 | [9 empty] | 0.14158 | 0 | 0 | 0 | 0 | 0 | 0 | 0 | 0 | 0 | 0 | 0 | 0 | 0 | 0 | 0 | 0 | 0 | 0 | 0 | 0 | 0 | 0.047552 | 0.00642 | 0.01284 | 0.01926 | 0.02568 | 0.12467 | 0 | 0.0082775 |  | 0.303 | 0.3387 | 0.3972 | 0.5469
2014-05-12 | 19時 |  | 0.098863 | 0 | 1.2631 | 0 | [9 empty] | 0.10818 | 0 | 0 | 0 | 0 | 0.16946 | 0 | 0 | 0 | 0 | 0 | 0 | 0 | 0 | 0 | 0 | 0 | 0 | 0 | 0 | 0 | 0 | 0.047552 | 0.00642 | 0.01284 | 0.01926 | 0.02568 | 0.21072 | 0.10708 | 0.0082775 |  | 0.0991 | 0.1348 | 0.1932 | 0.1939
2014-05-12 | 20時 |  | 0.70012 | 0 | 1.3091 | 0 | [9 empty] | 0.12528 | 0 | 0 | 0 | 0 | 0.17135 | 0 | 0 | 0 | 0 | 0 | 0 | 0 | 0 | 0 | 0 | 0 | 0 | 0 | 0 | 0 | 0 | 0.047552 | 0.00033 | 0.00067 | 0.001 | 0.00133 | 0.14927 | 0.027125 | 0 |  | 0.0917 | 0.1275 | 0.2102 | 0.2109
2014-05-12 | 21時 |  | 1.1064 | 0 | 0.95052 | 0 | [9 empty] | 0.13685 | 0 | 0 | 0 | 0 | 0.32555 | 0 | 0 | 0 | 0 | 0 | 0 | 0 | 0 | 0 | 0 | 0 | 0 | 0 | 0 | 0 | 0 | 0.047552 | 0.00033 | 0.00067 | 0.001 | 0.00133 | 0.14618 | 0.10814 | 0.031304 |  | 0.1216 | 0.1873 | 0.2837 | 0.2844
2014-05-12 | 22時 |  | 1.3966 | 0 | 0.32661 | 0 | [9 empty] | 0.14666 | 0 | 0 | 0 | 0 | 0.16223 | 0 | 0 | 0 | 0 | 0 | 0 | 0 | 0 | 0 | 0 | 0 | 0 | 0 | 0 | 0 | 0 | 0.047552 | 0.00628 | 0.01256 | 0.01884 | 0.02512 | 0.12467 | 0.16133 | 0.043827 |  | 0.1738 | 0.1917 | 0.262 | 0.2626
2014-05-12 | 23時 |  | 0 | 0 | 0 | 0 | [9 empty] | 0 | 0 | 0 | 0 | 0 | 0 | 0 | 0 | 0 | 0 | 0 | 0 | 0 | 0 | 0 | 0 | 0 | 0 | 0 | 0 | 0 | 0 | 0.047552 | 0.0067 | 0.01339 | 0.02009 | 0.02679 | 0.12467 | 0.18881 | 0.031848 |  | 0.1877 | 0.2176 | 0.2756 | 0.2763
2014-05-13 | 0時 |  | 0 | 0 | 0 | 0 | [9 empty] | 0 | 0 | 0 | 0 | 0 | 0 | 0 | 0 | 0 | 0 | 0 | 0 | 0 | 0 | 0 | 0 | 0 | 0 | 0 | 0 | 0 | 0 | 0.047552 | 0.00013 | 0.00025 | 0.00038 | 0.0005 | 0 | 0 | 0 |  | 0.1578 | 0.1578 | 0.1806 | 0.1812
2014-05-13 | 1時 |  | 0 | 0 | 0 | 0 | [9 empty] | 0 | 0 | 0 | 0 | 0 | 0 | 0 | 0 | 0 | 0 | 0 | 0 | 0 | 0 | 0 | 0 | 0 | 0 | 0 | 0 | 0 | 0 | 0.047552 | 0.00013 | 0.00025 | 0.00038 | 0.0005 | 0 | 0 | 0 |  | 0.0483 | 0.0483 | 0.0711 | 0.0717
2014-05-13 | 2時 |  | 0 | 0 | 0 | 0 | [9 empty] | 0 | 0 | 0 | 0 | 0 | 0 | 0 | 0 | 0 | 0 | 0 | 0 | 0 | 0 | 0 | 0 | 0 | 0 | 0 | 0 | 0 | 0 | 0.047552 | 0.00013 | 0.00025 | 0.00038 | 0.0005 | 0 | 0 | 0 |  | 0.056 | 0.0561 | 0.0788 | 0.0795
2014-05-13 | 3時 |  | 0 | 0 | 0 | 0 | [9 empty] | 0 | 0 | 0 | 0 | 0 | 0 | 0 | 0 | 0 | 0 | 0 | 0 | 0 | 0 | 0 | 0 | 0 | 0 | 0 | 0 | 0 | 0 | 0.047552 | 0.00013 | 0.00025 | 0.00038 | 0.0005 | 0 | 0 | 0 |  | 0.056 | 0.0561 | 0.0788 | 0.0795
2014-05-13 | 4時 |  | 0 | 0 | 0 | 0 | [9 empty] | 0 | 0 | 0 | 0 | 0 | 0 | 0 | 0 | 0 | 0 | 0 | 0 | 0 | 0 | 0 | 0 | 0 | 0 | 0 | 0 | 0 | 0 | 0.047552 | 0.00013 | 0.00025 | 0.00038 | 0.0005 | 0 | 0 | 0 |  | 0.0483 | 0.0483 | 0.0711 | 0.0717
2014-05-13 | 5時 |  | 0 | 0 | 0 | 0 | [9 empty] | 0 | 0 | 0 | 0 | 0 | 0 | 0 | 0 | 0 | 0 | 0 | 0 | 0 | 0 | 0 | 0 | 0 | 0 | 0 | 0 | 0 | 0 | 0.047552 | 0.00013 | 0.00025 | 0.00038 | 0.0005 | 0 | 0 | 0 |  | 0.056 | 0.0561 | 0.0788 | 0.0795
2014-05-13 | 6時 |  | 0 | 0 | 0 | 0 | [9 empty] | 0 | 0 | 0 | 0 | 0 | 0 | 0 | 0 | 0 | 0 | 0 | 0 | 0 | 0 | 0 | 0 | 0 | 0 | 0 | 0 | 0 | 0 | 0.047552 | 0.00013 | 0.00025 | 0.00038 | 0.0005 | 0 | 0 | 0 |  | 0.056 | 0.0561 | 0.0788 | 0.0795
2014-05-13 | 7時 |  | 7.6653 | 0 | 2.5786 | 0 | [9 empty] | 0.47944 | 0 | 0 | 0 | 0 | 0.20453 | 0 | 0 | 0 | 0 | 0 | 0 | 0 | 0 | 0 | 0 | 0 | 0 | 0 | 0 | 0 | 0 | 0.047552 | 0.00054 | 0.00108 | 0.00163 | 0.00217 | 0 | 0.024649 | 0.022689 |  | 0.1168 | 0.1854 | 0.2767 | 0.2774
2014-05-13 | 8時 |  | 0.93389 | 0 | 2.2506 | 0 | [9 empty] | 0.13661 | 0 | 0 | 0 | 0 | 0.35117 | 0 | 0 | 0 | 0 | 0 | 0 | 0 | 0 | 0 | 0 | 0 | 0 | 0 | 0 | 0 | 0 | 0.047552 | 0.00379 | 0.00759 | 0.01138 | 0.01518 | 0.084877 | 0.078545 | 0.064582 |  | 0.2156 | 0.2812 | 0.3696 | 0.3702
2014-05-13 | 9時 |  | 0.023851 | 0 | 0.065739 | 0 | [9 empty] | 0.10836 | 0 | 0 | 0 | 0 | 0.32695 | 0 | 0 | 0 | 0 | 0 | 0 | 0 | 0 | 0 | 0 | 0 | 0 | 0 | 0 | 0 | 0 | 0.047552 | 0.00033 | 0.00067 | 0.001 | 0.00133 | 0.23209 | 0.16325 | 0.052059 |  | 0.2163 | 0.252 | 0.3265 | 0.3272
2014-05-13 | 10時 |  | 0.01126 | 0 | 0.0084406 | 0 | [9 empty] | 0.1087 | 0 | 0 | 0 | 0 | 0.32861 | 0 | 0 | 0 | 0 | 0 | 0 | 0 | 0 | 0 | 0 | 0 | 0 | 0 | 0 | 0 | 0 | 0.047552 | 0.00054 | 0.00108 | 0.00163 | 0.00217 | 0.12467 | 0.21558 | 0.037471 |  | 0.1917 | 0.2274 | 0.3128 | 0.3134
2014-05-13 | 11時 |  | 0.027916 | 0 | 0.0058535 | 0 | [9 empty] | 0.10921 | 0 | 0 | 0 | 0 | 0.16434 | 0 | 0 | 0 | 0 | 0 | 0 | 0 | 0 | 0 | 0 | 0 | 0 | 0 | 0 | 0 | 0 | 0.047552 | 0.00033 | 0.00067 | 0.001 | 0.00133 | 0.12467 | 0.21558 | 0 |  | 0.1994 | 0.2352 | 0.315 | 0.3157
2014-05-13 | 12時 |  | 0.032424 | 0 | 0 | 0 | [9 empty] | 0.10905 | 0 | 0 | 0 | 0 | 0 | 0 | 0 | 0 | 0 | 0 | 0 | 0 | 0 | 0 | 0 | 0 | 0 | 0 | 0 | 0 | 0 | 0.047552 | 0.00338 | 0.00675 | 0.01013 | 0.01351 | 0.14721 | 0.13456 | 0.018352 |  | 0.1983 | 0.2727 | 0.3698 | 0.3705
2014-05-13 | 13時 |  | 0 | 0 | 0 | 0 | [9 empty] | 0 | 0 | 0 | 0 | 0 | 0 | 0 | 0 | 0 | 0 | 0 | 0 | 0 | 0 | 0 | 0 | 0 | 0 | 0 | 0 | 0 | 0 | 0.047552 | 0.00033 | 0.00067 | 0.001 | 0.00133 | 0.13756 | 0.026771 | 0.023629 |  | 0.0483 | 0.0483 | 0.0711 | 0.0717
2014-05-13 | 14時 |  | 0 | 0 | 0 | 0 | [9 empty] | 0 | 0 | 0 | 0 | 0 | 0 | 0 | 0 | 0 | 0 | 0 | 0 | 0 | 0 | 0 | 0 | 0 | 0 | 0 | 0 | 0 | 0 | 0.047552 | 0.00013 | 0.00025 | 0.00038 | 0.0005 | 0 | 0 | 0 |  | 0.056 | 0.0561 | 0.0788 | 0.0795
2014-05-13 | 15時 |  | 0.067995 | 0 | 0.022092 | 0 | [9 empty] | 0.11108 | 0 | 0 | 0 | 0 | 0.16486 | 0 | 0 | 0 | 0 | 0 | 0 | 0 | 0 | 0 | 0 | 0 | 0 | 0 | 0 | 0 | 0 | 0.047552 | 0.00013 | 0.00025 | 0.00038 | 0.0005 | 0 | 0 | 0 |  | 0.056 | 0.0561 | 0.0788 | 0.0795
2014-05-13 | 16時 |  | 1.5312 | 0 | 0.016543 | 0 | [9 empty] | 0.16913 | 0 | 0 | 0 | 0 | 0.16641 | 0 | 0 | 0 | 0 | 0 | 0 | 0 | 0 | 0 | 0 | 0 | 0 | 0 | 0 | 0 | 0 | 0.047552 | 0.00054 | 0.00108 | 0.00163 | 0.00217 | 0.062335 | 0.054249 | 0.024058 |  | 0.2095 | 0.275 | 0.3956 | 0.5453
2014-05-13 | 17時 |  | 2.2285 | 0 | 0.3853 | 0 | [9 empty] | 0.19902 | 0 | 0 | 0 | 0 | 0.16671 | 0 | 0 | 0 | 0 | 0 | 0 | 0 | 0 | 0 | 0 | 0 | 0 | 0 | 0 | 0 | 0 | 0.047552 | 0.00642 | 0.01284 | 0.01926 | 0.02568 | 0.12467 | 0.1085 | 0.026923 |  | 0.2423 | 0.2781 | 0.3689 | 0.5187
2014-05-13 | 18時 |  | 0.76732 | 0 | 0 | 0 | [9 empty] | 0.13946 | 0 | 0 | 0 | 0 | 0 | 0 | 0 | 0 | 0 | 0 | 0 | 0 | 0 | 0 | 0 | 0 | 0 | 0 | 0 | 0 | 0 | 0.047552 | 0.00642 | 0.01284 | 0.01926 | 0.02568 | 0.21072 | 0.1085 | 0 |  | 0.1819 | 0.2177 | 0.2978 | 0.4476
2014-05-13 | 19時 |  | 1.4721 | 0 | 2.6538 | 0 | [9 empty] | 0.17209 | 0 | 0 | 0 | 0 | 0.36123 | 0 | 0 | 0 | 0 | 0 | 0 | 0 | 0 | 0 | 0 | 0 | 0 | 0 | 0 | 0 | 0 | 0.047552 | 0.00013 | 0.00025 | 0.00038 | 0.0005 | 0.12879 | 0 | 0.006537 |  | 0.0998 | 0.1355 | 0.2049 | 0.2056
2014-05-13 | 20時 |  | 1.7294 | 0 | 1.4855 | 0 | [9 empty] | 0.18497 | 0 | 0 | 0 | 0 | 0.34265 | 0 | 0 | 0 | 0 | 0 | 0 | 0 | 0 | 0 | 0 | 0 | 0 | 0 | 0 | 0 | 0 | 0.047552 | 0.00033 | 0.00067 | 0.001 | 0.00133 | 0.16769 | 0.10779 | 0.006537 |  | 0.0917 | 0.1275 | 0.2183 | 0.219
2014-05-13 | 21時 |  | 2.2357 | 0 | 1.09 | 0 | [9 empty] | 0.20918 | 0 | 0 | 0 | 0 | 0.33949 | 0 | 0 | 0 | 0 | 0 | 0 | 0 | 0 | 0 | 0 | 0 | 0 | 0 | 0 | 0 | 0 | 0.047552 | 0.00628 | 0.01256 | 0.01884 | 0.02512 | 0.12467 | 0.18846 | 0.012659 |  | 0.1755 | 0.2411 | 0.3458 | 0.3465
2014-05-13 | 22時 |  | 0 | 0 | 0 | 0 | [9 empty] | 0 | 0 | 0 | 0 | 0 | 0 | 0 | 0 | 0 | 0 | 0 | 0 | 0 | 0 | 0 | 0 | 0 | 0 | 0 | 0 | 0 | 0 | 0.047552 | 0.00649 | 0.01298 | 0.01947 | 0.02595 | 0.12467 | 0.16133 | 0.043827 |  | 0.1139 | 0.1795 | 0.3002 | 0.3009
2014-05-13 | 23時 |  | 0 | 0 | 0 | 0 | [9 empty] | 0 | 0 | 0 | 0 | 0 | 0 | 0 | 0 | 0 | 0 | 0 | 0 | 0 | 0 | 0 | 0 | 0 | 0 | 0 | 0 | 0 | 0 | 0.047552 | 0.00331 | 0.00661 | 0.00992 | 0.01323 | 0.062335 | 0.15709 | 0.04296 |  | 0.1578 | 0.1578 | 0.1806 | 0.1812
2014-05-14 | 0時 |  | 0 | 0 | 0 | 0 | [9 empty] | 0 | 0 | 0 | 0 | 0 | 0 | 0 | 0 | 0 | 0 | 0 | 0 | 0 | 0 | 0 | 0 | 0 | 0 | 0 | 0 | 0 | 0 | 0.047552 | 0.00013 | 0.00025 | 0.00038 | 0.0005 | 0 | 0 | 0 |  | 0.1578 | 0.1578 | 0.1806 | 0.1812
2014-05-14 | 1時 |  | 0 | 0 | 0 | 0 | [9 empty] | 0 | 0 | 0 | 0 | 0 | 0 | 0 | 0 | 0 | 0 | 0 | 0 | 0 | 0 | 0 | 0 | 0 | 0 | 0 | 0 | 0 | 0 | 0.047552 | 0.00013 | 0.00025 | 0.00038 | 0.0005 | 0 | 0 | 0 |  | 0.0483 | 0.0483 | 0.0711 | 0.0717
2014-05-14 | 2時 |  | 0 | 0 | 0 | 0 | [9 empty] | 0 | 0 | 0 | 0 | 0 | 0 | 0 | 0 | 0 | 0 | 0 | 0 | 0 | 0 | 0 | 0 | 0 | 0 | 0 | 0 | 0 | 0 | 0.047552 | 0.00013 | 0.00025 | 0.00038 | 0.0005 | 0 | 0 | 0 |  | 0.056 | 0.0561 | 0.0788 | 0.0795
2014-05-14 | 3時 |  | 0 | 0 | 0 | 0 | [9 empty] | 0 | 0 | 0 | 0 | 0 | 0 | 0 | 0 | 0 | 0 | 0 | 0 | 0 | 0 | 0 | 0 | 0 | 0 | 0 | 0 | 0 | 0 | 0.047552 | 0.00013 | 0.00025 | 0.00038 | 0.0005 | 0 | 0 | 0 |  | 0.056 | 0.0561 | 0.0788 | 0.0795
2014-05-14 | 4時 |  | 0 | 0 | 0 | 0 | [9 empty] | 0 | 0 | 0 | 0 | 0 | 0 | 0 | 0 | 0 | 0 | 0 | 0 | 0 | 0 | 0 | 0 | 0 | 0 | 0 | 0 | 0 | 0 | 0.047552 | 0.00013 | 0.00025 | 0.00038 | 0.0005 | 0 | 0 | 0 |  | 0.0483 | 0.0483 | 0.0711 | 0.0717
2014-05-14 | 5時 |  | 0 | 0 | 0 | 0 | [9 empty] | 0 | 0 | 0 | 0 | 0 | 0 | 0 | 0 | 0 | 0 | 0 | 0 | 0 | 0 | 0 | 0 | 0 | 0 | 0 | 0 | 0 | 0 | 0.047552 | 0.00013 | 0.00025 | 0.00038 | 0.0005 | 0 | 0 | 0 |  | 0.056 | 0.0561 | 0.0788 | 0.0795
2014-05-14 | 6時 |  | 0 | 0 | 0 | 0 | [9 empty] | 0 | 0 | 0 | 0 | 0 | 0 | 0 | 0 | 0 | 0 | 0 | 0 | 0 | 0 | 0 | 0 | 0 | 0 | 0 | 0 | 0 | 0 | 0.047552 | 0.00033 | 0.00067 | 0.001 | 0.00133 | 0 | 0.024649 | 0.011815 |  | 0.0859 | 0.1159 | 0.1685 | 0.1692
2014-05-14 | 7時 |  | 3.4869 | 0 | 2.9005 | 0 | [9 empty] | 0.22405 | 0 | 0 | 0 | 0 | 0.20942 | 0 | 0 | 0 | 0 | 0 | 0 | 0 | 0 | 0 | 0 | 0 | 0 | 0 | 0 | 0 | 0 | 0.047552 | 0.00033 | 0.00067 | 0.001 | 0.00133 | 0.093503 | 0 | 0.015347 |  | 0.2346 | 0.2703 | 0.3287 | 0.3294
2014-05-14 | 8時 |  | 0.015215 | 0 | 1.1495 | 0 | [9 empty] | 0.10456 | 0 | 0 | 0 | 0 | 0.32473 | 0 | 0 | 0 | 0 | 0 | 0 | 0 | 0 | 0 | 0 | 0 | 0 | 0 | 0 | 0 | 0 | 0.047552 | 0.00705 | 0.01409 | 0.02114 | 0.02818 | 0.13653 | 0.078545 | 0.060527 |  | 0.2282 | 0.3325 | 0.4595 | 0.4602
2014-05-14 | 9時 |  | 0.0029299 | 0 | 0.0011984 | 0 | [9 empty] | 0.10161 | 0 | 0 | 0 | 0 | 0.31727 | 0 | 0 | 0 | 0 | 0 | 0 | 0 | 0 | 0 | 0 | 0 | 0 | 0 | 0 | 0 | 0 | 0.047552 | 0.00013 | 0.00025 | 0.00038 | 0.0005 | 0.084877 | 0.053895 | 0.0052775 |  | 0.056 | 0.0561 | 0.0788 | 0.0795
2014-05-14 | 10時 |  | 0 | 0 | 0 | 0 | [9 empty] | 0 | 0 | 0 | 0 | 0 | 0 | 0 | 0 | 0 | 0 | 0 | 0 | 0 | 0 | 0 | 0 | 0 | 0 | 0 | 0 | 0 | 0 | 0.047552 | 0.00013 | 0.00025 | 0.00038 | 0.0005 | 0 | 0 | 0 |  | 0.0483 | 0.0483 | 0.0711 | 0.0717
2014-05-14 | 11時 |  | 0 | 0 | 0 | 0 | [9 empty] | 0 | 0 | 0 | 0 | 0 | 0 | 0 | 0 | 0 | 0 | 0 | 0 | 0 | 0 | 0 | 0 | 0 | 0 | 0 | 0 | 0 | 0 | 0.047552 | 0.00013 | 0.00025 | 0.00038 | 0.0005 | 0 | 0 | 0 |  | 0.056 | 0.0561 | 0.0788 | 0.0795
2014-05-14 | 12時 |  | 0 | 0 | 0 | 0 | [9 empty] | 0 | 0 | 0 | 0 | 0 | 0 | 0 | 0 | 0 | 0 | 0 | 0 | 0 | 0 | 0 | 0 | 0 | 0 | 0 | 0 | 0 | 0 | 0.047552 | 0.00013 | 0.00025 | 0.00038 | 0.0005 | 0 | 0 | 0 |  | 0.056 | 0.0561 | 0.0788 | 0.0795
2014-05-14 | 13時 |  | 0 | 0 | 0 | 0 | [9 empty] | 0 | 0 | 0 | 0 | 0 | 0 | 0 | 0 | 0 | 0 | 0 | 0 | 0 | 0 | 0 | 0 | 0 | 0 | 0 | 0 | 0 | 0 | 0.047552 | 0.00013 | 0.00025 | 0.00038 | 0.0005 | 0 | 0 | 0 |  | 0.0483 | 0.0483 | 0.0711 | 0.0717
2014-05-14 | 14時 |  | 0 | 0 | 0 | 0 | [9 empty] | 0 | 0 | 0 | 0 | 0 | 0 | 0 | 0 | 0 | 0 | 0 | 0 | 0 | 0 | 0 | 0 | 0 | 0 | 0 | 0 | 0 | 0 | 0.047552 | 0.00013 | 0.00025 | 0.00038 | 0.0005 | 0 | 0 | 0 |  | 0.056 | 0.0561 | 0.0788 | 0.0795
2014-05-14 | 15時 |  | 0 | 0 | 0 | 0 | [9 empty] | 0 | 0 | 0 | 0 | 0 | 0 | 0 | 0 | 0 | 0 | 0 | 0 | 0 | 0 | 0 | 0 | 0 | 0 | 0 | 0 | 0 | 0 | 0.047552 | 0.00013 | 0.00025 | 0.00038 | 0.0005 | 0 | 0 | 0 |  | 0.056 | 0.0561 | 0.0788 | 0.0795
2014-05-14 | 16時 |  | 0 | 0 | 0 | 0 | [9 empty] | 0 | 0 | 0 | 0 | 0 | 0 | 0 | 0 | 0 | 0 | 0 | 0 | 0 | 0 | 0 | 0 | 0 | 0 | 0 | 0 | 0 | 0 | 0.047552 | 0.00013 | 0.00025 | 0.00038 | 0.0005 | 0 | 0 | 0 |  | 0.0483 | 0.0483 | 0.0711 | 0.0717
2014-05-14 | 17時 |  | 0 | 0 | 0 | 0 | [9 empty] | 0 | 0 | 0 | 0 | 0 | 0 | 0 | 0 | 0 | 0 | 0 | 0 | 0 | 0 | 0 | 0 | 0 | 0 | 0 | 0 | 0 | 0 | 0.047552 | 0.00013 | 0.00025 | 0.00038 | 0.0005 | 0 | 0 | 0 |  | 0.056 | 0.0561 | 0.0788 | 0.0795
2014-05-14 | 18時 |  | 0 | 0 | 0 | 0 | [9 empty] | 0 | 0 | 0 | 0 | 0 | 0 | 0 | 0 | 0 | 0 | 0 | 0 | 0 | 0 | 0 | 0 | 0 | 0 | 0 | 0 | 0 | 0 | 0.047552 | 0.00013 | 0.00025 | 0.00038 | 0.0005 | 0 | 0 | 0 |  | 0.056 | 0.0561 | 0.0788 | 0.0795
2014-05-14 | 19時 |  | 0 | 0 | 0 | 0 | [9 empty] | 0 | 0 | 0 | 0 | 0 | 0 | 0 | 0 | 0 | 0 | 0 | 0 | 0 | 0 | 0 | 0 | 0 | 0 | 0 | 0 | 0 | 0 | 0.047552 | 0.00013 | 0.00025 | 0.00038 | 0.0005 | 0 | 0 | 0 |  | 0.0483 | 0.0483 | 0.0711 | 0.0717
2014-05-14 | 20時 |  | 0 | 0 | 0.00012048 | 0 | [9 empty] | 0 | 0 | 0 | 0 | 0 | 0.16316 | 0 | 0 | 0 | 0 | 0 | 0 | 0 | 0 | 0 | 0 | 0 | 0 | 0 | 0 | 0 | 0 | 0.047552 | 0.00054 | 0.00108 | 0.00163 | 0.00217 | 0.062335 | 0 | 0.0082775 |  | 0.1304 | 0.2048 | 0.3129 | 0.4626
2014-05-14 | 21時 |  | 0.0087119 | 0 | 0.001948 | 0 | [9 empty] | 0.10765 | 0 | 0 | 0 | 0 | 0.32652 | 0 | 0 | 0 | 0 | 0 | 0 | 0 | 0 | 0 | 0 | 0 | 0 | 0 | 0 | 0 | 0 | 0.047552 | 0.00033 | 0.00067 | 0.001 | 0.00133 | 0.12467 | 0.026771 | 0.031304 |  | 0.1755 | 0.2411 | 0.3322 | 0.4447
2014-05-14 | 22時 |  | 0 | 0 | 0 | 0 | [9 empty] | 0 | 0 | 0 | 0 | 0 | 0 | 0 | 0 | 0 | 0 | 0 | 0 | 0 | 0 | 0 | 0 | 0 | 0 | 0 | 0 | 0 | 0 | 0.047552 | 0.00352 | 0.00703 | 0.01055 | 0.01406 | 0.12467 | 0.16133 | 0.043827 |  | 0.051 | 0.0511 | 0.0952 | 0.0959
2014-05-14 | 23時 |  | 0 | 0 | 0 | 0 | [9 empty] | 0 | 0 | 0 | 0 | 0 | 0 | 0 | 0 | 0 | 0 | 0 | 0 | 0 | 0 | 0 | 0 | 0 | 0 | 0 | 0 | 0 | 0 | 0.047552 | 0.00628 | 0.01256 | 0.01884 | 0.02512 | 0.062335 | 0.15709 | 0.044922 |  | 0.1877 | 0.2176 | 0.2703 | 0.2709
2014-05-15 | 0時 |  | 0 | 0 | 0 | 0 | [9 empty] | 0 | 0 | 0 | 0 | 0 | 0 | 0 | 0 | 0 | 0 | 0 | 0 | 0 | 0 | 0 | 0 | 0 | 0 | 0 | 0 | 0 | 0 | 0.047552 | 0.00013 | 0.00025 | 0.00038 | 0.0005 | 0 | 0.078899 | 0.011656 |  | 0.1578 | 0.1578 | 0.1806 | 0.1812
2014-05-15 | 1時 |  | 0 | 0 | 0 | 0 | [9 empty] | 0 | 0 | 0 | 0 | 0 | 0 | 0 | 0 | 0 | 0 | 0 | 0 | 0 | 0 | 0 | 0 | 0 | 0 | 0 | 0 | 0 | 0 | 0.047552 | 0.00013 | 0.00025 | 0.00038 | 0.0005 | 0 | 0 | 0 |  | 0.0483 | 0.0483 | 0.0711 | 0.0717
2014-05-15 | 2時 |  | 0 | 0 | 0 | 0 | [9 empty] | 0 | 0 | 0 | 0 | 0 | 0 | 0 | 0 | 0 | 0 | 0 | 0 | 0 | 0 | 0 | 0 | 0 | 0 | 0 | 0 | 0 | 0 | 0.047552 | 0.00013 | 0.00025 | 0.00038 | 0.0005 | 0 | 0 | 0 |  | 0.056 | 0.0561 | 0.0788 | 0.0795
2014-05-15 | 3時 |  | 0 | 0 | 0 | 0 | [9 empty] | 0 | 0 | 0 | 0 | 0 | 0 | 0 | 0 | 0 | 0 | 0 | 0 | 0 | 0 | 0 | 0 | 0 | 0 | 0 | 0 | 0 | 0 | 0.047552 | 0.00013 | 0.00025 | 0.00038 | 0.0005 | 0 | 0 | 0 |  | 0.056 | 0.0561 | 0.0788 | 0.0795
2014-05-15 | 4時 |  | 0 | 0 | 0 | 0 | [9 empty] | 0 | 0 | 0 | 0 | 0 | 0 | 0 | 0 | 0 | 0 | 0 | 0 | 0 | 0 | 0 | 0 | 0 | 0 | 0 | 0 | 0 | 0 | 0.047552 | 0.00013 | 0.00025 | 0.00038 | 0.0005 | 0 | 0 | 0 |  | 0.0483 | 0.0483 | 0.0711 | 0.0717
2014-05-15 | 5時 |  | 9.0443 | 0 | 0 | 0 | [9 empty] | 0.61621 | 0 | 0 | 0 | 0 | 0 | 0 | 0 | 0 | 0 | 0 | 0 | 0 | 0 | 0 | 0 | 0 | 0 | 0 | 0 | 0 | 0 | 0.047552 | 0.00013 | 0.00025 | 0.00038 | 0.0005 | 0 | 0 | 0 |  | 0.056 | 0.0561 | 0.0788 | 0.0795
2014-05-15 | 6時 |  | 1.9837 | 0 | 0 | 0 | [9 empty] | 0.18335 | 0 | 0 | 0 | 0 | 0 | 0 | 0 | 0 | 0 | 0 | 0 | 0 | 0 | 0 | 0 | 0 | 0 | 0 | 0 | 0 | 0 | 0.047552 | 0.00338 | 0.00675 | 0.01013 | 0.01351 | 0 | 0.024649 | 0.011815 |  | 0.1925 | 0.2611 | 0.3525 | 0.3531
2014-05-15 | 7時 |  | 1.0298 | 0 | 0 | 0 | [9 empty] | 0.13982 | 0 | 0 | 0 | 0 | 0 | 0 | 0 | 0 | 0 | 0 | 0 | 0 | 0 | 0 | 0 | 0 | 0 | 0 | 0 | 0 | 0 | 0.047552 | 0.00054 | 0.00108 | 0.00163 | 0.00217 | 0.13859 | 0.053895 | 0.036861 |  | 0.1524 | 0.248 | 0.3662 | 0.3669
2014-05-15 | 8時 |  | 0.03504 | 0 | 0 | 0 | [9 empty] | 0.10551 | 0 | 0 | 0 | 0 | 0 | 0 | 0 | 0 | 0 | 0 | 0 | 0 | 0 | 0 | 0 | 0 | 0 | 0 | 0 | 0 | 0 | 0.047552 | 0.00054 | 0.00108 | 0.00163 | 0.00217 | 0.093503 | 0 | 0.035602 |  | 0.1091 | 0.1448 | 0.2032 | 0.2039
2014-05-15 | 9時 |  | 0 | 0 | 0 | 0 | [9 empty] | 0 | 0 | 0 | 0 | 0 | 0 | 0 | 0 | 0 | 0 | 0 | 0 | 0 | 0 | 0 | 0 | 0 | 0 | 0 | 0 | 0 | 0 | 0.047552 | 0.00013 | 0.00025 | 0.00038 | 0.0005 | 0.17838 | 0.10971 | 0.042749 |  | 0.3011 | 0.3368 | 0.3953 | 0.396
2014-05-15 | 10時 |  | 0 | 0 | 0 | 0 | [9 empty] | 0 | 0 | 0 | 0 | 0 | 0 | 0 | 0 | 0 | 0 | 0 | 0 | 0 | 0 | 0 | 0 | 0 | 0 | 0 | 0 | 0 | 0 | 0.047552 | 0.00033 | 0.00067 | 0.001 | 0.00133 | 0.093503 | 0 | 0.012523 |  | 0.0483 | 0.0483 | 0.0711 | 0.0717
2014-05-15 | 11時 |  | 0.019471 | 0 | 0 | 0 | [9 empty] | 0.099605 | 0 | 0 | 0 | 0 | 0 | 0 | 0 | 0 | 0 | 0 | 0 | 0 | 0 | 0 | 0 | 0 | 0 | 0 | 0 | 0 | 0 | 0.047552 | 0.00013 | 0.00025 | 0.00038 | 0.0005 | 0 | 0 | 0.0052775 |  | 0.056 | 0.0561 | 0.0788 | 0.0795
2014-05-15 | 12時 |  | 0.0039146 | 0 | 0 | 0 | [9 empty] | 0.098738 | 0 | 0 | 0 | 0 | 0 | 0 | 0 | 0 | 0 | 0 | 0 | 0 | 0 | 0 | 0 | 0 | 0 | 0 | 0 | 0 | 0 | 0.047552 | 0.00338 | 0.00675 | 0.01013 | 0.01351 | 0.05371 | 0 | 0.0052775 |  | 0.1983 | 0.2727 | 0.3698 | 0.3705
2014-05-15 | 13時 |  | 0 | 0 | 0 | 0 | [9 empty] | 0 | 0 | 0 | 0 | 0 | 0 | 0 | 0 | 0 | 0 | 0 | 0 | 0 | 0 | 0 | 0 | 0 | 0 | 0 | 0 | 0 | 0 | 0.047552 | 0.00033 | 0.00067 | 0.001 | 0.00133 | 0.11604 | 0 | 0 |  | 0.0483 | 0.0483 | 0.0711 | 0.0717
2014-05-15 | 14時 |  | 0 | 0 | 0 | 0 | [9 empty] | 0 | 0 | 0 | 0 | 0 | 0 | 0 | 0 | 0 | 0 | 0 | 0 | 0 | 0 | 0 | 0 | 0 | 0 | 0 | 0 | 0 | 0 | 0.047552 | 0.00013 | 0.00025 | 0.00038 | 0.0005 | 0.031168 | 0 | 0.017801 |  | 0.056 | 0.0561 | 0.0788 | 0.0795
2014-05-15 | 15時 |  | 0.0062832 | 0 | 0 | 0 | [9 empty] | 0.097218 | 0 | 0 | 0 | 0 | 0 | 0 | 0 | 0 | 0 | 0 | 0 | 0 | 0 | 0 | 0 | 0 | 0 | 0 | 0 | 0 | 0 | 0.047552 | 0.00013 | 0.00025 | 0.00038 | 0.0005 | 0 | 0 | 0 |  | 0.056 | 0.0561 | 0.0788 | 0.0795
2014-05-15 | 16時 |  | 7.0618e-05 | 0 | 0 | 0 | [9 empty] | 0.099415 | 0 | 0 | 0 | 0 | 0 | 0 | 0 | 0 | 0 | 0 | 0 | 0 | 0 | 0 | 0 | 0 | 0 | 0 | 0 | 0 | 0 | 0.047552 | 0.00033 | 0.00067 | 0.001 | 0.00133 | 0.062335 | 0 | 0.0052775 |  | 0.0483 | 0.0483 | 0.0711 | 0.0717
2014-05-15 | 17時 |  | 0.0060607 | 0 | 0.0068311 | 0 | [9 empty] | 0.10247 | 0 | 0 | 0 | 0 | 0.1591 | 0 | 0 | 0 | 0 | 0 | 0 | 0 | 0 | 0 | 0 | 0 | 0 | 0 | 0 | 0 | 0 | 0.047552 | 0.00033 | 0.00067 | 0.001 | 0.00133 | 0.10536 | 0 | 0.0082775 |  | 0.1304 | 0.2048 | 0.3019 | 0.3026
2014-05-15 | 18時 |  | 0.0079391 | 0 | 0 | 0 | [9 empty] | 0.10346 | 0 | 0 | 0 | 0 | 0 | 0 | 0 | 0 | 0 | 0 | 0 | 0 | 0 | 0 | 0 | 0 | 0 | 0 | 0 | 0 | 0 | 0.047552 | 0.00642 | 0.01284 | 0.01926 | 0.02568 | 0.12467 | 0 | 0.0082775 |  | 0.303 | 0.3387 | 0.3972 | 0.5469
2014-05-15 | 19時 |  | 0.0016961 | 0 | 0.0076202 | 0 | [9 empty] | 0.10364 | 0 | 0 | 0 | 0 | 0.15982 | 0 | 0 | 0 | 0 | 0 | 0 | 0 | 0 | 0 | 0 | 0 | 0 | 0 | 0 | 0 | 0 | 0.047552 | 0.00642 | 0.01284 | 0.01926 | 0.02568 | 0.21072 | 0.10708 | 0.0082775 |  | 0.0991 | 0.1348 | 0.1932 | 0.1939
2014-05-15 | 20時 |  | 0.0052904 | 0 | 0.015907 | 0 | [9 empty] | 0.10356 | 0 | 0 | 0 | 0 | 0.15977 | 0 | 0 | 0 | 0 | 0 | 0 | 0 | 0 | 0 | 0 | 0 | 0 | 0 | 0 | 0 | 0 | 0.047552 | 0.00033 | 0.00067 | 0.001 | 0.00133 | 0.14927 | 0.027125 | 0 |  | 0.0917 | 0.1275 | 0.2102 | 0.2109
2014-05-15 | 21時 |  | 0.012022 | 0 | 0.0090659 | 0 | [9 empty] | 0.10409 | 0 | 0 | 0 | 0 | 0.32014 | 0 | 0 | 0 | 0 | 0 | 0 | 0 | 0 | 0 | 0 | 0 | 0 | 0 | 0 | 0 | 0 | 0.047552 | 0.00033 | 0.00067 | 0.001 | 0.00133 | 0.14618 | 0.10814 | 0.031304 |  | 0.1216 | 0.1873 | 0.2837 | 0.2844
2014-05-15 | 22時 |  | 0.032055 | 0 | 0.0051246 | 0 | [9 empty] | 0.10516 | 0 | 0 | 0 | 0 | 0.16055 | 0 | 0 | 0 | 0 | 0 | 0 | 0 | 0 | 0 | 0 | 0 | 0 | 0 | 0 | 0 | 0 | 0.047552 | 0.00628 | 0.01256 | 0.01884 | 0.02512 | 0.12467 | 0.16133 | 0.043827 |  | 0.1738 | 0.1917 | 0.262 | 0.2626
2014-05-15 | 23時 |  | 0 | 0 | 0 | 0 | [9 empty] | 0 | 0 | 0 | 0 | 0 | 0 | 0 | 0 | 0 | 0 | 0 | 0 | 0 | 0 | 0 | 0 | 0 | 0 | 0 | 0 | 0 | 0 | 0.047552 | 0.0067 | 0.01339 | 0.02009 | 0.02679 | 0.12467 | 0.18881 | 0.031848 |  | 0.1877 | 0.2176 | 0.2756 | 0.2763
2014-05-16 | 0時 |  | 0 | 0 | 0 | 0 | [9 empty] | 0 | 0 | 0 | 0 | 0 | 0 | 0 | 0 | 0 | 0 | 0 | 0 | 0 | 0 | 0 | 0 | 0 | 0 | 0 | 0 | 0 | 0 | 0.047552 | 0.00013 | 0.00025 | 0.00038 | 0.0005 | 0 | 0.078899 | 0.011656 |  | 0.1578 | 0.1578 | 0.1806 | 0.1812
2014-05-16 | 1時 |  | 0 | 0 | 0 | 0 | [9 empty] | 0 | 0 | 0 | 0 | 0 | 0 | 0 | 0 | 0 | 0 | 0 | 0 | 0 | 0 | 0 | 0 | 0 | 0 | 0 | 0 | 0 | 0 | 0.047552 | 0.00013 | 0.00025 | 0.00038 | 0.0005 | 0 | 0 | 0 |  | 0.0483 | 0.0483 | 0.0711 | 0.0717
2014-05-16 | 2時 |  | 0 | 0 | 0 | 0 | [9 empty] | 0 | 0 | 0 | 0 | 0 | 0 | 0 | 0 | 0 | 0 | 0 | 0 | 0 | 0 | 0 | 0 | 0 | 0 | 0 | 0 | 0 | 0 | 0.047552 | 0.00013 | 0.00025 | 0.00038 | 0.0005 | 0 | 0 | 0 |  | 0.056 | 0.0561 | 0.0788 | 0.0795
2014-05-16 | 3時 |  | 0 | 0 | 0 | 0 | [9 empty] | 0 | 0 | 0 | 0 | 0 | 0 | 0 | 0 | 0 | 0 | 0 | 0 | 0 | 0 | 0 | 0 | 0 | 0 | 0 | 0 | 0 | 0 | 0.047552 | 0.00013 | 0.00025 | 0.00038 | 0.0005 | 0 | 0 | 0 |  | 0.056 | 0.0561 | 0.0788 | 0.0795
2014-05-16 | 4時 |  | 0 | 0 | 0 | 0 | [9 empty] | 0 | 0 | 0 | 0 | 0 | 0 | 0 | 0 | 0 | 0 | 0 | 0 | 0 | 0 | 0 | 0 | 0 | 0 | 0 | 0 | 0 | 0 | 0.047552 | 0.00013 | 0.00025 | 0.00038 | 0.0005 | 0 | 0 | 0 |  | 0.0483 | 0.0483 | 0.0711 | 0.0717
2014-05-16 | 5時 |  | 5.0329 | 0 | 0 | 0 | [9 empty] | 0.28957 | 0 | 0 | 0 | 0 | 0 | 0 | 0 | 0 | 0 | 0 | 0 | 0 | 0 | 0 | 0 | 0 | 0 | 0 | 0 | 0 | 0 | 0.047552 | 0.00013 | 0.00025 | 0.00038 | 0.0005 | 0 | 0 | 0 |  | 0.056 | 0.0561 | 0.0788 | 0.0795
2014-05-16 | 6時 |  | 0.39343 | 0 | 0 | 0 | [9 empty] | 0.11497 | 0 | 0 | 0 | 0 | 0 | 0 | 0 | 0 | 0 | 0 | 0 | 0 | 0 | 0 | 0 | 0 | 0 | 0 | 0 | 0 | 0 | 0.047552 | 0.00338 | 0.00675 | 0.01013 | 0.01351 | 0 | 0.024649 | 0.011815 |  | 0.1925 | 0.2611 | 0.3525 | 0.3531
2014-05-16 | 7時 |  | 0.010679 | 0 | 0 | 0 | [9 empty] | 0.10322 | 0 | 0 | 0 | 0 | 0 | 0 | 0 | 0 | 0 | 0 | 0 | 0 | 0 | 0 | 0 | 0 | 0 | 0 | 0 | 0 | 0 | 0.047552 | 0.00054 | 0.00108 | 0.00163 | 0.00217 | 0.13859 | 0.053895 | 0.036861 |  | 0.1524 | 0.248 | 0.3662 | 0.3669
2014-05-16 | 8時 |  | 0.0035363 | 0 | 0 | 0 | [9 empty] | 0.10038 | 0 | 0 | 0 | 0 | 0 | 0 | 0 | 0 | 0 | 0 | 0 | 0 | 0 | 0 | 0 | 0 | 0 | 0 | 0 | 0 | 0 | 0.047552 | 0.00054 | 0.00108 | 0.00163 | 0.00217 | 0.093503 | 0 | 0.035602 |  | 0.1091 | 0.1448 | 0.2032 | 0.2039
2014-05-16 | 9時 |  | 0 | 0 | 0 | 0 | [9 empty] | 0 | 0 | 0 | 0 | 0 | 0 | 0 | 0 | 0 | 0 | 0 | 0 | 0 | 0 | 0 | 0 | 0 | 0 | 0 | 0 | 0 | 0 | 0.047552 | 0.00013 | 0.00025 | 0.00038 | 0.0005 | 0.17838 | 0.10971 | 0.042749 |  | 0.3011 | 0.3368 | 0.3953 | 0.396
2014-05-16 | 10時 |  | 0 | 0 | 0 | 0 | [9 empty] | 0 | 0 | 0 | 0 | 0 | 0 | 0 | 0 | 0 | 0 | 0 | 0 | 0 | 0 | 0 | 0 | 0 | 0 | 0 | 0 | 0 | 0 | 0.047552 | 0.00033 | 0.00067 | 0.001 | 0.00133 | 0.093503 | 0 | 0.012523 |  | 0.0483 | 0.0483 | 0.0711 | 0.0717
2014-05-16 | 11時 |  | 0.0018417 | 0 | 0 | 0 | [9 empty] | 0.098465 | 0 | 0 | 0 | 0 | 0 | 0 | 0 | 0 | 0 | 0 | 0 | 0 | 0 | 0 | 0 | 0 | 0 | 0 | 0 | 0 | 0 | 0.047552 | 0.00013 | 0.00025 | 0.00038 | 0.0005 | 0 | 0 | 0.0052775 |  | 0.056 | 0.0561 | 0.0788 | 0.0795
2014-05-16 | 12時 |  | 0 | 0 | 0 | 0 | [9 empty] | 0 | 0 | 0 | 0 | 0 | 0 | 0 | 0 | 0 | 0 | 0 | 0 | 0 | 0 | 0 | 0 | 0 | 0 | 0 | 0 | 0 | 0 | 0.047552 | 0.00338 | 0.00675 | 0.01013 | 0.01351 | 0.05371 | 0 | 0.0052775 |  | 0.1983 | 0.2727 | 0.3698 | 0.3705
2014-05-16 | 13時 |  | 0 | 0 | 0 | 0 | [9 empty] | 0 | 0 | 0 | 0 | 0 | 0 | 0 | 0 | 0 | 0 | 0 | 0 | 0 | 0 | 0 | 0 | 0 | 0 | 0 | 0 | 0 | 0 | 0.047552 | 0.00033 | 0.00067 | 0.001 | 0.00133 | 0.11604 | 0 | 0 |  | 0.0483 | 0.0483 | 0.0711 | 0.0717
2014-05-16 | 14時 |  | 0 | 0 | 0 | 0 | [9 empty] | 0 | 0 | 0 | 0 | 0 | 0 | 0 | 0 | 0 | 0 | 0 | 0 | 0 | 0 | 0 | 0 | 0 | 0 | 0 | 0 | 0 | 0 | 0.047552 | 0.00013 | 0.00025 | 0.00038 | 0.0005 | 0.031168 | 0 | 0.017801 |  | 0.056 | 0.0561 | 0.0788 | 0.0795
2014-05-16 | 15時 |  | 0 | 0 | 0 | 0 | [9 empty] | 0 | 0 | 0 | 0 | 0 | 0 | 0 | 0 | 0 | 0 | 0 | 0 | 0 | 0 | 0 | 0 | 0 | 0 | 0 | 0 | 0 | 0 | 0.047552 | 0.00013 | 0.00025 | 0.00038 | 0.0005 | 0 | 0 | 0 |  | 0.056 | 0.0561 | 0.0788 | 0.0795
2014-05-16 | 16時 |  | 0 | 0 | 0 | 0 | [9 empty] | 0 | 0 | 0 | 0 | 0 | 0 | 0 | 0 | 0 | 0 | 0 | 0 | 0 | 0 | 0 | 0 | 0 | 0 | 0 | 0 | 0 | 0 | 0.047552 | 0.00033 | 0.00067 | 0.001 | 0.00133 | 0.062335 | 0 | 0.0052775 |  | 0.0483 | 0.0483 | 0.0711 | 0.0717
2014-05-16 | 17時 |  | 0 | 0 | 0.00052448 | 0 | [9 empty] | 0 | 0 | 0 | 0 | 0 | 0.15929 | 0 | 0 | 0 | 0 | 0 | 0 | 0 | 0 | 0 | 0 | 0 | 0 | 0 | 0 | 0 | 0 | 0.047552 | 0.00033 | 0.00067 | 0.001 | 0.00133 | 0.10536 | 0 | 0.0082775 |  | 0.1304 | 0.2048 | 0.3019 | 0.3026
2014-05-16 | 18時 |  | 0.0048139 | 0 | 0 | 0 | [9 empty] | 0.10424 | 0 | 0 | 0 | 0 | 0 | 0 | 0 | 0 | 0 | 0 | 0 | 0 | 0 | 0 | 0 | 0 | 0 | 0 | 0 | 0 | 0 | 0.047552 | 0.00642 | 0.01284 | 0.01926 | 0.02568 | 0.12467 | 0 | 0.0082775 |  | 0.303 | 0.3387 | 0.3972 | 0.5469
2014-05-16 | 19時 |  | 0.0026855 | 0 | 0.0041028 | 0 | [9 empty] | 0.10708 | 0 | 0 | 0 | 0 | 0.16279 | 0 | 0 | 0 | 0 | 0 | 0 | 0 | 0 | 0 | 0 | 0 | 0 | 0 | 0 | 0 | 0 | 0.047552 | 0.00642 | 0.01284 | 0.01926 | 0.02568 | 0.21072 | 0.10708 | 0.0082775 |  | 0.0991 | 0.1348 | 0.1932 | 0.1939
2014-05-16 | 20時 |  | 0.0095877 | 0 | 0.0098798 | 0 | [9 empty] | 0.10865 | 0 | 0 | 0 | 0 | 0.16433 | 0 | 0 | 0 | 0 | 0 | 0 | 0 | 0 | 0 | 0 | 0 | 0 | 0 | 0 | 0 | 0 | 0.047552 | 0.00033 | 0.00067 | 0.001 | 0.00133 | 0.14927 | 0.027125 | 0 |  | 0.0917 | 0.1275 | 0.2102 | 0.2109
2014-05-16 | 21時 |  | 0.017265 | 0 | 0.017629 | 0 | [9 empty] | 0.11003 | 0 | 0 | 0 | 0 | 0.3312 | 0 | 0 | 0 | 0 | 0 | 0 | 0 | 0 | 0 | 0 | 0 | 0 | 0 | 0 | 0 | 0 | 0.047552 | 0.00033 | 0.00067 | 0.001 | 0.00133 | 0.14618 | 0.10814 | 0.031304 |  | 0.1216 | 0.1873 | 0.2837 | 0.2844
2014-05-16 | 22時 |  | 0.056691 | 0 | 0.011242 | 0 | [9 empty] | 0.11216 | 0 | 0 | 0 | 0 | 0.16643 | 0 | 0 | 0 | 0 | 0 | 0 | 0 | 0 | 0 | 0 | 0 | 0 | 0 | 0 | 0 | 0 | 0.047552 | 0.00628 | 0.01256 | 0.01884 | 0.02512 | 0.12467 | 0.16133 | 0.043827 |  | 0.1738 | 0.1917 | 0.262 | 0.2626
2014-05-16 | 23時 |  | 0 | 0 | 0 | 0 | [9 empty] | 0 | 0 | 0 | 0 | 0 | 0 | 0 | 0 | 0 | 0 | 0 | 0 | 0 | 0 | 0 | 0 | 0 | 0 | 0 | 0 | 0 | 0 | 0.047552 | 0.0067 | 0.01339 | 0.02009 | 0.02679 | 0.12467 | 0.18881 | 0.031848 |  | 0.1877 | 0.2176 | 0.2756 | 0.2763
2014-05-17 | 0時 |  | 0 | 0 | 0 | 0 | [9 empty] | 0 | 0 | 0 | 0 | 0 | 0 | 0 | 0 | 0 | 0 | 0 | 0 | 0 | 0 | 0 | 0 | 0 | 0 | 0 | 0 | 0 | 0 | 0.047552 | 0.00013 | 0.00025 | 0.00038 | 0.0005 | 0 | 0.078899 | 0.011656 |  | 0.1578 | 0.1578 | 0.1806 | 0.1812
2014-05-17 | 1時 |  | 0 | 0 | 0 | 0 | [9 empty] | 0 | 0 | 0 | 0 | 0 | 0 | 0 | 0 | 0 | 0 | 0 | 0 | 0 | 0 | 0 | 0 | 0 | 0 | 0 | 0 | 0 | 0 | 0.047552 | 0.00013 | 0.00025 | 0.00038 | 0.0005 | 0 | 0 | 0 |  | 0.0483 | 0.0483 | 0.0711 | 0.0717
2014-05-17 | 2時 |  | 0 | 0 | 0 | 0 | [9 empty] | 0 | 0 | 0 | 0 | 0 | 0 | 0 | 0 | 0 | 0 | 0 | 0 | 0 | 0 | 0 | 0 | 0 | 0 | 0 | 0 | 0 | 0 | 0.047552 | 0.00013 | 0.00025 | 0.00038 | 0.0005 | 0 | 0 | 0 |  | 0.056 | 0.0561 | 0.0788 | 0.0795
2014-05-17 | 3時 |  | 0 | 0 | 0 | 0 | [9 empty] | 0 | 0 | 0 | 0 | 0 | 0 | 0 | 0 | 0 | 0 | 0 | 0 | 0 | 0 | 0 | 0 | 0 | 0 | 0 | 0 | 0 | 0 | 0.047552 | 0.00013 | 0.00025 | 0.00038 | 0.0005 | 0 | 0 | 0 |  | 0.056 | 0.0561 | 0.0788 | 0.0795
2014-05-17 | 4時 |  | 0 | 0 | 0 | 0 | [9 empty] | 0 | 0 | 0 | 0 | 0 | 0 | 0 | 0 | 0 | 0 | 0 | 0 | 0 | 0 | 0 | 0 | 0 | 0 | 0 | 0 | 0 | 0 | 0.047552 | 0.00013 | 0.00025 | 0.00038 | 0.0005 | 0 | 0 | 0 |  | 0.0483 | 0.0483 | 0.0711 | 0.0717
2014-05-17 | 5時 |  | 7.7861 | 0 | 0 | 0 | [9 empty] | 0.52331 | 0 | 0 | 0 | 0 | 0 | 0 | 0 | 0 | 0 | 0 | 0 | 0 | 0 | 0 | 0 | 0 | 0 | 0 | 0 | 0 | 0 | 0.047552 | 0.00013 | 0.00025 | 0.00038 | 0.0005 | 0 | 0 | 0 |  | 0.056 | 0.0561 | 0.0788 | 0.0795
2014-05-17 | 6時 |  | 0.050098 | 0 | 0 | 0 | [9 empty] | 0.10957 | 0 | 0 | 0 | 0 | 0 | 0 | 0 | 0 | 0 | 0 | 0 | 0 | 0 | 0 | 0 | 0 | 0 | 0 | 0 | 0 | 0 | 0.047552 | 0.00338 | 0.00675 | 0.01013 | 0.01351 | 0 | 0.024649 | 0.011815 |  | 0.1925 | 0.2611 | 0.3525 | 0.3531
2014-05-17 | 7時 |  | 0.017799 | 0 | 0 | 0 | [9 empty] | 0.10575 | 0 | 0 | 0 | 0 | 0 | 0 | 0 | 0 | 0 | 0 | 0 | 0 | 0 | 0 | 0 | 0 | 0 | 0 | 0 | 0 | 0 | 0.047552 | 0.00054 | 0.00108 | 0.00163 | 0.00217 | 0.13859 | 0.053895 | 0.036861 |  | 0.1524 | 0.248 | 0.3662 | 0.3669
2014-05-17 | 8時 |  | 0.0099042 | 0 | 0 | 0 | [9 empty] | 0.10279 | 0 | 0 | 0 | 0 | 0 | 0 | 0 | 0 | 0 | 0 | 0 | 0 | 0 | 0 | 0 | 0 | 0 | 0 | 0 | 0 | 0 | 0.047552 | 0.00054 | 0.00108 | 0.00163 | 0.00217 | 0.093503 | 0 | 0.035602 |  | 0.1091 | 0.1448 | 0.2032 | 0.2039
2014-05-17 | 9時 |  | 0 | 0 | 0 | 0 | [9 empty] | 0 | 0 | 0 | 0 | 0 | 0 | 0 | 0 | 0 | 0 | 0 | 0 | 0 | 0 | 0 | 0 | 0 | 0 | 0 | 0 | 0 | 0 | 0.047552 | 0.00013 | 0.00025 | 0.00038 | 0.0005 | 0.17838 | 0.10971 | 0.042749 |  | 0.3011 | 0.3368 | 0.3953 | 0.396
2014-05-17 | 10時 |  | 0 | 0 | 0 | 0 | [9 empty] | 0 | 0 | 0 | 0 | 0 | 0 | 0 | 0 | 0 | 0 | 0 | 0 | 0 | 0 | 0 | 0 | 0 | 0 | 0 | 0 | 0 | 0 | 0.047552 | 0.00033 | 0.00067 | 0.001 | 0.00133 | 0.093503 | 0 | 0.012523 |  | 0.0483 | 0.0483 | 0.0711 | 0.0717
2014-05-17 | 11時 |  | 0 | 0 | 0 | 0 | [9 empty] | 0 | 0 | 0 | 0 | 0 | 0 | 0 | 0 | 0 | 0 | 0 | 0 | 0 | 0 | 0 | 0 | 0 | 0 | 0 | 0 | 0 | 0 | 0.047552 | 0.00013 | 0.00025 | 0.00038 | 0.0005 | 0 | 0 | 0.0052775 |  | 0.056 | 0.0561 | 0.0788 | 0.0795
2014-05-17 | 12時 |  | 0 | 0 | 0 | 0 | [9 empty] | 0 | 0 | 0 | 0 | 0 | 0 | 0 | 0 | 0 | 0 | 0 | 0 | 0 | 0 | 0 | 0 | 0 | 0 | 0 | 0 | 0 | 0 | 0.047552 | 0.00338 | 0.00675 | 0.01013 | 0.01351 | 0.05371 | 0 | 0.0052775 |  | 0.1983 | 0.2727 | 0.3698 | 0.3705
2014-05-17 | 13時 |  | 0 | 0 | 0 | 0 | [9 empty] | 0 | 0 | 0 | 0 | 0 | 0 | 0 | 0 | 0 | 0 | 0 | 0 | 0 | 0 | 0 | 0 | 0 | 0 | 0 | 0 | 0 | 0 | 0.047552 | 0.00033 | 0.00067 | 0.001 | 0.00133 | 0.11604 | 0 | 0 |  | 0.0483 | 0.0483 | 0.0711 | 0.0717
2014-05-17 | 14時 |  | 0 | 0 | 0 | 0 | [9 empty] | 0 | 0 | 0 | 0 | 0 | 0 | 0 | 0 | 0 | 0 | 0 | 0 | 0 | 0 | 0 | 0 | 0 | 0 | 0 | 0 | 0 | 0 | 0.047552 | 0.00013 | 0.00025 | 0.00038 | 0.0005 | 0.031168 | 0 | 0.017801 |  | 0.056 | 0.0561 | 0.0788 | 0.0795
2014-05-17 | 15時 |  | 0 | 0 | 0 | 0 | [9 empty] | 0 | 0 | 0 | 0 | 0 | 0 | 0 | 0 | 0 | 0 | 0 | 0 | 0 | 0 | 0 | 0 | 0 | 0 | 0 | 0 | 0 | 0 | 0.047552 | 0.00013 | 0.00025 | 0.00038 | 0.0005 | 0 | 0 | 0 |  | 0.056 | 0.0561 | 0.0788 | 0.0795
2014-05-17 | 16時 |  | 0 | 0 | 0 | 0 | [9 empty] | 0 | 0 | 0 | 0 | 0 | 0 | 0 | 0 | 0 | 0 | 0 | 0 | 0 | 0 | 0 | 0 | 0 | 0 | 0 | 0 | 0 | 0 | 0.047552 | 0.00033 | 0.00067 | 0.001 | 0.00133 | 0.062335 | 0 | 0.0052775 |  | 0.0483 | 0.0483 | 0.0711 | 0.0717
2014-05-17 | 17時 |  | 0 | 0 | 0 | 0 | [9 empty] | 0 | 0 | 0 | 0 | 0 | 0 | 0 | 0 | 0 | 0 | 0 | 0 | 0 | 0 | 0 | 0 | 0 | 0 | 0 | 0 | 0 | 0 | 0.047552 | 0.00033 | 0.00067 | 0.001 | 0.00133 | 0.10536 | 0 | 0.0082775 |  | 0.1304 | 0.2048 | 0.3019 | 0.3026
2014-05-17 | 18時 |  | 0 | 0 | 0 | 0 | [9 empty] | 0 | 0 | 0 | 0 | 0 | 0 | 0 | 0 | 0 | 0 | 0 | 0 | 0 | 0 | 0 | 0 | 0 | 0 | 0 | 0 | 0 | 0 | 0.047552 | 0.00642 | 0.01284 | 0.01926 | 0.02568 | 0.12467 | 0 | 0.0082775 |  | 0.303 | 0.3387 | 0.3972 | 0.5469
2014-05-17 | 19時 |  | 0 | 0 | 0 | 0 | [9 empty] | 0 | 0 | 0 | 0 | 0 | 0 | 0 | 0 | 0 | 0 | 0 | 0 | 0 | 0 | 0 | 0 | 0 | 0 | 0 | 0 | 0 | 0 | 0.047552 | 0.00642 | 0.01284 | 0.01926 | 0.02568 | 0.21072 | 0.10708 | 0.0082775 |  | 0.0991 | 0.1348 | 0.1932 | 0.1939
2014-05-17 | 20時 |  | 0 | 0 | 0 | 0 | [9 empty] | 0 | 0 | 0 | 0 | 0 | 0 | 0 | 0 | 0 | 0 | 0 | 0 | 0 | 0 | 0 | 0 | 0 | 0 | 0 | 0 | 0 | 0 | 0.047552 | 0.00033 | 0.00067 | 0.001 | 0.00133 | 0.14927 | 0.027125 | 0 |  | 0.0917 | 0.1275 | 0.2102 | 0.2109
2014-05-17 | 21時 |  | 0 | 0 | 0 | 0 | [9 empty] | 0 | 0 | 0 | 0 | 0 | 0 | 0 | 0 | 0 | 0 | 0 | 0 | 0 | 0 | 0 | 0 | 0 | 0 | 0 | 0 | 0 | 0 | 0.047552 | 0.00033 | 0.00067 | 0.001 | 0.00133 | 0.14618 | 0.10814 | 0.031304 |  | 0.1216 | 0.1873 | 0.2837 | 0.2844
2014-05-17 | 22時 |  | 0 | 0 | 0 | 0 | [9 empty] | 0 | 0 | 0 | 0 | 0 | 0 | 0 | 0 | 0 | 0 | 0 | 0 | 0 | 0 | 0 | 0 | 0 | 0 | 0 | 0 | 0 | 0 | 0.047552 | 0.00628 | 0.01256 | 0.01884 | 0.02512 | 0.12467 | 0.16133 | 0.043827 |  | 0.1738 | 0.1917 | 0.262 | 0.2626
2014-05-17 | 23時 |  | 0 | 0 | 0 | 0 | [9 empty] | 0 | 0 | 0 | 0 | 0 | 0 | 0 | 0 | 0 | 0 | 0 | 0 | 0 | 0 | 0 | 0 | 0 | 0 | 0 | 0 | 0 | 0 | 0.047552 | 0.0067 | 0.01339 | 0.02009 | 0.02679 | 0.12467 | 0.18881 | 0.031848 |  | 0.1877 | 0.2176 | 0.2756 | 0.2763
2014-05-18 | 0時 |  | 0 | 0 | 0 | 0 | [9 empty] | 0 | 0 | 0 | 0 | 0 | 0 | 0 | 0 | 0 | 0 | 0 | 0 | 0 | 0 | 0 | 0 | 0 | 0 | 0 | 0 | 0 | 0 | 0.047552 | 0.00013 | 0.00025 | 0.00038 | 0.0005 | 0 | 0.078899 | 0.011656 |  | 0.1578 | 0.1578 | 0.1806 | 0.1812
2014-05-18 | 1時 |  | 0 | 0 | 0 | 0 | [9 empty] | 0 | 0 | 0 | 0 | 0 | 0 | 0 | 0 | 0 | 0 | 0 | 0 | 0 | 0 | 0 | 0 | 0 | 0 | 0 | 0 | 0 | 0 | 0.047552 | 0.00013 | 0.00025 | 0.00038 | 0.0005 | 0 | 0 | 0 |  | 0.0483 | 0.0483 | 0.0711 | 0.0717
2014-05-18 | 2時 |  | 0 | 0 | 0 | 0 | [9 empty] | 0 | 0 | 0 | 0 | 0 | 0 | 0 | 0 | 0 | 0 | 0 | 0 | 0 | 0 | 0 | 0 | 0 | 0 | 0 | 0 | 0 | 0 | 0.047552 | 0.00013 | 0.00025 | 0.00038 | 0.0005 | 0 | 0 | 0 |  | 0.056 | 0.0561 | 0.0788 | 0.0795
2014-05-18 | 3時 |  | 0 | 0 | 0 | 0 | [9 empty] | 0 | 0 | 0 | 0 | 0 | 0 | 0 | 0 | 0 | 0 | 0 | 0 | 0 | 0 | 0 | 0 | 0 | 0 | 0 | 0 | 0 | 0 | 0.047552 | 0.00013 | 0.00025 | 0.00038 | 0.0005 | 0 | 0 | 0 |  | 0.056 | 0.0561 | 0.0788 | 0.0795
2014-05-18 | 4時 |  | 0 | 0 | 0 | 0 | [9 empty] | 0 | 0 | 0 | 0 | 0 | 0 | 0 | 0 | 0 | 0 | 0 | 0 | 0 | 0 | 0 | 0 | 0 | 0 | 0 | 0 | 0 | 0 | 0.047552 | 0.00013 | 0.00025 | 0.00038 | 0.0005 | 0 | 0 | 0 |  | 0.0483 | 0.0483 | 0.0711 | 0.0717
2014-05-18 | 5時 |  | 0.10847 | 0 | 0 | 0 | [9 empty] | 0.10641 | 0 | 0 | 0 | 0 | 0 | 0 | 0 | 0 | 0 | 0 | 0 | 0 | 0 | 0 | 0 | 0 | 0 | 0 | 0 | 0 | 0 | 0.047552 | 0.00013 | 0.00025 | 0.00038 | 0.0005 | 0 | 0 | 0 |  | 0.056 | 0.0561 | 0.0788 | 0.0795
2014-05-18 | 6時 |  | 0.0042689 | 0 | 0 | 0 | [9 empty] | 0.10204 | 0 | 0 | 0 | 0 | 0 | 0 | 0 | 0 | 0 | 0 | 0 | 0 | 0 | 0 | 0 | 0 | 0 | 0 | 0 | 0 | 0 | 0.047552 | 0.00338 | 0.00675 | 0.01013 | 0.01351 | 0 | 0.024649 | 0.011815 |  | 0.1925 | 0.2611 | 0.3525 | 0.3531
2014-05-18 | 7時 |  | 0 | 0 | 0 | 0 | [9 empty] | 0 | 0 | 0 | 0 | 0 | 0 | 0 | 0 | 0 | 0 | 0 | 0 | 0 | 0 | 0 | 0 | 0 | 0 | 0 | 0 | 0 | 0 | 0.047552 | 0.00054 | 0.00108 | 0.00163 | 0.00217 | 0.13859 | 0.053895 | 0.036861 |  | 0.1524 | 0.248 | 0.3662 | 0.3669
2014-05-18 | 8時 |  | 0 | 0 | 0 | 0 | [9 empty] | 0 | 0 | 0 | 0 | 0 | 0 | 0 | 0 | 0 | 0 | 0 | 0 | 0 | 0 | 0 | 0 | 0 | 0 | 0 | 0 | 0 | 0 | 0.047552 | 0.00054 | 0.00108 | 0.00163 | 0.00217 | 0.093503 | 0 | 0.035602 |  | 0.1091 | 0.1448 | 0.2032 | 0.2039
2014-05-18 | 9時 |  | 0 | 0 | 0 | 0 | [9 empty] | 0 | 0 | 0 | 0 | 0 | 0 | 0 | 0 | 0 | 0 | 0 | 0 | 0 | 0 | 0 | 0 | 0 | 0 | 0 | 0 | 0 | 0 | 0.047552 | 0.00013 | 0.00025 | 0.00038 | 0.0005 | 0.17838 | 0.10971 | 0.042749 |  | 0.3011 | 0.3368 | 0.3953 | 0.396
2014-05-18 | 10時 |  | 0 | 0 | 0 | 0 | [9 empty] | 0 | 0 | 0 | 0 | 0 | 0 | 0 | 0 | 0 | 0 | 0 | 0 | 0 | 0 | 0 | 0 | 0 | 0 | 0 | 0 | 0 | 0 | 0.047552 | 0.00033 | 0.00067 | 0.001 | 0.00133 | 0.093503 | 0 | 0.012523 |  | 0.0483 | 0.0483 | 0.0711 | 0.0717
2014-05-18 | 11時 |  | 0 | 0 | 0 | 0 | [9 empty] | 0 | 0 | 0 | 0 | 0 | 0 | 0 | 0 | 0 | 0 | 0 | 0 | 0 | 0 | 0 | 0 | 0 | 0 | 0 | 0 | 0 | 0 | 0.047552 | 0.00013 | 0.00025 | 0.00038 | 0.0005 | 0 | 0 | 0.0052775 |  | 0.056 | 0.0561 | 0.0788 | 0.0795
2014-05-18 | 12時 |  | 0 | 0 | 0 | 0 | [9 empty] | 0 | 0 | 0 | 0 | 0 | 0 | 0 | 0 | 0 | 0 | 0 | 0 | 0 | 0 | 0 | 0 | 0 | 0 | 0 | 0 | 0 | 0 | 0.047552 | 0.00338 | 0.00675 | 0.01013 | 0.01351 | 0.05371 | 0 | 0.0052775 |  | 0.1983 | 0.2727 | 0.3698 | 0.3705
2014-05-18 | 13時 |  | 0 | 0 | 0 | 0 | [9 empty] | 0 | 0 | 0 | 0 | 0 | 0 | 0 | 0 | 0 | 0 | 0 | 0 | 0 | 0 | 0 | 0 | 0 | 0 | 0 | 0 | 0 | 0 | 0.047552 | 0.00033 | 0.00067 | 0.001 | 0.00133 | 0.11604 | 0 | 0 |  | 0.0483 | 0.0483 | 0.0711 | 0.0717
2014-05-18 | 14時 |  | 0 | 0 | 0 | 0 | [9 empty] | 0 | 0 | 0 | 0 | 0 | 0 | 0 | 0 | 0 | 0 | 0 | 0 | 0 | 0 | 0 | 0 | 0 | 0 | 0 | 0 | 0 | 0 | 0.047552 | 0.00013 | 0.00025 | 0.00038 | 0.0005 | 0.031168 | 0 | 0.017801 |  | 0.056 | 0.0561 | 0.0788 | 0.0795
2014-05-18 | 15時 |  | 0 | 0 | 0 | 0 | [9 empty] | 0 | 0 | 0 | 0 | 0 | 0 | 0 | 0 | 0 | 0 | 0 | 0 | 0 | 0 | 0 | 0 | 0 | 0 | 0 | 0 | 0 | 0 | 0.047552 | 0.00013 | 0.00025 | 0.00038 | 0.0005 | 0 | 0 | 0 |  | 0.056 | 0.0561 | 0.0788 | 0.0795
2014-05-18 | 16時 |  | 0 | 0 | 0 | 0 | [9 empty] | 0 | 0 | 0 | 0 | 0 | 0 | 0 | 0 | 0 | 0 | 0 | 0 | 0 | 0 | 0 | 0 | 0 | 0 | 0 | 0 | 0 | 0 | 0.047552 | 0.00033 | 0.00067 | 0.001 | 0.00133 | 0.062335 | 0 | 0.0052775 |  | 0.0483 | 0.0483 | 0.0711 | 0.0717
2014-05-18 | 17時 |  | 0 | 0 | 0 | 0 | [9 empty] | 0 | 0 | 0 | 0 | 0 | 0 | 0 | 0 | 0 | 0 | 0 | 0 | 0 | 0 | 0 | 0 | 0 | 0 | 0 | 0 | 0 | 0 | 0.047552 | 0.00033 | 0.00067 | 0.001 | 0.00133 | 0.10536 | 0 | 0.0082775 |  | 0.1304 | 0.2048 | 0.3019 | 0.3026
2014-05-18 | 18時 |  | 0 | 0 | 0 | 0 | [9 empty] | 0 | 0 | 0 | 0 | 0 | 0 | 0 | 0 | 0 | 0 | 0 | 0 | 0 | 0 | 0 | 0 | 0 | 0 | 0 | 0 | 0 | 0 | 0.047552 | 0.00642 | 0.01284 | 0.01926 | 0.02568 | 0.12467 | 0 | 0.0082775 |  | 0.303 | 0.3387 | 0.3972 | 0.5469
2014-05-18 | 19時 |  | 0 | 0 | 0 | 0 | [9 empty] | 0 | 0 | 0 | 0 | 0 | 0 | 0 | 0 | 0 | 0 | 0 | 0 | 0 | 0 | 0 | 0 | 0 | 0 | 0 | 0 | 0 | 0 | 0.047552 | 0.00642 | 0.01284 | 0.01926 | 0.02568 | 0.21072 | 0.10708 | 0.0082775 |  | 0.0991 | 0.1348 | 0.1932 | 0.1939
2014-05-18 | 20時 |  | 0 | 0 | 0 | 0 | [9 empty] | 0 | 0 | 0 | 0 | 0 | 0 | 0 | 0 | 0 | 0 | 0 | 0 | 0 | 0 | 0 | 0 | 0 | 0 | 0 | 0 | 0 | 0 | 0.047552 | 0.00033 | 0.00067 | 0.001 | 0.00133 | 0.14927 | 0.027125 | 0 |  | 0.0917 | 0.1275 | 0.2102 | 0.2109
2014-05-18 | 21時 |  | 0 | 0 | 0 | 0 | [9 empty] | 0 | 0 | 0 | 0 | 0 | 0 | 0 | 0 | 0 | 0 | 0 | 0 | 0 | 0 | 0 | 0 | 0 | 0 | 0 | 0 | 0 | 0 | 0.047552 | 0.00033 | 0.00067 | 0.001 | 0.00133 | 0.14618 | 0.10814 | 0.031304 |  | 0.1216 | 0.1873 | 0.2837 | 0.2844
2014-05-18 | 22時 |  | 0 | 0 | 0 | 0 | [9 empty] | 0 | 0 | 0 | 0 | 0 | 0 | 0 | 0 | 0 | 0 | 0 | 0 | 0 | 0 | 0 | 0 | 0 | 0 | 0 | 0 | 0 | 0 | 0.047552 | 0.00628 | 0.01256 | 0.01884 | 0.02512 | 0.12467 | 0.16133 | 0.043827 |  | 0.1738 | 0.1917 | 0.262 | 0.2626
2014-05-18 | 23時 |  | 0 | 0 | 0 | 0 | [9 empty] | 0 | 0 | 0 | 0 | 0 | 0 | 0 | 0 | 0 | 0 | 0 | 0 | 0 | 0 | 0 | 0 | 0 | 0 | 0 | 0 | 0 | 0 | 0.047552 | 0.0067 | 0.01339 | 0.02009 | 0.02679 | 0.12467 | 0.18881 | 0.031848 |  | 0.1877 | 0.2176 | 0.2756 | 0.2763
2014-05-19 | 0時 |  | 0 | 0 | 0 | 0 | [9 empty] | 0 | 0 | 0 | 0 | 0 | 0 | 0 | 0 | 0 | 0 | 0 | 0 | 0 | 0 | 0 | 0 | 0 | 0 | 0 | 0 | 0 | 0 | 0.047552 | 0.00013 | 0.00025 | 0.00038 | 0.0005 | 0 | 0.078899 | 0.011656 |  | 0.1578 | 0.1578 | 0.1806 | 0.1812
2014-05-19 | 1時 |  | 0 | 0 | 0 | 0 | [9 empty] | 0 | 0 | 0 | 0 | 0 | 0 | 0 | 0 | 0 | 0 | 0 | 0 | 0 | 0 | 0 | 0 | 0 | 0 | 0 | 0 | 0 | 0 | 0.047552 | 0.00013 | 0.00025 | 0.00038 | 0.0005 | 0 | 0 | 0 |  | 0.0483 | 0.0483 | 0.0711 | 0.0717
2014-05-19 | 2時 |  | 0 | 0 | 0 | 0 | [9 empty] | 0 | 0 | 0 | 0 | 0 | 0 | 0 | 0 | 0 | 0 | 0 | 0 | 0 | 0 | 0 | 0 | 0 | 0 | 0 | 0 | 0 | 0 | 0.047552 | 0.00013 | 0.00025 | 0.00038 | 0.0005 | 0 | 0 | 0 |  | 0.056 | 0.0561 | 0.0788 | 0.0795
2014-05-19 | 3時 |  | 0 | 0 | 0 | 0 | [9 empty] | 0 | 0 | 0 | 0 | 0 | 0 | 0 | 0 | 0 | 0 | 0 | 0 | 0 | 0 | 0 | 0 | 0 | 0 | 0 | 0 | 0 | 0 | 0.047552 | 0.00013 | 0.00025 | 0.00038 | 0.0005 | 0 | 0 | 0 |  | 0.056 | 0.0561 | 0.0788 | 0.0795
2014-05-19 | 4時 |  | 0 | 0 | 0 | 0 | [9 empty] | 0 | 0 | 0 | 0 | 0 | 0 | 0 | 0 | 0 | 0 | 0 | 0 | 0 | 0 | 0 | 0 | 0 | 0 | 0 | 0 | 0 | 0 | 0.047552 | 0.00013 | 0.00025 | 0.00038 | 0.0005 | 0 | 0 | 0 |  | 0.0483 | 0.0483 | 0.0711 | 0.0717
2014-05-19 | 5時 |  | 0.086932 | 0 | 0 | 0 | [9 empty] | 0.10636 | 0 | 0 | 0 | 0 | 0 | 0 | 0 | 0 | 0 | 0 | 0 | 0 | 0 | 0 | 0 | 0 | 0 | 0 | 0 | 0 | 0 | 0.047552 | 0.00013 | 0.00025 | 0.00038 | 0.0005 | 0 | 0 | 0 |  | 0.056 | 0.0561 | 0.0788 | 0.0795
2014-05-19 | 6時 |  | 0.00054087 | 0 | 0 | 0 | [9 empty] | 0.10037 | 0 | 0 | 0 | 0 | 0 | 0 | 0 | 0 | 0 | 0 | 0 | 0 | 0 | 0 | 0 | 0 | 0 | 0 | 0 | 0 | 0 | 0.047552 | 0.00338 | 0.00675 | 0.01013 | 0.01351 | 0 | 0.024649 | 0.011815 |  | 0.1925 | 0.2611 | 0.3525 | 0.3531
2014-05-19 | 7時 |  | 0 | 0 | 0 | 0 | [9 empty] | 0 | 0 | 0 | 0 | 0 | 0 | 0 | 0 | 0 | 0 | 0 | 0 | 0 | 0 | 0 | 0 | 0 | 0 | 0 | 0 | 0 | 0 | 0.047552 | 0.00054 | 0.00108 | 0.00163 | 0.00217 | 0.13859 | 0.053895 | 0.036861 |  | 0.1524 | 0.248 | 0.3662 | 0.3669
2014-05-19 | 8時 |  | 0 | 0 | 0 | 0 | [9 empty] | 0 | 0 | 0 | 0 | 0 | 0 | 0 | 0 | 0 | 0 | 0 | 0 | 0 | 0 | 0 | 0 | 0 | 0 | 0 | 0 | 0 | 0 | 0.047552 | 0.00054 | 0.00108 | 0.00163 | 0.00217 | 0.093503 | 0 | 0.035602 |  | 0.1091 | 0.1448 | 0.2032 | 0.2039
2014-05-19 | 9時 |  | 0 | 0 | 0 | 0 | [9 empty] | 0 | 0 | 0 | 0 | 0 | 0 | 0 | 0 | 0 | 0 | 0 | 0 | 0 | 0 | 0 | 0 | 0 | 0 | 0 | 0 | 0 | 0 | 0.047552 | 0.00013 | 0.00025 | 0.00038 | 0.0005 | 0.17838 | 0.10971 | 0.042749 |  | 0.3011 | 0.3368 | 0.3953 | 0.396
2014-05-19 | 10時 |  | 0 | 0 | 0 | 0 | [9 empty] | 0 | 0 | 0 | 0 | 0 | 0 | 0 | 0 | 0 | 0 | 0 | 0 | 0 | 0 | 0 | 0 | 0 | 0 | 0 | 0 | 0 | 0 | 0.047552 | 0.00033 | 0.00067 | 0.001 | 0.00133 | 0.093503 | 0 | 0.012523 |  | 0.0483 | 0.0483 | 0.0711 | 0.0717
2014-05-19 | 11時 |  | 0 | 0 | 0 | 0 | [9 empty] | 0 | 0 | 0 | 0 | 0 | 0 | 0 | 0 | 0 | 0 | 0 | 0 | 0 | 0 | 0 | 0 | 0 | 0 | 0 | 0 | 0 | 0 | 0.047552 | 0.00013 | 0.00025 | 0.00038 | 0.0005 | 0 | 0 | 0.0052775 |  | 0.056 | 0.0561 | 0.0788 | 0.0795
2014-05-19 | 12時 |  | 0 | 0 | 0 | 0 | [9 empty] | 0 | 0 | 0 | 0 | 0 | 0 | 0 | 0 | 0 | 0 | 0 | 0 | 0 | 0 | 0 | 0 | 0 | 0 | 0 | 0 | 0 | 0 | 0.047552 | 0.00338 | 0.00675 | 0.01013 | 0.01351 | 0.05371 | 0 | 0.0052775 |  | 0.1983 | 0.2727 | 0.3698 | 0.3705
2014-05-19 | 13時 |  | 0 | 0 | 0 | 0 | [9 empty] | 0 | 0 | 0 | 0 | 0 | 0 | 0 | 0 | 0 | 0 | 0 | 0 | 0 | 0 | 0 | 0 | 0 | 0 | 0 | 0 | 0 | 0 | 0.047552 | 0.00033 | 0.00067 | 0.001 | 0.00133 | 0.11604 | 0 | 0 |  | 0.0483 | 0.0483 | 0.0711 | 0.0717
2014-05-19 | 14時 |  | 0 | 0 | 0 | 0 | [9 empty] | 0 | 0 | 0 | 0 | 0 | 0 | 0 | 0 | 0 | 0 | 0 | 0 | 0 | 0 | 0 | 0 | 0 | 0 | 0 | 0 | 0 | 0 | 0.047552 | 0.00013 | 0.00025 | 0.00038 | 0.0005 | 0.031168 | 0 | 0.017801 |  | 0.056 | 0.0561 | 0.0788 | 0.0795
2014-05-19 | 15時 |  | 0 | 0 | 0 | 0 | [9 empty] | 0 | 0 | 0 | 0 | 0 | 0 | 0 | 0 | 0 | 0 | 0 | 0 | 0 | 0 | 0 | 0 | 0 | 0 | 0 | 0 | 0 | 0 | 0.047552 | 0.00013 | 0.00025 | 0.00038 | 0.0005 | 0 | 0 | 0 |  | 0.056 | 0.0561 | 0.0788 | 0.0795
2014-05-19 | 16時 |  | 0 | 0 | 0 | 0 | [9 empty] | 0 | 0 | 0 | 0 | 0 | 0 | 0 | 0 | 0 | 0 | 0 | 0 | 0 | 0 | 0 | 0 | 0 | 0 | 0 | 0 | 0 | 0 | 0.047552 | 0.00033 | 0.00067 | 0.001 | 0.00133 | 0.062335 | 0 | 0.0052775 |  | 0.0483 | 0.0483 | 0.0711 | 0.0717
2014-05-19 | 17時 |  | 0 | 0 | 0 | 0 | [9 empty] | 0 | 0 | 0 | 0 | 0 | 0 | 0 | 0 | 0 | 0 | 0 | 0 | 0 | 0 | 0 | 0 | 0 | 0 | 0 | 0 | 0 | 0 | 0.047552 | 0.00033 | 0.00067 | 0.001 | 0.00133 | 0.10536 | 0 | 0.0082775 |  | 0.1304 | 0.2048 | 0.3019 | 0.3026
2014-05-19 | 18時 |  | 0 | 0 | 0 | 0 | [9 empty] | 0 | 0 | 0 | 0 | 0 | 0 | 0 | 0 | 0 | 0 | 0 | 0 | 0 | 0 | 0 | 0 | 0 | 0 | 0 | 0 | 0 | 0 | 0.047552 | 0.00642 | 0.01284 | 0.01926 | 0.02568 | 0.12467 | 0 | 0.0082775 |  | 0.303 | 0.3387 | 0.3972 | 0.5469
2014-05-19 | 19時 |  | 0 | 0 | 0 | 0 | [9 empty] | 0 | 0 | 0 | 0 | 0 | 0 | 0 | 0 | 0 | 0 | 0 | 0 | 0 | 0 | 0 | 0 | 0 | 0 | 0 | 0 | 0 | 0 | 0.047552 | 0.00642 | 0.01284 | 0.01926 | 0.02568 | 0.21072 | 0.10708 | 0.0082775 |  | 0.0991 | 0.1348 | 0.1932 | 0.1939
2014-05-19 | 20時 |  | 0 | 0 | 0 | 0 | [9 empty] | 0 | 0 | 0 | 0 | 0 | 0 | 0 | 0 | 0 | 0 | 0 | 0 | 0 | 0 | 0 | 0 | 0 | 0 | 0 | 0 | 0 | 0 | 0.047552 | 0.00033 | 0.00067 | 0.001 | 0.00133 | 0.14927 | 0.027125 | 0 |  | 0.0917 | 0.1275 | 0.2102 | 0.2109
2014-05-19 | 21時 |  | 0 | 0 | 0 | 0 | [9 empty] | 0 | 0 | 0 | 0 | 0 | 0 | 0 | 0 | 0 | 0 | 0 | 0 | 0 | 0 | 0 | 0 | 0 | 0 | 0 | 0 | 0 | 0 | 0.047552 | 0.00033 | 0.00067 | 0.001 | 0.00133 | 0.14618 | 0.10814 | 0.031304 |  | 0.1216 | 0.1873 | 0.2837 | 0.2844
2014-05-19 | 22時 |  | 0 | 0 | 0 | 0 | [9 empty] | 0 | 0 | 0 | 0 | 0 | 0 | 0 | 0 | 0 | 0 | 0 | 0 | 0 | 0 | 0 | 0 | 0 | 0 | 0 | 0 | 0 | 0 | 0.047552 | 0.00628 | 0.01256 | 0.01884 | 0.02512 | 0.12467 | 0.16133 | 0.043827 |  | 0.1738 | 0.1917 | 0.262 | 0.2626
2014-05-19 | 23時 |  | 0 | 0 | 0 | 0 | [9 empty] | 0 | 0 | 0 | 0 | 0 | 0 | 0 | 0 | 0 | 0 | 0 | 0 | 0 | 0 | 0 | 0 | 0 | 0 | 0 | 0 | 0 | 0 | 0.047552 | 0.0067 | 0.01339 | 0.02009 | 0.02679 | 0.12467 | 0.18881 | 0.031848 |  | 0.1877 | 0.2176 | 0.2756 | 0.2763
2014-05-20 | 0時 |  | 0 | 0 | 0 | 0 | [9 empty] | 0 | 0 | 0 | 0 | 0 | 0 | 0 | 0 | 0 | 0 | 0 | 0 | 0 | 0 | 0 | 0 | 0 | 0 | 0 | 0 | 0 | 0 | 0.047552 | 0.00013 | 0.00025 | 0.00038 | 0.0005 | 0 | 0 | 0 |  | 0.1578 | 0.1578 | 0.1806 | 0.1812
2014-05-20 | 1時 |  | 0 | 0 | 0 | 0 | [9 empty] | 0 | 0 | 0 | 0 | 0 | 0 | 0 | 0 | 0 | 0 | 0 | 0 | 0 | 0 | 0 | 0 | 0 | 0 | 0 | 0 | 0 | 0 | 0.047552 | 0.00013 | 0.00025 | 0.00038 | 0.0005 | 0 | 0 | 0 |  | 0.0483 | 0.0483 | 0.0711 | 0.0717
2014-05-20 | 2時 |  | 0 | 0 | 0 | 0 | [9 empty] | 0 | 0 | 0 | 0 | 0 | 0 | 0 | 0 | 0 | 0 | 0 | 0 | 0 | 0 | 0 | 0 | 0 | 0 | 0 | 0 | 0 | 0 | 0.047552 | 0.00013 | 0.00025 | 0.00038 | 0.0005 | 0 | 0 | 0 |  | 0.056 | 0.0561 | 0.0788 | 0.0795
2014-05-20 | 3時 |  | 0 | 0 | 0 | 0 | [9 empty] | 0 | 0 | 0 | 0 | 0 | 0 | 0 | 0 | 0 | 0 | 0 | 0 | 0 | 0 | 0 | 0 | 0 | 0 | 0 | 0 | 0 | 0 | 0.047552 | 0.00013 | 0.00025 | 0.00038 | 0.0005 | 0 | 0 | 0 |  | 0.056 | 0.0561 | 0.0788 | 0.0795
2014-05-20 | 4時 |  | 0 | 0 | 0 | 0 | [9 empty] | 0 | 0 | 0 | 0 | 0 | 0 | 0 | 0 | 0 | 0 | 0 | 0 | 0 | 0 | 0 | 0 | 0 | 0 | 0 | 0 | 0 | 0 | 0.047552 | 0.00013 | 0.00025 | 0.00038 | 0.0005 | 0 | 0 | 0 |  | 0.0483 | 0.0483 | 0.0711 | 0.0717
2014-05-20 | 5時 |  | 0 | 0 | 0 | 0 | [9 empty] | 0 | 0 | 0 | 0 | 0 | 0 | 0 | 0 | 0 | 0 | 0 | 0 | 0 | 0 | 0 | 0 | 0 | 0 | 0 | 0 | 0 | 0 | 0.047552 | 0.00013 | 0.00025 | 0.00038 | 0.0005 | 0 | 0 | 0 |  | 0.056 | 0.0561 | 0.0788 | 0.0795
2014-05-20 | 6時 |  | 0 | 0 | 0 | 0 | [9 empty] | 0 | 0 | 0 | 0 | 0 | 0 | 0 | 0 | 0 | 0 | 0 | 0 | 0 | 0 | 0 | 0 | 0 | 0 | 0 | 0 | 0 | 0 | 0.047552 | 0.00013 | 0.00025 | 0.00038 | 0.0005 | 0 | 0 | 0 |  | 0.056 | 0.0561 | 0.0788 | 0.0795
2014-05-20 | 7時 |  | 0.014998 | 0 | 0.0073984 | 0 | [9 empty] | 0.098457 | 0 | 0 | 0 | 0 | 0.15738 | 0 | 0 | 0 | 0 | 0 | 0 | 0 | 0 | 0 | 0 | 0 | 0 | 0 | 0 | 0 | 0 | 0.047552 | 0.00054 | 0.00108 | 0.00163 | 0.00217 | 0 | 0.024649 | 0.022689 |  | 0.1168 | 0.1854 | 0.2767 | 0.2774
2014-05-20 | 8時 |  | 0 | 0 | 0 | 0 | [9 empty] | 0 | 0 | 0 | 0 | 0 | 0 | 0 | 0 | 0 | 0 | 0 | 0 | 0 | 0 | 0 | 0 | 0 | 0 | 0 | 0 | 0 | 0 | 0.047552 | 0.00379 | 0.00759 | 0.01138 | 0.01518 | 0.084877 | 0.078545 | 0.064582 |  | 0.2156 | 0.2812 | 0.3696 | 0.3702
2014-05-20 | 9時 |  | 0 | 0 | 0 | 0 | [9 empty] | 0 | 0 | 0 | 0 | 0 | 0 | 0 | 0 | 0 | 0 | 0 | 0 | 0 | 0 | 0 | 0 | 0 | 0 | 0 | 0 | 0 | 0 | 0.047552 | 0.00033 | 0.00067 | 0.001 | 0.00133 | 0.23209 | 0.16325 | 0.052059 |  | 0.2163 | 0.252 | 0.3265 | 0.3272
2014-05-20 | 10時 |  | 0 | 0 | 0 | 0 | [9 empty] | 0 | 0 | 0 | 0 | 0 | 0 | 0 | 0 | 0 | 0 | 0 | 0 | 0 | 0 | 0 | 0 | 0 | 0 | 0 | 0 | 0 | 0 | 0.047552 | 0.00054 | 0.00108 | 0.00163 | 0.00217 | 0.12467 | 0.21558 | 0.037471 |  | 0.1917 | 0.2274 | 0.3128 | 0.3134
2014-05-20 | 11時 |  | 0 | 0 | 0 | 0 | [9 empty] | 0 | 0 | 0 | 0 | 0 | 0 | 0 | 0 | 0 | 0 | 0 | 0 | 0 | 0 | 0 | 0 | 0 | 0 | 0 | 0 | 0 | 0 | 0.047552 | 0.00033 | 0.00067 | 0.001 | 0.00133 | 0.12467 | 0.21558 | 0 |  | 0.1994 | 0.2352 | 0.315 | 0.3157
2014-05-20 | 12時 |  | 0 | 0 | 0 | 0 | [9 empty] | 0 | 0 | 0 | 0 | 0 | 0 | 0 | 0 | 0 | 0 | 0 | 0 | 0 | 0 | 0 | 0 | 0 | 0 | 0 | 0 | 0 | 0 | 0.047552 | 0.00338 | 0.00675 | 0.01013 | 0.01351 | 0.14721 | 0.13456 | 0.018352 |  | 0.1983 | 0.2727 | 0.3698 | 0.3705
2014-05-20 | 13時 |  | 0 | 0 | 0 | 0 | [9 empty] | 0 | 0 | 0 | 0 | 0 | 0 | 0 | 0 | 0 | 0 | 0 | 0 | 0 | 0 | 0 | 0 | 0 | 0 | 0 | 0 | 0 | 0 | 0.047552 | 0.00033 | 0.00067 | 0.001 | 0.00133 | 0.13756 | 0.026771 | 0.023629 |  | 0.0483 | 0.0483 | 0.0711 | 0.0717
2014-05-20 | 14時 |  | 0 | 0 | 0 | 0 | [9 empty] | 0 | 0 | 0 | 0 | 0 | 0 | 0 | 0 | 0 | 0 | 0 | 0 | 0 | 0 | 0 | 0 | 0 | 0 | 0 | 0 | 0 | 0 | 0.047552 | 0.00013 | 0.00025 | 0.00038 | 0.0005 | 0 | 0 | 0 |  | 0.056 | 0.0561 | 0.0788 | 0.0795
2014-05-20 | 15時 |  | 0 | 0 | 0 | 0 | [9 empty] | 0 | 0 | 0 | 0 | 0 | 0 | 0 | 0 | 0 | 0 | 0 | 0 | 0 | 0 | 0 | 0 | 0 | 0 | 0 | 0 | 0 | 0 | 0.047552 | 0.00013 | 0.00025 | 0.00038 | 0.0005 | 0 | 0 | 0 |  | 0.056 | 0.0561 | 0.0788 | 0.0795
2014-05-20 | 16時 |  | 0 | 0 | 0 | 0 | [9 empty] | 0 | 0 | 0 | 0 | 0 | 0 | 0 | 0 | 0 | 0 | 0 | 0 | 0 | 0 | 0 | 0 | 0 | 0 | 0 | 0 | 0 | 0 | 0.047552 | 0.00054 | 0.00108 | 0.00163 | 0.00217 | 0.062335 | 0.054249 | 0.024058 |  | 0.2095 | 0.275 | 0.3956 | 0.5453
2014-05-20 | 17時 |  | 0 | 0 | 0 | 0 | [9 empty] | 0 | 0 | 0 | 0 | 0 | 0 | 0 | 0 | 0 | 0 | 0 | 0 | 0 | 0 | 0 | 0 | 0 | 0 | 0 | 0 | 0 | 0 | 0.047552 | 0.00642 | 0.01284 | 0.01926 | 0.02568 | 0.12467 | 0.1085 | 0.026923 |  | 0.2423 | 0.2781 | 0.3689 | 0.5187
2014-05-20 | 18時 |  | 0 | 0 | 0 | 0 | [9 empty] | 0 | 0 | 0 | 0 | 0 | 0 | 0 | 0 | 0 | 0 | 0 | 0 | 0 | 0 | 0 | 0 | 0 | 0 | 0 | 0 | 0 | 0 | 0.047552 | 0.00642 | 0.01284 | 0.01926 | 0.02568 | 0.21072 | 0.1085 | 0 |  | 0.1819 | 0.2177 | 0.2978 | 0.4476
2014-05-20 | 19時 |  | 0 | 0 | 0 | 0 | [9 empty] | 0 | 0 | 0 | 0 | 0 | 0 | 0 | 0 | 0 | 0 | 0 | 0 | 0 | 0 | 0 | 0 | 0 | 0 | 0 | 0 | 0 | 0 | 0.047552 | 0.00013 | 0.00025 | 0.00038 | 0.0005 | 0.12879 | 0 | 0.006537 |  | 0.0998 | 0.1355 | 0.2049 | 0.2056
2014-05-20 | 20時 |  | 0 | 0 | 0 | 0 | [9 empty] | 0 | 0 | 0 | 0 | 0 | 0 | 0 | 0 | 0 | 0 | 0 | 0 | 0 | 0 | 0 | 0 | 0 | 0 | 0 | 0 | 0 | 0 | 0.047552 | 0.00033 | 0.00067 | 0.001 | 0.00133 | 0.16769 | 0.10779 | 0.006537 |  | 0.0917 | 0.1275 | 0.2183 | 0.219
2014-05-20 | 21時 |  | 0 | 0 | 0 | 0 | [9 empty] | 0 | 0 | 0 | 0 | 0 | 0 | 0 | 0 | 0 | 0 | 0 | 0 | 0 | 0 | 0 | 0 | 0 | 0 | 0 | 0 | 0 | 0 | 0.047552 | 0.00628 | 0.01256 | 0.01884 | 0.02512 | 0.12467 | 0.18846 | 0.012659 |  | 0.1755 | 0.2411 | 0.3458 | 0.3465
2014-05-20 | 22時 |  | 0 | 0 | 0 | 0 | [9 empty] | 0 | 0 | 0 | 0 | 0 | 0 | 0 | 0 | 0 | 0 | 0 | 0 | 0 | 0 | 0 | 0 | 0 | 0 | 0 | 0 | 0 | 0 | 0.047552 | 0.00649 | 0.01298 | 0.01947 | 0.02595 | 0.12467 | 0.16133 | 0.043827 |  | 0.1139 | 0.1795 | 0.3002 | 0.3009
2014-05-20 | 23時 |  | 0 | 0 | 0 | 0 | [9 empty] | 0 | 0 | 0 | 0 | 0 | 0 | 0 | 0 | 0 | 0 | 0 | 0 | 0 | 0 | 0 | 0 | 0 | 0 | 0 | 0 | 0 | 0 | 0.047552 | 0.00331 | 0.00661 | 0.00992 | 0.01323 | 0.062335 | 0.15709 | 0.04296 |  | 0.1578 | 0.1578 | 0.1806 | 0.1812
2014-05-21 | 0時 |  | 0 | 0 | 0 | 0 | [9 empty] | 0 | 0 | 0 | 0 | 0 | 0 | 0 | 0 | 0 | 0 | 0 | 0 | 0 | 0 | 0 | 0 | 0 | 0 | 0 | 0 | 0 | 0 | 0.047552 | 0.00013 | 0.00025 | 0.00038 | 0.0005 | 0 | 0 | 0 |  | 0.1578 | 0.1578 | 0.1806 | 0.1812
2014-05-21 | 1時 |  | 0 | 0 | 0 | 0 | [9 empty] | 0 | 0 | 0 | 0 | 0 | 0 | 0 | 0 | 0 | 0 | 0 | 0 | 0 | 0 | 0 | 0 | 0 | 0 | 0 | 0 | 0 | 0 | 0.047552 | 0.00013 | 0.00025 | 0.00038 | 0.0005 | 0 | 0 | 0 |  | 0.0483 | 0.0483 | 0.0711 | 0.0717
2014-05-21 | 2時 |  | 0 | 0 | 0 | 0 | [9 empty] | 0 | 0 | 0 | 0 | 0 | 0 | 0 | 0 | 0 | 0 | 0 | 0 | 0 | 0 | 0 | 0 | 0 | 0 | 0 | 0 | 0 | 0 | 0.047552 | 0.00013 | 0.00025 | 0.00038 | 0.0005 | 0 | 0 | 0 |  | 0.056 | 0.0561 | 0.0788 | 0.0795
2014-05-21 | 3時 |  | 0 | 0 | 0 | 0 | [9 empty] | 0 | 0 | 0 | 0 | 0 | 0 | 0 | 0 | 0 | 0 | 0 | 0 | 0 | 0 | 0 | 0 | 0 | 0 | 0 | 0 | 0 | 0 | 0.047552 | 0.00013 | 0.00025 | 0.00038 | 0.0005 | 0 | 0 | 0 |  | 0.056 | 0.0561 | 0.0788 | 0.0795
2014-05-21 | 4時 |  | 0 | 0 | 0 | 0 | [9 empty] | 0 | 0 | 0 | 0 | 0 | 0 | 0 | 0 | 0 | 0 | 0 | 0 | 0 | 0 | 0 | 0 | 0 | 0 | 0 | 0 | 0 | 0 | 0.047552 | 0.00013 | 0.00025 | 0.00038 | 0.0005 | 0 | 0 | 0 |  | 0.0483 | 0.0483 | 0.0711 | 0.0717
2014-05-21 | 5時 |  | 0 | 0 | 0 | 0 | [9 empty] | 0 | 0 | 0 | 0 | 0 | 0 | 0 | 0 | 0 | 0 | 0 | 0 | 0 | 0 | 0 | 0 | 0 | 0 | 0 | 0 | 0 | 0 | 0.047552 | 0.00013 | 0.00025 | 0.00038 | 0.0005 | 0 | 0 | 0 |  | 0.056 | 0.0561 | 0.0788 | 0.0795
2014-05-21 | 6時 |  | 0 | 0 | 0 | 0 | [9 empty] | 0 | 0 | 0 | 0 | 0 | 0 | 0 | 0 | 0 | 0 | 0 | 0 | 0 | 0 | 0 | 0 | 0 | 0 | 0 | 0 | 0 | 0 | 0.047552 | 0.00013 | 0.00025 | 0.00038 | 0.0005 | 0 | 0 | 0 |  | 0.056 | 0.0561 | 0.0788 | 0.0795
2014-05-21 | 7時 |  | 0 | 0 | 0 | 0 | [9 empty] | 0 | 0 | 0 | 0 | 0 | 0 | 0 | 0 | 0 | 0 | 0 | 0 | 0 | 0 | 0 | 0 | 0 | 0 | 0 | 0 | 0 | 0 | 0.047552 | 0.00054 | 0.00108 | 0.00163 | 0.00217 | 0 | 0.024649 | 0.022689 |  | 0.1168 | 0.1854 | 0.2767 | 0.2774
2014-05-21 | 8時 |  | 0 | 0 | 0 | 0 | [9 empty] | 0 | 0 | 0 | 0 | 0 | 0 | 0 | 0 | 0 | 0 | 0 | 0 | 0 | 0 | 0 | 0 | 0 | 0 | 0 | 0 | 0 | 0 | 0.047552 | 0.00379 | 0.00759 | 0.01138 | 0.01518 | 0.084877 | 0.078545 | 0.064582 |  | 0.2156 | 0.2812 | 0.3696 | 0.3702
2014-05-21 | 9時 |  | 0 | 0 | 0 | 0 | [9 empty] | 0 | 0 | 0 | 0 | 0 | 0 | 0 | 0 | 0 | 0 | 0 | 0 | 0 | 0 | 0 | 0 | 0 | 0 | 0 | 0 | 0 | 0 | 0.047552 | 0.00033 | 0.00067 | 0.001 | 0.00133 | 0.23209 | 0.16325 | 0.052059 |  | 0.2163 | 0.252 | 0.3265 | 0.3272
2014-05-21 | 10時 |  | 0 | 0 | 0 | 0 | [9 empty] | 0 | 0 | 0 | 0 | 0 | 0 | 0 | 0 | 0 | 0 | 0 | 0 | 0 | 0 | 0 | 0 | 0 | 0 | 0 | 0 | 0 | 0 | 0.047552 | 0.00054 | 0.00108 | 0.00163 | 0.00217 | 0.12467 | 0.21558 | 0.037471 |  | 0.1917 | 0.2274 | 0.3128 | 0.3134
2014-05-21 | 11時 |  | 0 | 0 | 0 | 0 | [9 empty] | 0 | 0 | 0 | 0 | 0 | 0 | 0 | 0 | 0 | 0 | 0 | 0 | 0 | 0 | 0 | 0 | 0 | 0 | 0 | 0 | 0 | 0 | 0.047552 | 0.00033 | 0.00067 | 0.001 | 0.00133 | 0.12467 | 0.21558 | 0 |  | 0.1994 | 0.2352 | 0.315 | 0.3157
2014-05-21 | 12時 |  | 0 | 0 | 0 | 0 | [9 empty] | 0 | 0 | 0 | 0 | 0 | 0 | 0 | 0 | 0 | 0 | 0 | 0 | 0 | 0 | 0 | 0 | 0 | 0 | 0 | 0 | 0 | 0 | 0.047552 | 0.00338 | 0.00675 | 0.01013 | 0.01351 | 0.14721 | 0.13456 | 0.018352 |  | 0.1983 | 0.2727 | 0.3698 | 0.3705
2014-05-21 | 13時 |  | 0 | 0 | 0 | 0 | [9 empty] | 0 | 0 | 0 | 0 | 0 | 0 | 0 | 0 | 0 | 0 | 0 | 0 | 0 | 0 | 0 | 0 | 0 | 0 | 0 | 0 | 0 | 0 | 0.047552 | 0.00033 | 0.00067 | 0.001 | 0.00133 | 0.13756 | 0.026771 | 0.023629 |  | 0.0483 | 0.0483 | 0.0711 | 0.0717
2014-05-21 | 14時 |  | 0 | 0 | 0 | 0 | [9 empty] | 0 | 0 | 0 | 0 | 0 | 0 | 0 | 0 | 0 | 0 | 0 | 0 | 0 | 0 | 0 | 0 | 0 | 0 | 0 | 0 | 0 | 0 | 0.047552 | 0.00013 | 0.00025 | 0.00038 | 0.0005 | 0 | 0 | 0 |  | 0.056 | 0.0561 | 0.0788 | 0.0795
2014-05-21 | 15時 |  | 0 | 0 | 0 | 0 | [9 empty] | 0 | 0 | 0 | 0 | 0 | 0 | 0 | 0 | 0 | 0 | 0 | 0 | 0 | 0 | 0 | 0 | 0 | 0 | 0 | 0 | 0 | 0 | 0.047552 | 0.00013 | 0.00025 | 0.00038 | 0.0005 | 0 | 0 | 0 |  | 0.056 | 0.0561 | 0.0788 | 0.0795
2014-05-21 | 16時 |  | 0 | 0 | 0 | 0 | [9 empty] | 0 | 0 | 0 | 0 | 0 | 0 | 0 | 0 | 0 | 0 | 0 | 0 | 0 | 0 | 0 | 0 | 0 | 0 | 0 | 0 | 0 | 0 | 0.047552 | 0.00054 | 0.00108 | 0.00163 | 0.00217 | 0.062335 | 0.054249 | 0.024058 |  | 0.2095 | 0.275 | 0.3956 | 0.5453
2014-05-21 | 17時 |  | 0 | 0 | 0 | 0 | [9 empty] | 0 | 0 | 0 | 0 | 0 | 0 | 0 | 0 | 0 | 0 | 0 | 0 | 0 | 0 | 0 | 0 | 0 | 0 | 0 | 0 | 0 | 0 | 0.047552 | 0.00642 | 0.01284 | 0.01926 | 0.02568 | 0.12467 | 0.1085 | 0.026923 |  | 0.2423 | 0.2781 | 0.3689 | 0.5187
2014-05-21 | 18時 |  | 0 | 0 | 0 | 0 | [9 empty] | 0 | 0 | 0 | 0 | 0 | 0 | 0 | 0 | 0 | 0 | 0 | 0 | 0 | 0 | 0 | 0 | 0 | 0 | 0 | 0 | 0 | 0 | 0.047552 | 0.00642 | 0.01284 | 0.01926 | 0.02568 | 0.21072 | 0.1085 | 0 |  | 0.1819 | 0.2177 | 0.2978 | 0.4476
2014-05-21 | 19時 |  | 0 | 0 | 0 | 0 | [9 empty] | 0 | 0 | 0 | 0 | 0 | 0 | 0 | 0 | 0 | 0 | 0 | 0 | 0 | 0 | 0 | 0 | 0 | 0 | 0 | 0 | 0 | 0 | 0.047552 | 0.00013 | 0.00025 | 0.00038 | 0.0005 | 0.12879 | 0 | 0.006537 |  | 0.0998 | 0.1355 | 0.2049 | 0.2056
2014-05-21 | 20時 |  | 0 | 0 | 0 | 0 | [9 empty] | 0 | 0 | 0 | 0 | 0 | 0 | 0 | 0 | 0 | 0 | 0 | 0 | 0 | 0 | 0 | 0 | 0 | 0 | 0 | 0 | 0 | 0 | 0.047552 | 0.00033 | 0.00067 | 0.001 | 0.00133 | 0.16769 | 0.10779 | 0.006537 |  | 0.0917 | 0.1275 | 0.2183 | 0.219
2014-05-21 | 21時 |  | 0 | 0 | 0 | 0 | [9 empty] | 0 | 0 | 0 | 0 | 0 | 0 | 0 | 0 | 0 | 0 | 0 | 0 | 0 | 0 | 0 | 0 | 0 | 0 | 0 | 0 | 0 | 0 | 0.047552 | 0.00628 | 0.01256 | 0.01884 | 0.02512 | 0.12467 | 0.18846 | 0.012659 |  | 0.1755 | 0.2411 | 0.3458 | 0.3465
2014-05-21 | 22時 |  | 0 | 0 | 0 | 0 | [9 empty] | 0 | 0 | 0 | 0 | 0 | 0 | 0 | 0 | 0 | 0 | 0 | 0 | 0 | 0 | 0 | 0 | 0 | 0 | 0 | 0 | 0 | 0 | 0.047552 | 0.00649 | 0.01298 | 0.01947 | 0.02595 | 0.12467 | 0.16133 | 0.043827 |  | 0.1139 | 0.1795 | 0.3002 | 0.3009
2014-05-21 | 23時 |  | 0 | 0 | 0 | 0 | [9 empty] | 0 | 0 | 0 | 0 | 0 | 0 | 0 | 0 | 0 | 0 | 0 | 0 | 0 | 0 | 0 | 0 | 0 | 0 | 0 | 0 | 0 | 0 | 0.047552 | 0.00331 | 0.00661 | 0.00992 | 0.01323 | 0.062335 | 0.15709 | 0.04296 |  | 0.1578 | 0.1578 | 0.1806 | 0.1812
2014-05-22 | 0時 |  | 0 | 0 | 0 | 0 | [9 empty] | 0 | 0 | 0 | 0 | 0 | 0 | 0 | 0 | 0 | 0 | 0 | 0 | 0 | 0 | 0 | 0 | 0 | 0 | 0 | 0 | 0 | 0 | 0.047552 | 0.00013 | 0.00025 | 0.00038 | 0.0005 | 0 | 0.078899 | 0.011656 |  | 0.1578 | 0.1578 | 0.1806 | 0.1812
2014-05-22 | 1時 |  | 0 | 0 | 0 | 0 | [9 empty] | 0 | 0 | 0 | 0 | 0 | 0 | 0 | 0 | 0 | 0 | 0 | 0 | 0 | 0 | 0 | 0 | 0 | 0 | 0 | 0 | 0 | 0 | 0.047552 | 0.00013 | 0.00025 | 0.00038 | 0.0005 | 0 | 0 | 0 |  | 0.0483 | 0.0483 | 0.0711 | 0.0717
2014-05-22 | 2時 |  | 0 | 0 | 0 | 0 | [9 empty] | 0 | 0 | 0 | 0 | 0 | 0 | 0 | 0 | 0 | 0 | 0 | 0 | 0 | 0 | 0 | 0 | 0 | 0 | 0 | 0 | 0 | 0 | 0.047552 | 0.00013 | 0.00025 | 0.00038 | 0.0005 | 0 | 0 | 0 |  | 0.056 | 0.0561 | 0.0788 | 0.0795
2014-05-22 | 3時 |  | 0 | 0 | 0 | 0 | [9 empty] | 0 | 0 | 0 | 0 | 0 | 0 | 0 | 0 | 0 | 0 | 0 | 0 | 0 | 0 | 0 | 0 | 0 | 0 | 0 | 0 | 0 | 0 | 0.047552 | 0.00013 | 0.00025 | 0.00038 | 0.0005 | 0 | 0 | 0 |  | 0.056 | 0.0561 | 0.0788 | 0.0795
2014-05-22 | 4時 |  | 0 | 0 | 0 | 0 | [9 empty] | 0 | 0 | 0 | 0 | 0 | 0 | 0 | 0 | 0 | 0 | 0 | 0 | 0 | 0 | 0 | 0 | 0 | 0 | 0 | 0 | 0 | 0 | 0.047552 | 0.00013 | 0.00025 | 0.00038 | 0.0005 | 0 | 0 | 0 |  | 0.0483 | 0.0483 | 0.0711 | 0.0717
2014-05-22 | 5時 |  | 0.17932 | 0 | 0 | 0 | [9 empty] | 0.10986 | 0 | 0 | 0 | 0 | 0 | 0 | 0 | 0 | 0 | 0 | 0 | 0 | 0 | 0 | 0 | 0 | 0 | 0 | 0 | 0 | 0 | 0.047552 | 0.00013 | 0.00025 | 0.00038 | 0.0005 | 0 | 0 | 0 |  | 0.056 | 0.0561 | 0.0788 | 0.0795
2014-05-22 | 6時 |  | 0.0056896 | 0 | 0 | 0 | [9 empty] | 0.1026 | 0 | 0 | 0 | 0 | 0 | 0 | 0 | 0 | 0 | 0 | 0 | 0 | 0 | 0 | 0 | 0 | 0 | 0 | 0 | 0 | 0 | 0.047552 | 0.00338 | 0.00675 | 0.01013 | 0.01351 | 0 | 0.024649 | 0.011815 |  | 0.1925 | 0.2611 | 0.3525 | 0.3531
2014-05-22 | 7時 |  | 0.0017399 | 0 | 0 | 0 | [9 empty] | 0.10133 | 0 | 0 | 0 | 0 | 0 | 0 | 0 | 0 | 0 | 0 | 0 | 0 | 0 | 0 | 0 | 0 | 0 | 0 | 0 | 0 | 0 | 0.047552 | 0.00054 | 0.00108 | 0.00163 | 0.00217 | 0.13859 | 0.053895 | 0.036861 |  | 0.1524 | 0.248 | 0.3662 | 0.3669
2014-05-22 | 8時 |  | 0 | 0 | 0 | 0 | [9 empty] | 0 | 0 | 0 | 0 | 0 | 0 | 0 | 0 | 0 | 0 | 0 | 0 | 0 | 0 | 0 | 0 | 0 | 0 | 0 | 0 | 0 | 0 | 0.047552 | 0.00054 | 0.00108 | 0.00163 | 0.00217 | 0.093503 | 0 | 0.035602 |  | 0.1091 | 0.1448 | 0.2032 | 0.2039
2014-05-22 | 9時 |  | 0 | 0 | 0 | 0 | [9 empty] | 0 | 0 | 0 | 0 | 0 | 0 | 0 | 0 | 0 | 0 | 0 | 0 | 0 | 0 | 0 | 0 | 0 | 0 | 0 | 0 | 0 | 0 | 0.047552 | 0.00013 | 0.00025 | 0.00038 | 0.0005 | 0.17838 | 0.10971 | 0.042749 |  | 0.3011 | 0.3368 | 0.3953 | 0.396
2014-05-22 | 10時 |  | 0 | 0 | 0 | 0 | [9 empty] | 0 | 0 | 0 | 0 | 0 | 0 | 0 | 0 | 0 | 0 | 0 | 0 | 0 | 0 | 0 | 0 | 0 | 0 | 0 | 0 | 0 | 0 | 0.047552 | 0.00033 | 0.00067 | 0.001 | 0.00133 | 0.093503 | 0 | 0.012523 |  | 0.0483 | 0.0483 | 0.0711 | 0.0717
2014-05-22 | 11時 |  | 0 | 0 | 0 | 0 | [9 empty] | 0 | 0 | 0 | 0 | 0 | 0 | 0 | 0 | 0 | 0 | 0 | 0 | 0 | 0 | 0 | 0 | 0 | 0 | 0 | 0 | 0 | 0 | 0.047552 | 0.00013 | 0.00025 | 0.00038 | 0.0005 | 0 | 0 | 0.0052775 |  | 0.056 | 0.0561 | 0.0788 | 0.0795
2014-05-22 | 12時 |  | 0 | 0 | 0 | 0 | [9 empty] | 0 | 0 | 0 | 0 | 0 | 0 | 0 | 0 | 0 | 0 | 0 | 0 | 0 | 0 | 0 | 0 | 0 | 0 | 0 | 0 | 0 | 0 | 0.047552 | 0.00338 | 0.00675 | 0.01013 | 0.01351 | 0.05371 | 0 | 0.0052775 |  | 0.1983 | 0.2727 | 0.3698 | 0.3705
2014-05-22 | 13時 |  | 0 | 0 | 0 | 0 | [9 empty] | 0 | 0 | 0 | 0 | 0 | 0 | 0 | 0 | 0 | 0 | 0 | 0 | 0 | 0 | 0 | 0 | 0 | 0 | 0 | 0 | 0 | 0 | 0.047552 | 0.00033 | 0.00067 | 0.001 | 0.00133 | 0.11604 | 0 | 0 |  | 0.0483 | 0.0483 | 0.0711 | 0.0717
2014-05-22 | 14時 |  | 0 | 0 | 0 | 0 | [9 empty] | 0 | 0 | 0 | 0 | 0 | 0 | 0 | 0 | 0 | 0 | 0 | 0 | 0 | 0 | 0 | 0 | 0 | 0 | 0 | 0 | 0 | 0 | 0.047552 | 0.00013 | 0.00025 | 0.00038 | 0.0005 | 0.031168 | 0 | 0.017801 |  | 0.056 | 0.0561 | 0.0788 | 0.0795
2014-05-22 | 15時 |  | 0 | 0 | 0 | 0 | [9 empty] | 0 | 0 | 0 | 0 | 0 | 0 | 0 | 0 | 0 | 0 | 0 | 0 | 0 | 0 | 0 | 0 | 0 | 0 | 0 | 0 | 0 | 0 | 0.047552 | 0.00013 | 0.00025 | 0.00038 | 0.0005 | 0 | 0 | 0 |  | 0.056 | 0.0561 | 0.0788 | 0.0795
2014-05-22 | 16時 |  | 0 | 0 | 0 | 0 | [9 empty] | 0 | 0 | 0 | 0 | 0 | 0 | 0 | 0 | 0 | 0 | 0 | 0 | 0 | 0 | 0 | 0 | 0 | 0 | 0 | 0 | 0 | 0 | 0.047552 | 0.00033 | 0.00067 | 0.001 | 0.00133 | 0.062335 | 0 | 0.0052775 |  | 0.0483 | 0.0483 | 0.0711 | 0.0717
2014-05-22 | 17時 |  | 0 | 0 | 0 | 0 | [9 empty] | 0 | 0 | 0 | 0 | 0 | 0 | 0 | 0 | 0 | 0 | 0 | 0 | 0 | 0 | 0 | 0 | 0 | 0 | 0 | 0 | 0 | 0 | 0.047552 | 0.00033 | 0.00067 | 0.001 | 0.00133 | 0.10536 | 0 | 0.0082775 |  | 0.1304 | 0.2048 | 0.3019 | 0.3026
2014-05-22 | 18時 |  | 0 | 0 | 0 | 0 | [9 empty] | 0 | 0 | 0 | 0 | 0 | 0 | 0 | 0 | 0 | 0 | 0 | 0 | 0 | 0 | 0 | 0 | 0 | 0 | 0 | 0 | 0 | 0 | 0.047552 | 0.00642 | 0.01284 | 0.01926 | 0.02568 | 0.12467 | 0 | 0.0082775 |  | 0.303 | 0.3387 | 0.3972 | 0.5469
2014-05-22 | 19時 |  | 0 | 0 | 0 | 0 | [9 empty] | 0 | 0 | 0 | 0 | 0 | 0 | 0 | 0 | 0 | 0 | 0 | 0 | 0 | 0 | 0 | 0 | 0 | 0 | 0 | 0 | 0 | 0 | 0.047552 | 0.00642 | 0.01284 | 0.01926 | 0.02568 | 0.21072 | 0.10708 | 0.0082775 |  | 0.0991 | 0.1348 | 0.1932 | 0.1939
2014-05-22 | 20時 |  | 0 | 0 | 0 | 0 | [9 empty] | 0 | 0 | 0 | 0 | 0 | 0 | 0 | 0 | 0 | 0 | 0 | 0 | 0 | 0 | 0 | 0 | 0 | 0 | 0 | 0 | 0 | 0 | 0.047552 | 0.00033 | 0.00067 | 0.001 | 0.00133 | 0.14927 | 0.027125 | 0 |  | 0.0917 | 0.1275 | 0.2102 | 0.2109
2014-05-22 | 21時 |  | 0 | 0 | 0 | 0 | [9 empty] | 0 | 0 | 0 | 0 | 0 | 0 | 0 | 0 | 0 | 0 | 0 | 0 | 0 | 0 | 0 | 0 | 0 | 0 | 0 | 0 | 0 | 0 | 0.047552 | 0.00033 | 0.00067 | 0.001 | 0.00133 | 0.14618 | 0.10814 | 0.031304 |  | 0.1216 | 0.1873 | 0.2837 | 0.2844
2014-05-22 | 22時 |  | 0 | 0 | 0 | 0 | [9 empty] | 0 | 0 | 0 | 0 | 0 | 0 | 0 | 0 | 0 | 0 | 0 | 0 | 0 | 0 | 0 | 0 | 0 | 0 | 0 | 0 | 0 | 0 | 0.047552 | 0.00628 | 0.01256 | 0.01884 | 0.02512 | 0.12467 | 0.16133 | 0.043827 |  | 0.1738 | 0.1917 | 0.262 | 0.2626
2014-05-22 | 23時 |  | 0 | 0 | 0 | 0 | [9 empty] | 0 | 0 | 0 | 0 | 0 | 0 | 0 | 0 | 0 | 0 | 0 | 0 | 0 | 0 | 0 | 0 | 0 | 0 | 0 | 0 | 0 | 0 | 0.047552 | 0.0067 | 0.01339 | 0.02009 | 0.02679 | 0.12467 | 0.18881 | 0.031848 |  | 0.1877 | 0.2176 | 0.2756 | 0.2763
2014-05-23 | 0時 |  | 0 | 0 | 0 | 0 | [9 empty] | 0 | 0 | 0 | 0 | 0 | 0 | 0 | 0 | 0 | 0 | 0 | 0 | 0 | 0 | 0 | 0 | 0 | 0 | 0 | 0 | 0 | 0 | 0.047552 | 0.00013 | 0.00025 | 0.00038 | 0.0005 | 0 | 0.078899 | 0.011656 |  | 0.1578 | 0.1578 | 0.1806 | 0.1812
2014-05-23 | 1時 |  | 0 | 0 | 0 | 0 | [9 empty] | 0 | 0 | 0 | 0 | 0 | 0 | 0 | 0 | 0 | 0 | 0 | 0 | 0 | 0 | 0 | 0 | 0 | 0 | 0 | 0 | 0 | 0 | 0.047552 | 0.00013 | 0.00025 | 0.00038 | 0.0005 | 0 | 0 | 0 |  | 0.0483 | 0.0483 | 0.0711 | 0.0717
2014-05-23 | 2時 |  | 0 | 0 | 0 | 0 | [9 empty] | 0 | 0 | 0 | 0 | 0 | 0 | 0 | 0 | 0 | 0 | 0 | 0 | 0 | 0 | 0 | 0 | 0 | 0 | 0 | 0 | 0 | 0 | 0.047552 | 0.00013 | 0.00025 | 0.00038 | 0.0005 | 0 | 0 | 0 |  | 0.056 | 0.0561 | 0.0788 | 0.0795
2014-05-23 | 3時 |  | 0 | 0 | 0 | 0 | [9 empty] | 0 | 0 | 0 | 0 | 0 | 0 | 0 | 0 | 0 | 0 | 0 | 0 | 0 | 0 | 0 | 0 | 0 | 0 | 0 | 0 | 0 | 0 | 0.047552 | 0.00013 | 0.00025 | 0.00038 | 0.0005 | 0 | 0 | 0 |  | 0.056 | 0.0561 | 0.0788 | 0.0795
2014-05-23 | 4時 |  | 0 | 0 | 0 | 0 | [9 empty] | 0 | 0 | 0 | 0 | 0 | 0 | 0 | 0 | 0 | 0 | 0 | 0 | 0 | 0 | 0 | 0 | 0 | 0 | 0 | 0 | 0 | 0 | 0.047552 | 0.00013 | 0.00025 | 0.00038 | 0.0005 | 0 | 0 | 0 |  | 0.0483 | 0.0483 | 0.0711 | 0.0717
2014-05-23 | 5時 |  | 4.5985 | 0 | 0 | 0 | [9 empty] | 0.31433 | 0 | 0 | 0 | 0 | 0 | 0 | 0 | 0 | 0 | 0 | 0 | 0 | 0 | 0 | 0 | 0 | 0 | 0 | 0 | 0 | 0 | 0.047552 | 0.00013 | 0.00025 | 0.00038 | 0.0005 | 0 | 0 | 0 |  | 0.056 | 0.0561 | 0.0788 | 0.0795
2014-05-23 | 6時 |  | 0.80719 | 0 | 0 | 0 | [9 empty] | 0.13786 | 0 | 0 | 0 | 0 | 0 | 0 | 0 | 0 | 0 | 0 | 0 | 0 | 0 | 0 | 0 | 0 | 0 | 0 | 0 | 0 | 0 | 0.047552 | 0.00338 | 0.00675 | 0.01013 | 0.01351 | 0 | 0.024649 | 0.011815 |  | 0.1925 | 0.2611 | 0.3525 | 0.3531
2014-05-23 | 7時 |  | 1.0432 | 0 | 0 | 0 | [9 empty] | 0.14882 | 0 | 0 | 0 | 0 | 0 | 0 | 0 | 0 | 0 | 0 | 0 | 0 | 0 | 0 | 0 | 0 | 0 | 0 | 0 | 0 | 0 | 0.047552 | 0.00054 | 0.00108 | 0.00163 | 0.00217 | 0.13859 | 0.053895 | 0.036861 |  | 0.1524 | 0.248 | 0.3662 | 0.3669
2014-05-23 | 8時 |  | 1.0306 | 0 | 0 | 0 | [9 empty] | 0.15045 | 0 | 0 | 0 | 0 | 0 | 0 | 0 | 0 | 0 | 0 | 0 | 0 | 0 | 0 | 0 | 0 | 0 | 0 | 0 | 0 | 0 | 0.047552 | 0.00054 | 0.00108 | 0.00163 | 0.00217 | 0.093503 | 0 | 0.035602 |  | 0.1091 | 0.1448 | 0.2032 | 0.2039
2014-05-23 | 9時 |  | 0 | 0 | 0 | 0 | [9 empty] | 0 | 0 | 0 | 0 | 0 | 0 | 0 | 0 | 0 | 0 | 0 | 0 | 0 | 0 | 0 | 0 | 0 | 0 | 0 | 0 | 0 | 0 | 0.047552 | 0.00013 | 0.00025 | 0.00038 | 0.0005 | 0.17838 | 0.10971 | 0.042749 |  | 0.3011 | 0.3368 | 0.3953 | 0.396
2014-05-23 | 10時 |  | 0 | 0 | 0 | 0 | [9 empty] | 0 | 0 | 0 | 0 | 0 | 0 | 0 | 0 | 0 | 0 | 0 | 0 | 0 | 0 | 0 | 0 | 0 | 0 | 0 | 0 | 0 | 0 | 0.047552 | 0.00033 | 0.00067 | 0.001 | 0.00133 | 0.093503 | 0 | 0.012523 |  | 0.0483 | 0.0483 | 0.0711 | 0.0717
2014-05-23 | 11時 |  | 4.5393 | 0 | 0 | 0 | [9 empty] | 0.32316 | 0 | 0 | 0 | 0 | 0 | 0 | 0 | 0 | 0 | 0 | 0 | 0 | 0 | 0 | 0 | 0 | 0 | 0 | 0 | 0 | 0 | 0.047552 | 0.00013 | 0.00025 | 0.00038 | 0.0005 | 0 | 0 | 0.0052775 |  | 0.056 | 0.0561 | 0.0788 | 0.0795
2014-05-23 | 12時 |  | 1.638 | 0 | 0 | 0 | [9 empty] | 0.18594 | 0 | 0 | 0 | 0 | 0 | 0 | 0 | 0 | 0 | 0 | 0 | 0 | 0 | 0 | 0 | 0 | 0 | 0 | 0 | 0 | 0 | 0.047552 | 0.00338 | 0.00675 | 0.01013 | 0.01351 | 0.05371 | 0 | 0.0052775 |  | 0.1983 | 0.2727 | 0.3698 | 0.3705
2014-05-23 | 13時 |  | 0 | 0 | 0 | 0 | [9 empty] | 0 | 0 | 0 | 0 | 0 | 0 | 0 | 0 | 0 | 0 | 0 | 0 | 0 | 0 | 0 | 0 | 0 | 0 | 0 | 0 | 0 | 0 | 0.047552 | 0.00033 | 0.00067 | 0.001 | 0.00133 | 0.11604 | 0 | 0 |  | 0.0483 | 0.0483 | 0.0711 | 0.0717
2014-05-23 | 14時 |  | 0 | 0 | 0 | 0 | [9 empty] | 0 | 0 | 0 | 0 | 0 | 0 | 0 | 0 | 0 | 0 | 0 | 0 | 0 | 0 | 0 | 0 | 0 | 0 | 0 | 0 | 0 | 0 | 0.047552 | 0.00013 | 0.00025 | 0.00038 | 0.0005 | 0.031168 | 0 | 0.017801 |  | 0.056 | 0.0561 | 0.0788 | 0.0795
2014-05-23 | 15時 |  | 4.4476 | 0 | 0 | 0 | [9 empty] | 0.3314 | 0 | 0 | 0 | 0 | 0 | 0 | 0 | 0 | 0 | 0 | 0 | 0 | 0 | 0 | 0 | 0 | 0 | 0 | 0 | 0 | 0 | 0.047552 | 0.00013 | 0.00025 | 0.00038 | 0.0005 | 0 | 0 | 0 |  | 0.056 | 0.0561 | 0.0788 | 0.0795
2014-05-23 | 16時 |  | 2.4598 | 0 | 0 | 0 | [9 empty] | 0.23601 | 0 | 0 | 0 | 0 | 0 | 0 | 0 | 0 | 0 | 0 | 0 | 0 | 0 | 0 | 0 | 0 | 0 | 0 | 0 | 0 | 0 | 0.047552 | 0.00033 | 0.00067 | 0.001 | 0.00133 | 0.062335 | 0 | 0.0052775 |  | 0.0483 | 0.0483 | 0.0711 | 0.0717
2014-05-23 | 17時 |  | 4.816 | 0 | 3.6942 | 0 | [9 empty] | 0.37019 | 0 | 0 | 0 | 0 | 0.27267 | 0 | 0 | 0 | 0 | 0 | 0 | 0 | 0 | 0 | 0 | 0 | 0 | 0 | 0 | 0 | 0 | 0.047552 | 0.00033 | 0.00067 | 0.001 | 0.00133 | 0.10536 | 0 | 0.0082775 |  | 0.1304 | 0.2048 | 0.3019 | 0.3026
2014-05-23 | 18時 |  | 5.1231 | 0 | 0 | 0 | [9 empty] | 0.39268 | 0 | 0 | 0 | 0 | 0 | 0 | 0 | 0 | 0 | 0 | 0 | 0 | 0 | 0 | 0 | 0 | 0 | 0 | 0 | 0 | 0 | 0.047552 | 0.00642 | 0.01284 | 0.01926 | 0.02568 | 0.12467 | 0 | 0.0082775 |  | 0.303 | 0.3387 | 0.3972 | 0.5469
2014-05-23 | 19時 |  | 2.5385 | 0 | 3.7673 | 0 | [9 empty] | 0.24693 | 0 | 0 | 0 | 0 | 0.27869 | 0 | 0 | 0 | 0 | 0 | 0 | 0 | 0 | 0 | 0 | 0 | 0 | 0 | 0 | 0 | 0 | 0.047552 | 0.00642 | 0.01284 | 0.01926 | 0.02568 | 0.21072 | 0.10708 | 0.0082775 |  | 0.0991 | 0.1348 | 0.1932 | 0.1939
2014-05-23 | 20時 |  | 3.0456 | 0 | 3.3084 | 0 | [9 empty] | 0.27348 | 0 | 0 | 0 | 0 | 0.25566 | 0 | 0 | 0 | 0 | 0 | 0 | 0 | 0 | 0 | 0 | 0 | 0 | 0 | 0 | 0 | 0 | 0.047552 | 0.00033 | 0.00067 | 0.001 | 0.00133 | 0.14927 | 0.027125 | 0 |  | 0.0917 | 0.1275 | 0.2102 | 0.2109
2014-05-23 | 21時 |  | 3.4569 | 0 | 3.5788 | 0 | [9 empty] | 0.29738 | 0 | 0 | 0 | 0 | 0.39864 | 0 | 0 | 0 | 0 | 0 | 0 | 0 | 0 | 0 | 0 | 0 | 0 | 0 | 0 | 0 | 0 | 0.047552 | 0.00033 | 0.00067 | 0.001 | 0.00133 | 0.14618 | 0.10814 | 0.031304 |  | 0.1216 | 0.1873 | 0.2837 | 0.2844
2014-05-23 | 22時 |  | 3.7879 | 0 | 1.3687 | 0 | [9 empty] | 0.31848 | 0 | 0 | 0 | 0 | 0.18759 | 0 | 0 | 0 | 0 | 0 | 0 | 0 | 0 | 0 | 0 | 0 | 0 | 0 | 0 | 0 | 0 | 0.047552 | 0.00628 | 0.01256 | 0.01884 | 0.02512 | 0.12467 | 0.16133 | 0.043827 |  | 0.1738 | 0.1917 | 0.262 | 0.2626
2014-05-23 | 23時 |  | 0 | 0 | 0 | 0 | [9 empty] | 0 | 0 | 0 | 0 | 0 | 0 | 0 | 0 | 0 | 0 | 0 | 0 | 0 | 0 | 0 | 0 | 0 | 0 | 0 | 0 | 0 | 0 | 0.047552 | 0.0067 | 0.01339 | 0.02009 | 0.02679 | 0.12467 | 0.18881 | 0.031848 |  | 0.1877 | 0.2176 | 0.2756 | 0.2763
2014-05-24 | 0時 |  | 0 | 0 | 0 | 0 | [9 empty] | 0 | 0 | 0 | 0 | 0 | 0 | 0 | 0 | 0 | 0 | 0 | 0 | 0 | 0 | 0 | 0 | 0 | 0 | 0 | 0 | 0 | 0 | 0.047552 | 0.00013 | 0.00025 | 0.00038 | 0.0005 | 0 | 0.078899 | 0.011656 |  | 0.1578 | 0.1578 | 0.1806 | 0.1812
2014-05-24 | 1時 |  | 0 | 0 | 0 | 0 | [9 empty] | 0 | 0 | 0 | 0 | 0 | 0 | 0 | 0 | 0 | 0 | 0 | 0 | 0 | 0 | 0 | 0 | 0 | 0 | 0 | 0 | 0 | 0 | 0.047552 | 0.00013 | 0.00025 | 0.00038 | 0.0005 | 0 | 0 | 0 |  | 0.0483 | 0.0483 | 0.0711 | 0.0717
2014-05-24 | 2時 |  | 0 | 0 | 0 | 0 | [9 empty] | 0 | 0 | 0 | 0 | 0 | 0 | 0 | 0 | 0 | 0 | 0 | 0 | 0 | 0 | 0 | 0 | 0 | 0 | 0 | 0 | 0 | 0 | 0.047552 | 0.00013 | 0.00025 | 0.00038 | 0.0005 | 0 | 0 | 0 |  | 0.056 | 0.0561 | 0.0788 | 0.0795
2014-05-24 | 3時 |  | 0 | 0 | 0 | 0 | [9 empty] | 0 | 0 | 0 | 0 | 0 | 0 | 0 | 0 | 0 | 0 | 0 | 0 | 0 | 0 | 0 | 0 | 0 | 0 | 0 | 0 | 0 | 0 | 0.047552 | 0.00013 | 0.00025 | 0.00038 | 0.0005 | 0 | 0 | 0 |  | 0.056 | 0.0561 | 0.0788 | 0.0795
2014-05-24 | 4時 |  | 0 | 0 | 0 | 0 | [9 empty] | 0 | 0 | 0 | 0 | 0 | 0 | 0 | 0 | 0 | 0 | 0 | 0 | 0 | 0 | 0 | 0 | 0 | 0 | 0 | 0 | 0 | 0 | 0.047552 | 0.00013 | 0.00025 | 0.00038 | 0.0005 | 0 | 0 | 0 |  | 0.0483 | 0.0483 | 0.0711 | 0.0717
2014-05-24 | 5時 |  | 15.3714 | 0 | 0 | 0 | [9 empty] | 1.2361 | 0 | 0 | 0 | 0 | 0 | 0 | 0 | 0 | 0 | 0 | 0 | 0 | 0 | 0 | 0 | 0 | 0 | 0 | 0 | 0 | 0 | 0.047552 | 0.00013 | 0.00025 | 0.00038 | 0.0005 | 0 | 0 | 0 |  | 0.056 | 0.0561 | 0.0788 | 0.0795
2014-05-24 | 6時 |  | 3.7673 | 0 | 0 | 0 | [9 empty] | 0.29281 | 0 | 0 | 0 | 0 | 0 | 0 | 0 | 0 | 0 | 0 | 0 | 0 | 0 | 0 | 0 | 0 | 0 | 0 | 0 | 0 | 0 | 0.047552 | 0.00338 | 0.00675 | 0.01013 | 0.01351 | 0 | 0.024649 | 0.011815 |  | 0.1925 | 0.2611 | 0.3525 | 0.3531
2014-05-24 | 7時 |  | 0.77824 | 0 | 0 | 0 | [9 empty] | 0.13239 | 0 | 0 | 0 | 0 | 0 | 0 | 0 | 0 | 0 | 0 | 0 | 0 | 0 | 0 | 0 | 0 | 0 | 0 | 0 | 0 | 0 | 0.047552 | 0.00054 | 0.00108 | 0.00163 | 0.00217 | 0.13859 | 0.053895 | 0.036861 |  | 0.1524 | 0.248 | 0.3662 | 0.3669
2014-05-24 | 8時 |  | 0.027208 | 0 | 0 | 0 | [9 empty] | 0.10742 | 0 | 0 | 0 | 0 | 0 | 0 | 0 | 0 | 0 | 0 | 0 | 0 | 0 | 0 | 0 | 0 | 0 | 0 | 0 | 0 | 0 | 0.047552 | 0.00054 | 0.00108 | 0.00163 | 0.00217 | 0.093503 | 0 | 0.035602 |  | 0.1091 | 0.1448 | 0.2032 | 0.2039
2014-05-24 | 9時 |  | 0 | 0 | 0 | 0 | [9 empty] | 0 | 0 | 0 | 0 | 0 | 0 | 0 | 0 | 0 | 0 | 0 | 0 | 0 | 0 | 0 | 0 | 0 | 0 | 0 | 0 | 0 | 0 | 0.047552 | 0.00013 | 0.00025 | 0.00038 | 0.0005 | 0.17838 | 0.10971 | 0.042749 |  | 0.3011 | 0.3368 | 0.3953 | 0.396
2014-05-24 | 10時 |  | 0 | 0 | 0 | 0 | [9 empty] | 0 | 0 | 0 | 0 | 0 | 0 | 0 | 0 | 0 | 0 | 0 | 0 | 0 | 0 | 0 | 0 | 0 | 0 | 0 | 0 | 0 | 0 | 0.047552 | 0.00033 | 0.00067 | 0.001 | 0.00133 | 0.093503 | 0 | 0.012523 |  | 0.0483 | 0.0483 | 0.0711 | 0.0717
2014-05-24 | 11時 |  | 0.027497 | 0 | 0 | 0 | [9 empty] | 0.10243 | 0 | 0 | 0 | 0 | 0 | 0 | 0 | 0 | 0 | 0 | 0 | 0 | 0 | 0 | 0 | 0 | 0 | 0 | 0 | 0 | 0 | 0.047552 | 0.00013 | 0.00025 | 0.00038 | 0.0005 | 0 | 0 | 0.0052775 |  | 0.056 | 0.0561 | 0.0788 | 0.0795
2014-05-24 | 12時 |  | 0.0093966 | 0 | 0 | 0 | [9 empty] | 0.10251 | 0 | 0 | 0 | 0 | 0 | 0 | 0 | 0 | 0 | 0 | 0 | 0 | 0 | 0 | 0 | 0 | 0 | 0 | 0 | 0 | 0 | 0.047552 | 0.00338 | 0.00675 | 0.01013 | 0.01351 | 0.05371 | 0 | 0.0052775 |  | 0.1983 | 0.2727 | 0.3698 | 0.3705
2014-05-24 | 13時 |  | 0 | 0 | 0 | 0 | [9 empty] | 0 | 0 | 0 | 0 | 0 | 0 | 0 | 0 | 0 | 0 | 0 | 0 | 0 | 0 | 0 | 0 | 0 | 0 | 0 | 0 | 0 | 0 | 0.047552 | 0.00033 | 0.00067 | 0.001 | 0.00133 | 0.11604 | 0 | 0 |  | 0.0483 | 0.0483 | 0.0711 | 0.0717
2014-05-24 | 14時 |  | 0 | 0 | 0 | 0 | [9 empty] | 0 | 0 | 0 | 0 | 0 | 0 | 0 | 0 | 0 | 0 | 0 | 0 | 0 | 0 | 0 | 0 | 0 | 0 | 0 | 0 | 0 | 0 | 0.047552 | 0.00013 | 0.00025 | 0.00038 | 0.0005 | 0.031168 | 0 | 0.017801 |  | 0.056 | 0.0561 | 0.0788 | 0.0795
2014-05-24 | 15時 |  | 0.017189 | 0 | 0 | 0 | [9 empty] | 0.10146 | 0 | 0 | 0 | 0 | 0 | 0 | 0 | 0 | 0 | 0 | 0 | 0 | 0 | 0 | 0 | 0 | 0 | 0 | 0 | 0 | 0 | 0.047552 | 0.00013 | 0.00025 | 0.00038 | 0.0005 | 0 | 0 | 0 |  | 0.056 | 0.0561 | 0.0788 | 0.0795
2014-05-24 | 16時 |  | 0.006387 | 0 | 0 | 0 | [9 empty] | 0.10275 | 0 | 0 | 0 | 0 | 0 | 0 | 0 | 0 | 0 | 0 | 0 | 0 | 0 | 0 | 0 | 0 | 0 | 0 | 0 | 0 | 0 | 0.047552 | 0.00033 | 0.00067 | 0.001 | 0.00133 | 0.062335 | 0 | 0.0052775 |  | 0.0483 | 0.0483 | 0.0711 | 0.0717
2014-05-24 | 17時 |  | 0.017339 | 0 | 0.017728 | 0 | [9 empty] | 0.10732 | 0 | 0 | 0 | 0 | 0.16269 | 0 | 0 | 0 | 0 | 0 | 0 | 0 | 0 | 0 | 0 | 0 | 0 | 0 | 0 | 0 | 0 | 0.047552 | 0.00033 | 0.00067 | 0.001 | 0.00133 | 0.10536 | 0 | 0.0082775 |  | 0.1304 | 0.2048 | 0.3019 | 0.3026
2014-05-24 | 18時 |  | 0.056711 | 0 | 0 | 0 | [9 empty] | 0.1104 | 0 | 0 | 0 | 0 | 0 | 0 | 0 | 0 | 0 | 0 | 0 | 0 | 0 | 0 | 0 | 0 | 0 | 0 | 0 | 0 | 0 | 0.047552 | 0.00642 | 0.01284 | 0.01926 | 0.02568 | 0.12467 | 0 | 0.0082775 |  | 0.303 | 0.3387 | 0.3972 | 0.5469
2014-05-24 | 19時 |  | 0.030118 | 0 | 0.45908 | 0 | [9 empty] | 0.11091 | 0 | 0 | 0 | 0 | 0.16669 | 0 | 0 | 0 | 0 | 0 | 0 | 0 | 0 | 0 | 0 | 0 | 0 | 0 | 0 | 0 | 0 | 0.047552 | 0.00642 | 0.01284 | 0.01926 | 0.02568 | 0.21072 | 0.10708 | 0.0082775 |  | 0.0991 | 0.1348 | 0.1932 | 0.1939
2014-05-24 | 20時 |  | 0.51516 | 0 | 1.1108 | 0 | [9 empty] | 0.12933 | 0 | 0 | 0 | 0 | 0.17421 | 0 | 0 | 0 | 0 | 0 | 0 | 0 | 0 | 0 | 0 | 0 | 0 | 0 | 0 | 0 | 0 | 0.047552 | 0.00033 | 0.00067 | 0.001 | 0.00133 | 0.14927 | 0.027125 | 0 |  | 0.0917 | 0.1275 | 0.2102 | 0.2109
2014-05-24 | 21時 |  | 1.3714 | 0 | 1.1942 | 0 | [9 empty] | 0.16771 | 0 | 0 | 0 | 0 | 0.33919 | 0 | 0 | 0 | 0 | 0 | 0 | 0 | 0 | 0 | 0 | 0 | 0 | 0 | 0 | 0 | 0 | 0.047552 | 0.00033 | 0.00067 | 0.001 | 0.00133 | 0.14618 | 0.10814 | 0.031304 |  | 0.1216 | 0.1873 | 0.2837 | 0.2844
2014-05-24 | 22時 |  | 1.9661 | 0 | 0.56057 | 0 | [9 empty] | 0.19823 | 0 | 0 | 0 | 0 | 0.17019 | 0 | 0 | 0 | 0 | 0 | 0 | 0 | 0 | 0 | 0 | 0 | 0 | 0 | 0 | 0 | 0 | 0.047552 | 0.00628 | 0.01256 | 0.01884 | 0.02512 | 0.12467 | 0.16133 | 0.043827 |  | 0.1738 | 0.1917 | 0.262 | 0.2626
2014-05-24 | 23時 |  | 0 | 0 | 0 | 0 | [9 empty] | 0 | 0 | 0 | 0 | 0 | 0 | 0 | 0 | 0 | 0 | 0 | 0 | 0 | 0 | 0 | 0 | 0 | 0 | 0 | 0 | 0 | 0 | 0.047552 | 0.0067 | 0.01339 | 0.02009 | 0.02679 | 0.12467 | 0.18881 | 0.031848 |  | 0.1877 | 0.2176 | 0.2756 | 0.2763
2014-05-25 | 0時 |  | 0 | 0 | 0 | 0 | [9 empty] | 0 | 0 | 0 | 0 | 0 | 0 | 0 | 0 | 0 | 0 | 0 | 0 | 0 | 0 | 0 | 0 | 0 | 0 | 0 | 0 | 0 | 0 | 0.047552 | 0.00013 | 0.00025 | 0.00038 | 0.0005 | 0 | 0.078899 | 0.011656 |  | 0.1578 | 0.1578 | 0.1806 | 0.1812
2014-05-25 | 1時 |  | 0 | 0 | 0 | 0 | [9 empty] | 0 | 0 | 0 | 0 | 0 | 0 | 0 | 0 | 0 | 0 | 0 | 0 | 0 | 0 | 0 | 0 | 0 | 0 | 0 | 0 | 0 | 0 | 0.047552 | 0.00013 | 0.00025 | 0.00038 | 0.0005 | 0 | 0 | 0 |  | 0.0483 | 0.0483 | 0.0711 | 0.0717
2014-05-25 | 2時 |  | 0 | 0 | 0 | 0 | [9 empty] | 0 | 0 | 0 | 0 | 0 | 0 | 0 | 0 | 0 | 0 | 0 | 0 | 0 | 0 | 0 | 0 | 0 | 0 | 0 | 0 | 0 | 0 | 0.047552 | 0.00013 | 0.00025 | 0.00038 | 0.0005 | 0 | 0 | 0 |  | 0.056 | 0.0561 | 0.0788 | 0.0795
2014-05-25 | 3時 |  | 0 | 0 | 0 | 0 | [9 empty] | 0 | 0 | 0 | 0 | 0 | 0 | 0 | 0 | 0 | 0 | 0 | 0 | 0 | 0 | 0 | 0 | 0 | 0 | 0 | 0 | 0 | 0 | 0.047552 | 0.00013 | 0.00025 | 0.00038 | 0.0005 | 0 | 0 | 0 |  | 0.056 | 0.0561 | 0.0788 | 0.0795
2014-05-25 | 4時 |  | 0 | 0 | 0 | 0 | [9 empty] | 0 | 0 | 0 | 0 | 0 | 0 | 0 | 0 | 0 | 0 | 0 | 0 | 0 | 0 | 0 | 0 | 0 | 0 | 0 | 0 | 0 | 0 | 0.047552 | 0.00013 | 0.00025 | 0.00038 | 0.0005 | 0 | 0 | 0 |  | 0.0483 | 0.0483 | 0.0711 | 0.0717
2014-05-25 | 5時 |  | 12.5812 | 0 | 0 | 0 | [9 empty] | 0.93514 | 0 | 0 | 0 | 0 | 0 | 0 | 0 | 0 | 0 | 0 | 0 | 0 | 0 | 0 | 0 | 0 | 0 | 0 | 0 | 0 | 0 | 0.047552 | 0.00013 | 0.00025 | 0.00038 | 0.0005 | 0 | 0 | 0 |  | 0.056 | 0.0561 | 0.0788 | 0.0795
2014-05-25 | 6時 |  | 3.5045 | 0 | 0 | 0 | [9 empty] | 0.27296 | 0 | 0 | 0 | 0 | 0 | 0 | 0 | 0 | 0 | 0 | 0 | 0 | 0 | 0 | 0 | 0 | 0 | 0 | 0 | 0 | 0 | 0.047552 | 0.00338 | 0.00675 | 0.01013 | 0.01351 | 0 | 0.024649 | 0.011815 |  | 0.1925 | 0.2611 | 0.3525 | 0.3531
2014-05-25 | 7時 |  | 2.5649 | 0 | 0 | 0 | [9 empty] | 0.21609 | 0 | 0 | 0 | 0 | 0 | 0 | 0 | 0 | 0 | 0 | 0 | 0 | 0 | 0 | 0 | 0 | 0 | 0 | 0 | 0 | 0 | 0.047552 | 0.00054 | 0.00108 | 0.00163 | 0.00217 | 0.13859 | 0.053895 | 0.036861 |  | 0.1524 | 0.248 | 0.3662 | 0.3669
2014-05-25 | 8時 |  | 1.6233 | 0 | 0 | 0 | [9 empty] | 0.16864 | 0 | 0 | 0 | 0 | 0 | 0 | 0 | 0 | 0 | 0 | 0 | 0 | 0 | 0 | 0 | 0 | 0 | 0 | 0 | 0 | 0 | 0.047552 | 0.00054 | 0.00108 | 0.00163 | 0.00217 | 0.093503 | 0 | 0.035602 |  | 0.1091 | 0.1448 | 0.2032 | 0.2039
2014-05-25 | 9時 |  | 0 | 0 | 0 | 0 | [9 empty] | 0 | 0 | 0 | 0 | 0 | 0 | 0 | 0 | 0 | 0 | 0 | 0 | 0 | 0 | 0 | 0 | 0 | 0 | 0 | 0 | 0 | 0 | 0.047552 | 0.00013 | 0.00025 | 0.00038 | 0.0005 | 0.17838 | 0.10971 | 0.042749 |  | 0.3011 | 0.3368 | 0.3953 | 0.396
2014-05-25 | 10時 |  | 0 | 0 | 0 | 0 | [9 empty] | 0 | 0 | 0 | 0 | 0 | 0 | 0 | 0 | 0 | 0 | 0 | 0 | 0 | 0 | 0 | 0 | 0 | 0 | 0 | 0 | 0 | 0 | 0.047552 | 0.00033 | 0.00067 | 0.001 | 0.00133 | 0.093503 | 0 | 0.012523 |  | 0.0483 | 0.0483 | 0.0711 | 0.0717
2014-05-25 | 11時 |  | 2.4178 | 0 | 0 | 0 | [9 empty] | 0.18399 | 0 | 0 | 0 | 0 | 0 | 0 | 0 | 0 | 0 | 0 | 0 | 0 | 0 | 0 | 0 | 0 | 0 | 0 | 0 | 0 | 0 | 0.047552 | 0.00013 | 0.00025 | 0.00038 | 0.0005 | 0 | 0 | 0.0052775 |  | 0.056 | 0.0561 | 0.0788 | 0.0795
2014-05-25 | 12時 |  | 0.42091 | 0 | 0 | 0 | [9 empty] | 0.11872 | 0 | 0 | 0 | 0 | 0 | 0 | 0 | 0 | 0 | 0 | 0 | 0 | 0 | 0 | 0 | 0 | 0 | 0 | 0 | 0 | 0 | 0.047552 | 0.00338 | 0.00675 | 0.01013 | 0.01351 | 0.05371 | 0 | 0.0052775 |  | 0.1983 | 0.2727 | 0.3698 | 0.3705
2014-05-25 | 13時 |  | 0 | 0 | 0 | 0 | [9 empty] | 0 | 0 | 0 | 0 | 0 | 0 | 0 | 0 | 0 | 0 | 0 | 0 | 0 | 0 | 0 | 0 | 0 | 0 | 0 | 0 | 0 | 0 | 0.047552 | 0.00033 | 0.00067 | 0.001 | 0.00133 | 0.11604 | 0 | 0 |  | 0.0483 | 0.0483 | 0.0711 | 0.0717
2014-05-25 | 14時 |  | 0 | 0 | 0 | 0 | [9 empty] | 0 | 0 | 0 | 0 | 0 | 0 | 0 | 0 | 0 | 0 | 0 | 0 | 0 | 0 | 0 | 0 | 0 | 0 | 0 | 0 | 0 | 0 | 0.047552 | 0.00013 | 0.00025 | 0.00038 | 0.0005 | 0.031168 | 0 | 0.017801 |  | 0.056 | 0.0561 | 0.0788 | 0.0795
2014-05-25 | 15時 |  | 2.5597 | 0 | 0 | 0 | [9 empty] | 0.20708 | 0 | 0 | 0 | 0 | 0 | 0 | 0 | 0 | 0 | 0 | 0 | 0 | 0 | 0 | 0 | 0 | 0 | 0 | 0 | 0 | 0 | 0.047552 | 0.00013 | 0.00025 | 0.00038 | 0.0005 | 0 | 0 | 0 |  | 0.056 | 0.0561 | 0.0788 | 0.0795
2014-05-25 | 16時 |  | 1.19 | 0 | 0 | 0 | [9 empty] | 0.1482 | 0 | 0 | 0 | 0 | 0 | 0 | 0 | 0 | 0 | 0 | 0 | 0 | 0 | 0 | 0 | 0 | 0 | 0 | 0 | 0 | 0 | 0.047552 | 0.00033 | 0.00067 | 0.001 | 0.00133 | 0.062335 | 0 | 0.0052775 |  | 0.0483 | 0.0483 | 0.0711 | 0.0717
2014-05-25 | 17時 |  | 2.8822 | 0 | 2.4716 | 0 | [9 empty] | 0.22148 | 0 | 0 | 0 | 0 | 0.20469 | 0 | 0 | 0 | 0 | 0 | 0 | 0 | 0 | 0 | 0 | 0 | 0 | 0 | 0 | 0 | 0 | 0.047552 | 0.00033 | 0.00067 | 0.001 | 0.00133 | 0.10536 | 0 | 0.0082775 |  | 0.1304 | 0.2048 | 0.3019 | 0.3026
2014-05-25 | 18時 |  | 3.1201 | 0 | 0 | 0 | [9 empty] | 0.23572 | 0 | 0 | 0 | 0 | 0 | 0 | 0 | 0 | 0 | 0 | 0 | 0 | 0 | 0 | 0 | 0 | 0 | 0 | 0 | 0 | 0 | 0.047552 | 0.00642 | 0.01284 | 0.01926 | 0.02568 | 0.12467 | 0 | 0.0082775 |  | 0.303 | 0.3387 | 0.3972 | 0.5469
2014-05-25 | 19時 |  | 1.3266 | 0 | 2.5475 | 0 | [9 empty] | 0.16324 | 0 | 0 | 0 | 0 | 0.2113 | 0 | 0 | 0 | 0 | 0 | 0 | 0 | 0 | 0 | 0 | 0 | 0 | 0 | 0 | 0 | 0 | 0.047552 | 0.00642 | 0.01284 | 0.01926 | 0.02568 | 0.21072 | 0.10708 | 0.0082775 |  | 0.0991 | 0.1348 | 0.1932 | 0.1939
2014-05-25 | 20時 |  | 1.8602 | 0 | 2.3038 | 0 | [9 empty] | 0.18537 | 0 | 0 | 0 | 0 | 0.20306 | 0 | 0 | 0 | 0 | 0 | 0 | 0 | 0 | 0 | 0 | 0 | 0 | 0 | 0 | 0 | 0 | 0.047552 | 0.00033 | 0.00067 | 0.001 | 0.00133 | 0.14927 | 0.027125 | 0 |  | 0.0917 | 0.1275 | 0.2102 | 0.2109
2014-05-25 | 21時 |  | 2.2525 | 0 | 2.251 | 0 | [9 empty] | 0.20278 | 0 | 0 | 0 | 0 | 0.35107 | 0 | 0 | 0 | 0 | 0 | 0 | 0 | 0 | 0 | 0 | 0 | 0 | 0 | 0 | 0 | 0 | 0.047552 | 0.00033 | 0.00067 | 0.001 | 0.00133 | 0.14618 | 0.10814 | 0.031304 |  | 0.1216 | 0.1873 | 0.2837 | 0.2844
2014-05-25 | 22時 |  | 2.5215 | 0 | 0.82689 | 0 | [9 empty] | 0.21506 | 0 | 0 | 0 | 0 | 0.17071 | 0 | 0 | 0 | 0 | 0 | 0 | 0 | 0 | 0 | 0 | 0 | 0 | 0 | 0 | 0 | 0 | 0.047552 | 0.00628 | 0.01256 | 0.01884 | 0.02512 | 0.12467 | 0.16133 | 0.043827 |  | 0.1738 | 0.1917 | 0.262 | 0.2626
2014-05-25 | 23時 |  | 0 | 0 | 0 | 0 | [9 empty] | 0 | 0 | 0 | 0 | 0 | 0 | 0 | 0 | 0 | 0 | 0 | 0 | 0 | 0 | 0 | 0 | 0 | 0 | 0 | 0 | 0 | 0 | 0.047552 | 0.0067 | 0.01339 | 0.02009 | 0.02679 | 0.12467 | 0.18881 | 0.031848 |  | 0.1877 | 0.2176 | 0.2756 | 0.2763
2014-05-26 | 0時 |  | 0 | 0 | 0 | 0 | [9 empty] | 0 | 0 | 0 | 0 | 0 | 0 | 0 | 0 | 0 | 0 | 0 | 0 | 0 | 0 | 0 | 0 | 0 | 0 | 0 | 0 | 0 | 0 | 0.047552 | 0.00013 | 0.00025 | 0.00038 | 0.0005 | 0 | 0.078899 | 0.011656 |  | 0.1578 | 0.1578 | 0.1806 | 0.1812
2014-05-26 | 1時 |  | 0 | 0 | 0 | 0 | [9 empty] | 0 | 0 | 0 | 0 | 0 | 0 | 0 | 0 | 0 | 0 | 0 | 0 | 0 | 0 | 0 | 0 | 0 | 0 | 0 | 0 | 0 | 0 | 0.047552 | 0.00013 | 0.00025 | 0.00038 | 0.0005 | 0 | 0 | 0 |  | 0.0483 | 0.0483 | 0.0711 | 0.0717
2014-05-26 | 2時 |  | 0 | 0 | 0 | 0 | [9 empty] | 0 | 0 | 0 | 0 | 0 | 0 | 0 | 0 | 0 | 0 | 0 | 0 | 0 | 0 | 0 | 0 | 0 | 0 | 0 | 0 | 0 | 0 | 0.047552 | 0.00013 | 0.00025 | 0.00038 | 0.0005 | 0 | 0 | 0 |  | 0.056 | 0.0561 | 0.0788 | 0.0795
2014-05-26 | 3時 |  | 0 | 0 | 0 | 0 | [9 empty] | 0 | 0 | 0 | 0 | 0 | 0 | 0 | 0 | 0 | 0 | 0 | 0 | 0 | 0 | 0 | 0 | 0 | 0 | 0 | 0 | 0 | 0 | 0.047552 | 0.00013 | 0.00025 | 0.00038 | 0.0005 | 0 | 0 | 0 |  | 0.056 | 0.0561 | 0.0788 | 0.0795
2014-05-26 | 4時 |  | 0 | 0 | 0 | 0 | [9 empty] | 0 | 0 | 0 | 0 | 0 | 0 | 0 | 0 | 0 | 0 | 0 | 0 | 0 | 0 | 0 | 0 | 0 | 0 | 0 | 0 | 0 | 0 | 0.047552 | 0.00013 | 0.00025 | 0.00038 | 0.0005 | 0 | 0 | 0 |  | 0.0483 | 0.0483 | 0.0711 | 0.0717
2014-05-26 | 5時 |  | 11.8761 | 0 | 0 | 0 | [9 empty] | 0.84763 | 0 | 0 | 0 | 0 | 0 | 0 | 0 | 0 | 0 | 0 | 0 | 0 | 0 | 0 | 0 | 0 | 0 | 0 | 0 | 0 | 0 | 0.047552 | 0.00013 | 0.00025 | 0.00038 | 0.0005 | 0 | 0 | 0 |  | 0.056 | 0.0561 | 0.0788 | 0.0795
2014-05-26 | 6時 |  | 3.1015 | 0 | 0 | 0 | [9 empty] | 0.24251 | 0 | 0 | 0 | 0 | 0 | 0 | 0 | 0 | 0 | 0 | 0 | 0 | 0 | 0 | 0 | 0 | 0 | 0 | 0 | 0 | 0 | 0.047552 | 0.00338 | 0.00675 | 0.01013 | 0.01351 | 0 | 0.024649 | 0.011815 |  | 0.1925 | 0.2611 | 0.3525 | 0.3531
2014-05-26 | 7時 |  | 2.2145 | 0 | 0 | 0 | [9 empty] | 0.19662 | 0 | 0 | 0 | 0 | 0 | 0 | 0 | 0 | 0 | 0 | 0 | 0 | 0 | 0 | 0 | 0 | 0 | 0 | 0 | 0 | 0 | 0.047552 | 0.00054 | 0.00108 | 0.00163 | 0.00217 | 0.13859 | 0.053895 | 0.036861 |  | 0.1524 | 0.248 | 0.3662 | 0.3669
2014-05-26 | 8時 |  | 1.1742 | 0 | 0 | 0 | [9 empty] | 0.14647 | 0 | 0 | 0 | 0 | 0 | 0 | 0 | 0 | 0 | 0 | 0 | 0 | 0 | 0 | 0 | 0 | 0 | 0 | 0 | 0 | 0 | 0.047552 | 0.00054 | 0.00108 | 0.00163 | 0.00217 | 0.093503 | 0 | 0.035602 |  | 0.1091 | 0.1448 | 0.2032 | 0.2039
2014-05-26 | 9時 |  | 0 | 0 | 0 | 0 | [9 empty] | 0 | 0 | 0 | 0 | 0 | 0 | 0 | 0 | 0 | 0 | 0 | 0 | 0 | 0 | 0 | 0 | 0 | 0 | 0 | 0 | 0 | 0 | 0.047552 | 0.00013 | 0.00025 | 0.00038 | 0.0005 | 0.17838 | 0.10971 | 0.042749 |  | 0.3011 | 0.3368 | 0.3953 | 0.396
2014-05-26 | 10時 |  | 0 | 0 | 0 | 0 | [9 empty] | 0 | 0 | 0 | 0 | 0 | 0 | 0 | 0 | 0 | 0 | 0 | 0 | 0 | 0 | 0 | 0 | 0 | 0 | 0 | 0 | 0 | 0 | 0.047552 | 0.00033 | 0.00067 | 0.001 | 0.00133 | 0.093503 | 0 | 0.012523 |  | 0.0483 | 0.0483 | 0.0711 | 0.0717
2014-05-26 | 11時 |  | 0.76603 | 0 | 0 | 0 | [9 empty] | 0.12238 | 0 | 0 | 0 | 0 | 0 | 0 | 0 | 0 | 0 | 0 | 0 | 0 | 0 | 0 | 0 | 0 | 0 | 0 | 0 | 0 | 0 | 0.047552 | 0.00013 | 0.00025 | 0.00038 | 0.0005 | 0 | 0 | 0.0052775 |  | 0.056 | 0.0561 | 0.0788 | 0.0795
2014-05-26 | 12時 |  | 0.025126 | 0 | 0 | 0 | [9 empty] | 0.10722 | 0 | 0 | 0 | 0 | 0 | 0 | 0 | 0 | 0 | 0 | 0 | 0 | 0 | 0 | 0 | 0 | 0 | 0 | 0 | 0 | 0 | 0.047552 | 0.00338 | 0.00675 | 0.01013 | 0.01351 | 0.05371 | 0 | 0.0052775 |  | 0.1983 | 0.2727 | 0.3698 | 0.3705
2014-05-26 | 13時 |  | 0 | 0 | 0 | 0 | [9 empty] | 0 | 0 | 0 | 0 | 0 | 0 | 0 | 0 | 0 | 0 | 0 | 0 | 0 | 0 | 0 | 0 | 0 | 0 | 0 | 0 | 0 | 0 | 0.047552 | 0.00033 | 0.00067 | 0.001 | 0.00133 | 0.11604 | 0 | 0 |  | 0.0483 | 0.0483 | 0.0711 | 0.0717
2014-05-26 | 14時 |  | 0 | 0 | 0 | 0 | [9 empty] | 0 | 0 | 0 | 0 | 0 | 0 | 0 | 0 | 0 | 0 | 0 | 0 | 0 | 0 | 0 | 0 | 0 | 0 | 0 | 0 | 0 | 0 | 0.047552 | 0.00013 | 0.00025 | 0.00038 | 0.0005 | 0.031168 | 0 | 0.017801 |  | 0.056 | 0.0561 | 0.0788 | 0.0795
2014-05-26 | 15時 |  | 0.040649 | 0 | 0 | 0 | [9 empty] | 0.10303 | 0 | 0 | 0 | 0 | 0 | 0 | 0 | 0 | 0 | 0 | 0 | 0 | 0 | 0 | 0 | 0 | 0 | 0 | 0 | 0 | 0 | 0.047552 | 0.00013 | 0.00025 | 0.00038 | 0.0005 | 0 | 0 | 0 |  | 0.056 | 0.0561 | 0.0788 | 0.0795
2014-05-26 | 16時 |  | 0.0093109 | 0 | 0 | 0 | [9 empty] | 0.10181 | 0 | 0 | 0 | 0 | 0 | 0 | 0 | 0 | 0 | 0 | 0 | 0 | 0 | 0 | 0 | 0 | 0 | 0 | 0 | 0 | 0 | 0.047552 | 0.00033 | 0.00067 | 0.001 | 0.00133 | 0.062335 | 0 | 0.0052775 |  | 0.0483 | 0.0483 | 0.0711 | 0.0717
2014-05-26 | 17時 |  | 0.19944 | 0 | 0.6128 | 0 | [9 empty] | 0.11207 | 0 | 0 | 0 | 0 | 0.16387 | 0 | 0 | 0 | 0 | 0 | 0 | 0 | 0 | 0 | 0 | 0 | 0 | 0 | 0 | 0 | 0 | 0.047552 | 0.00033 | 0.00067 | 0.001 | 0.00133 | 0.10536 | 0 | 0.0082775 |  | 0.1304 | 0.2048 | 0.3019 | 0.3026
2014-05-26 | 18時 |  | 1.4288 | 0 | 0 | 0 | [9 empty] | 0.153 | 0 | 0 | 0 | 0 | 0 | 0 | 0 | 0 | 0 | 0 | 0 | 0 | 0 | 0 | 0 | 0 | 0 | 0 | 0 | 0 | 0 | 0.047552 | 0.00642 | 0.01284 | 0.01926 | 0.02568 | 0.12467 | 0 | 0.0082775 |  | 0.303 | 0.3387 | 0.3972 | 0.5469
2014-05-26 | 19時 |  | 0.20394 | 0 | 0.99517 | 0 | [9 empty] | 0.11461 | 0 | 0 | 0 | 0 | 0.16952 | 0 | 0 | 0 | 0 | 0 | 0 | 0 | 0 | 0 | 0 | 0 | 0 | 0 | 0 | 0 | 0 | 0.047552 | 0.00642 | 0.01284 | 0.01926 | 0.02568 | 0.21072 | 0.10708 | 0.0082775 |  | 0.0991 | 0.1348 | 0.1932 | 0.1939
2014-05-26 | 20時 |  | 0.92258 | 0 | 1.4416 | 0 | [9 empty] | 0.14067 | 0 | 0 | 0 | 0 | 0.17792 | 0 | 0 | 0 | 0 | 0 | 0 | 0 | 0 | 0 | 0 | 0 | 0 | 0 | 0 | 0 | 0 | 0.047552 | 0.00033 | 0.00067 | 0.001 | 0.00133 | 0.14927 | 0.027125 | 0 |  | 0.0917 | 0.1275 | 0.2102 | 0.2109
2014-05-26 | 21時 |  | 1.7489 | 0 | 1.5323 | 0 | [9 empty] | 0.18509 | 0 | 0 | 0 | 0 | 0.34291 | 0 | 0 | 0 | 0 | 0 | 0 | 0 | 0 | 0 | 0 | 0 | 0 | 0 | 0 | 0 | 0 | 0.047552 | 0.00033 | 0.00067 | 0.001 | 0.00133 | 0.14618 | 0.10814 | 0.031304 |  | 0.1216 | 0.1873 | 0.2837 | 0.2844
2014-05-26 | 22時 |  | 2.2858 | 0 | 0.67081 | 0 | [9 empty] | 0.21245 | 0 | 0 | 0 | 0 | 0.17091 | 0 | 0 | 0 | 0 | 0 | 0 | 0 | 0 | 0 | 0 | 0 | 0 | 0 | 0 | 0 | 0 | 0.047552 | 0.00628 | 0.01256 | 0.01884 | 0.02512 | 0.12467 | 0.16133 | 0.043827 |  | 0.1738 | 0.1917 | 0.262 | 0.2626
2014-05-26 | 23時 |  | 0 | 0 | 0 | 0 | [9 empty] | 0 | 0 | 0 | 0 | 0 | 0 | 0 | 0 | 0 | 0 | 0 | 0 | 0 | 0 | 0 | 0 | 0 | 0 | 0 | 0 | 0 | 0 | 0.047552 | 0.0067 | 0.01339 | 0.02009 | 0.02679 | 0.12467 | 0.18881 | 0.031848 |  | 0.1877 | 0.2176 | 0.2756 | 0.2763
2014-05-27 | 0時 |  | 0 | 0 | 0 | 0 | [9 empty] | 0 | 0 | 0 | 0 | 0 | 0 | 0 | 0 | 0 | 0 | 0 | 0 | 0 | 0 | 0 | 0 | 0 | 0 | 0 | 0 | 0 | 0 | 0.047552 | 0.00013 | 0.00025 | 0.00038 | 0.0005 | 0 | 0 | 0 |  | 0.1578 | 0.1578 | 0.1806 | 0.1812
2014-05-27 | 1時 |  | 0 | 0 | 0 | 0 | [9 empty] | 0 | 0 | 0 | 0 | 0 | 0 | 0 | 0 | 0 | 0 | 0 | 0 | 0 | 0 | 0 | 0 | 0 | 0 | 0 | 0 | 0 | 0 | 0.047552 | 0.00013 | 0.00025 | 0.00038 | 0.0005 | 0 | 0 | 0 |  | 0.0483 | 0.0483 | 0.0711 | 0.0717
2014-05-27 | 2時 |  | 0 | 0 | 0 | 0 | [9 empty] | 0 | 0 | 0 | 0 | 0 | 0 | 0 | 0 | 0 | 0 | 0 | 0 | 0 | 0 | 0 | 0 | 0 | 0 | 0 | 0 | 0 | 0 | 0.047552 | 0.00013 | 0.00025 | 0.00038 | 0.0005 | 0 | 0 | 0 |  | 0.056 | 0.0561 | 0.0788 | 0.0795
2014-05-27 | 3時 |  | 0 | 0 | 0 | 0 | [9 empty] | 0 | 0 | 0 | 0 | 0 | 0 | 0 | 0 | 0 | 0 | 0 | 0 | 0 | 0 | 0 | 0 | 0 | 0 | 0 | 0 | 0 | 0 | 0.047552 | 0.00013 | 0.00025 | 0.00038 | 0.0005 | 0 | 0 | 0 |  | 0.056 | 0.0561 | 0.0788 | 0.0795
2014-05-27 | 4時 |  | 0 | 0 | 0 | 0 | [9 empty] | 0 | 0 | 0 | 0 | 0 | 0 | 0 | 0 | 0 | 0 | 0 | 0 | 0 | 0 | 0 | 0 | 0 | 0 | 0 | 0 | 0 | 0 | 0.047552 | 0.00013 | 0.00025 | 0.00038 | 0.0005 | 0 | 0 | 0 |  | 0.0483 | 0.0483 | 0.0711 | 0.0717
2014-05-27 | 5時 |  | 0 | 0 | 0 | 0 | [9 empty] | 0 | 0 | 0 | 0 | 0 | 0 | 0 | 0 | 0 | 0 | 0 | 0 | 0 | 0 | 0 | 0 | 0 | 0 | 0 | 0 | 0 | 0 | 0.047552 | 0.00013 | 0.00025 | 0.00038 | 0.0005 | 0 | 0 | 0 |  | 0.056 | 0.0561 | 0.0788 | 0.0795
2014-05-27 | 6時 |  | 0 | 0 | 0 | 0 | [9 empty] | 0 | 0 | 0 | 0 | 0 | 0 | 0 | 0 | 0 | 0 | 0 | 0 | 0 | 0 | 0 | 0 | 0 | 0 | 0 | 0 | 0 | 0 | 0.047552 | 0.00013 | 0.00025 | 0.00038 | 0.0005 | 0 | 0 | 0 |  | 0.056 | 0.0561 | 0.0788 | 0.0795
2014-05-27 | 7時 |  | 7.7818 | 0 | 3.3456 | 0 | [9 empty] | 0.48439 | 0 | 0 | 0 | 0 | 0.23032 | 0 | 0 | 0 | 0 | 0 | 0 | 0 | 0 | 0 | 0 | 0 | 0 | 0 | 0 | 0 | 0 | 0.047552 | 0.00054 | 0.00108 | 0.00163 | 0.00217 | 0 | 0.024649 | 0.022689 |  | 0.1168 | 0.1854 | 0.2767 | 0.2774
2014-05-27 | 8時 |  | 0.0192 | 0 | 1.8125 | 0 | [9 empty] | 0.10406 | 0 | 0 | 0 | 0 | 0.33393 | 0 | 0 | 0 | 0 | 0 | 0 | 0 | 0 | 0 | 0 | 0 | 0 | 0 | 0 | 0 | 0 | 0.047552 | 0.00379 | 0.00759 | 0.01138 | 0.01518 | 0.084877 | 0.078545 | 0.064582 |  | 0.2156 | 0.2812 | 0.3696 | 0.3702
2014-05-27 | 9時 |  | 0.0052499 | 0 | 0.0040264 | 0 | [9 empty] | 0.10177 | 0 | 0 | 0 | 0 | 0.3174 | 0 | 0 | 0 | 0 | 0 | 0 | 0 | 0 | 0 | 0 | 0 | 0 | 0 | 0 | 0 | 0 | 0.047552 | 0.00033 | 0.00067 | 0.001 | 0.00133 | 0.23209 | 0.16325 | 0.052059 |  | 0.2163 | 0.252 | 0.3265 | 0.3272
2014-05-27 | 10時 |  | 0.00090066 | 0 | 0 | 0 | [9 empty] | 0.102 | 0 | 0 | 0 | 0 | 0 | 0 | 0 | 0 | 0 | 0 | 0 | 0 | 0 | 0 | 0 | 0 | 0 | 0 | 0 | 0 | 0 | 0.047552 | 0.00054 | 0.00108 | 0.00163 | 0.00217 | 0.12467 | 0.21558 | 0.037471 |  | 0.1917 | 0.2274 | 0.3128 | 0.3134
2014-05-27 | 11時 |  | 0 | 0 | 0 | 0 | [9 empty] | 0 | 0 | 0 | 0 | 0 | 0 | 0 | 0 | 0 | 0 | 0 | 0 | 0 | 0 | 0 | 0 | 0 | 0 | 0 | 0 | 0 | 0 | 0.047552 | 0.00033 | 0.00067 | 0.001 | 0.00133 | 0.12467 | 0.21558 | 0 |  | 0.1994 | 0.2352 | 0.315 | 0.3157
2014-05-27 | 12時 |  | 0 | 0 | 0 | 0 | [9 empty] | 0 | 0 | 0 | 0 | 0 | 0 | 0 | 0 | 0 | 0 | 0 | 0 | 0 | 0 | 0 | 0 | 0 | 0 | 0 | 0 | 0 | 0 | 0.047552 | 0.00338 | 0.00675 | 0.01013 | 0.01351 | 0.14721 | 0.13456 | 0.018352 |  | 0.1983 | 0.2727 | 0.3698 | 0.3705
2014-05-27 | 13時 |  | 0 | 0 | 0 | 0 | [9 empty] | 0 | 0 | 0 | 0 | 0 | 0 | 0 | 0 | 0 | 0 | 0 | 0 | 0 | 0 | 0 | 0 | 0 | 0 | 0 | 0 | 0 | 0 | 0.047552 | 0.00033 | 0.00067 | 0.001 | 0.00133 | 0.13756 | 0.026771 | 0.023629 |  | 0.0483 | 0.0483 | 0.0711 | 0.0717
2014-05-27 | 14時 |  | 0 | 0 | 0 | 0 | [9 empty] | 0 | 0 | 0 | 0 | 0 | 0 | 0 | 0 | 0 | 0 | 0 | 0 | 0 | 0 | 0 | 0 | 0 | 0 | 0 | 0 | 0 | 0 | 0.047552 | 0.00013 | 0.00025 | 0.00038 | 0.0005 | 0 | 0 | 0 |  | 0.056 | 0.0561 | 0.0788 | 0.0795
2014-05-27 | 15時 |  | 0 | 0 | 0 | 0 | [9 empty] | 0 | 0 | 0 | 0 | 0 | 0 | 0 | 0 | 0 | 0 | 0 | 0 | 0 | 0 | 0 | 0 | 0 | 0 | 0 | 0 | 0 | 0 | 0.047552 | 0.00013 | 0.00025 | 0.00038 | 0.0005 | 0 | 0 | 0 |  | 0.056 | 0.0561 | 0.0788 | 0.0795
2014-05-27 | 16時 |  | 0 | 0 | 0 | 0 | [9 empty] | 0 | 0 | 0 | 0 | 0 | 0 | 0 | 0 | 0 | 0 | 0 | 0 | 0 | 0 | 0 | 0 | 0 | 0 | 0 | 0 | 0 | 0 | 0.047552 | 0.00054 | 0.00108 | 0.00163 | 0.00217 | 0.062335 | 0.054249 | 0.024058 |  | 0.2095 | 0.275 | 0.3956 | 0.5453
2014-05-27 | 17時 |  | 0 | 0 | 0 | 0 | [9 empty] | 0 | 0 | 0 | 0 | 0 | 0 | 0 | 0 | 0 | 0 | 0 | 0 | 0 | 0 | 0 | 0 | 0 | 0 | 0 | 0 | 0 | 0 | 0.047552 | 0.00642 | 0.01284 | 0.01926 | 0.02568 | 0.12467 | 0.1085 | 0.026923 |  | 0.2423 | 0.2781 | 0.3689 | 0.5187
2014-05-27 | 18時 |  | 0 | 0 | 0 | 0 | [9 empty] | 0 | 0 | 0 | 0 | 0 | 0 | 0 | 0 | 0 | 0 | 0 | 0 | 0 | 0 | 0 | 0 | 0 | 0 | 0 | 0 | 0 | 0 | 0.047552 | 0.00642 | 0.01284 | 0.01926 | 0.02568 | 0.21072 | 0.1085 | 0 |  | 0.1819 | 0.2177 | 0.2978 | 0.4476
2014-05-27 | 19時 |  | 0.00065579 | 0 | 0.0034173 | 0 | [9 empty] | 0.10485 | 0 | 0 | 0 | 0 | 0.16085 | 0 | 0 | 0 | 0 | 0 | 0 | 0 | 0 | 0 | 0 | 0 | 0 | 0 | 0 | 0 | 0 | 0.047552 | 0.00013 | 0.00025 | 0.00038 | 0.0005 | 0.12879 | 0 | 0.006537 |  | 0.0998 | 0.1355 | 0.2049 | 0.2056
2014-05-27 | 20時 |  | 0.0060751 | 0 | 0.0046577 | 0 | [9 empty] | 0.1062 | 0 | 0 | 0 | 0 | 0.32379 | 0 | 0 | 0 | 0 | 0 | 0 | 0 | 0 | 0 | 0 | 0 | 0 | 0 | 0 | 0 | 0 | 0.047552 | 0.00033 | 0.00067 | 0.001 | 0.00133 | 0.16769 | 0.10779 | 0.006537 |  | 0.0917 | 0.1275 | 0.2183 | 0.219
2014-05-27 | 21時 |  | 0.01128 | 0 | 0.0044258 | 0 | [9 empty] | 0.10772 | 0 | 0 | 0 | 0 | 0.32652 | 0 | 0 | 0 | 0 | 0 | 0 | 0 | 0 | 0 | 0 | 0 | 0 | 0 | 0 | 0 | 0 | 0.047552 | 0.00628 | 0.01256 | 0.01884 | 0.02512 | 0.12467 | 0.18846 | 0.012659 |  | 0.1755 | 0.2411 | 0.3458 | 0.3465
2014-05-27 | 22時 |  | 0 | 0 | 0 | 0 | [9 empty] | 0 | 0 | 0 | 0 | 0 | 0 | 0 | 0 | 0 | 0 | 0 | 0 | 0 | 0 | 0 | 0 | 0 | 0 | 0 | 0 | 0 | 0 | 0.047552 | 0.00649 | 0.01298 | 0.01947 | 0.02595 | 0.12467 | 0.16133 | 0.043827 |  | 0.1139 | 0.1795 | 0.3002 | 0.3009
2014-05-27 | 23時 |  | 0 | 0 | 0 | 0 | [9 empty] | 0 | 0 | 0 | 0 | 0 | 0 | 0 | 0 | 0 | 0 | 0 | 0 | 0 | 0 | 0 | 0 | 0 | 0 | 0 | 0 | 0 | 0 | 0.047552 | 0.00331 | 0.00661 | 0.00992 | 0.01323 | 0.062335 | 0.15709 | 0.04296 |  | 0.1578 | 0.1578 | 0.1806 | 0.1812
2014-05-28 | 0時 |  | 0 | 0 | 0 | 0 | [9 empty] | 0 | 0 | 0 | 0 | 0 | 0 | 0 | 0 | 0 | 0 | 0 | 0 | 0 | 0 | 0 | 0 | 0 | 0 | 0 | 0 | 0 | 0 | 0.047552 | 0.00013 | 0.00025 | 0.00038 | 0.0005 | 0 | 0 | 0 |  | 0.1578 | 0.1578 | 0.1806 | 0.1812
2014-05-28 | 1時 |  | 0 | 0 | 0 | 0 | [9 empty] | 0 | 0 | 0 | 0 | 0 | 0 | 0 | 0 | 0 | 0 | 0 | 0 | 0 | 0 | 0 | 0 | 0 | 0 | 0 | 0 | 0 | 0 | 0.047552 | 0.00013 | 0.00025 | 0.00038 | 0.0005 | 0 | 0 | 0 |  | 0.0483 | 0.0483 | 0.0711 | 0.0717
2014-05-28 | 2時 |  | 0 | 0 | 0 | 0 | [9 empty] | 0 | 0 | 0 | 0 | 0 | 0 | 0 | 0 | 0 | 0 | 0 | 0 | 0 | 0 | 0 | 0 | 0 | 0 | 0 | 0 | 0 | 0 | 0.047552 | 0.00013 | 0.00025 | 0.00038 | 0.0005 | 0 | 0 | 0 |  | 0.056 | 0.0561 | 0.0788 | 0.0795
2014-05-28 | 3時 |  | 0 | 0 | 0 | 0 | [9 empty] | 0 | 0 | 0 | 0 | 0 | 0 | 0 | 0 | 0 | 0 | 0 | 0 | 0 | 0 | 0 | 0 | 0 | 0 | 0 | 0 | 0 | 0 | 0.047552 | 0.00013 | 0.00025 | 0.00038 | 0.0005 | 0 | 0 | 0 |  | 0.056 | 0.0561 | 0.0788 | 0.0795
2014-05-28 | 4時 |  | 0 | 0 | 0 | 0 | [9 empty] | 0 | 0 | 0 | 0 | 0 | 0 | 0 | 0 | 0 | 0 | 0 | 0 | 0 | 0 | 0 | 0 | 0 | 0 | 0 | 0 | 0 | 0 | 0.047552 | 0.00013 | 0.00025 | 0.00038 | 0.0005 | 0 | 0 | 0 |  | 0.0483 | 0.0483 | 0.0711 | 0.0717
2014-05-28 | 5時 |  | 0 | 0 | 0 | 0 | [9 empty] | 0 | 0 | 0 | 0 | 0 | 0 | 0 | 0 | 0 | 0 | 0 | 0 | 0 | 0 | 0 | 0 | 0 | 0 | 0 | 0 | 0 | 0 | 0.047552 | 0.00013 | 0.00025 | 0.00038 | 0.0005 | 0 | 0 | 0 |  | 0.056 | 0.0561 | 0.0788 | 0.0795
2014-05-28 | 6時 |  | 0 | 0 | 0 | 0 | [9 empty] | 0 | 0 | 0 | 0 | 0 | 0 | 0 | 0 | 0 | 0 | 0 | 0 | 0 | 0 | 0 | 0 | 0 | 0 | 0 | 0 | 0 | 0 | 0.047552 | 0.00033 | 0.00067 | 0.001 | 0.00133 | 0 | 0.024649 | 0.011815 |  | 0.0859 | 0.1159 | 0.1685 | 0.1692
2014-05-28 | 7時 |  | 3.4819 | 0 | 1.3415 | 0 | [9 empty] | 0.21216 | 0 | 0 | 0 | 0 | 0.16885 | 0 | 0 | 0 | 0 | 0 | 0 | 0 | 0 | 0 | 0 | 0 | 0 | 0 | 0 | 0 | 0 | 0.047552 | 0.00033 | 0.00067 | 0.001 | 0.00133 | 0.093503 | 0 | 0.015347 |  | 0.2346 | 0.2703 | 0.3287 | 0.3294
2014-05-28 | 8時 |  | 0.025943 | 0 | 0.73848 | 0 | [9 empty] | 0.1049 | 0 | 0 | 0 | 0 | 0.32214 | 0 | 0 | 0 | 0 | 0 | 0 | 0 | 0 | 0 | 0 | 0 | 0 | 0 | 0 | 0 | 0 | 0.047552 | 0.00705 | 0.01409 | 0.02114 | 0.02818 | 0.13653 | 0.078545 | 0.060527 |  | 0.2282 | 0.3325 | 0.4595 | 0.4602
2014-05-28 | 9時 |  | 0.0074146 | 0 | 0.0060654 | 0 | [9 empty] | 0.10484 | 0 | 0 | 0 | 0 | 0.32141 | 0 | 0 | 0 | 0 | 0 | 0 | 0 | 0 | 0 | 0 | 0 | 0 | 0 | 0 | 0 | 0 | 0.047552 | 0.00013 | 0.00025 | 0.00038 | 0.0005 | 0.084877 | 0.053895 | 0.0052775 |  | 0.056 | 0.0561 | 0.0788 | 0.0795
2014-05-28 | 10時 |  | 0.004061 | 0 | 0.0024748 | 0 | [9 empty] | 0.10464 | 0 | 0 | 0 | 0 | 0.32121 | 0 | 0 | 0 | 0 | 0 | 0 | 0 | 0 | 0 | 0 | 0 | 0 | 0 | 0 | 0 | 0 | 0.047552 | 0.00013 | 0.00025 | 0.00038 | 0.0005 | 0 | 0 | 0 |  | 0.0483 | 0.0483 | 0.0711 | 0.0717
2014-05-28 | 11時 |  | 0.0073768 | 0 | 0.0021929 | 0 | [9 empty] | 0.10498 | 0 | 0 | 0 | 0 | 0.16086 | 0 | 0 | 0 | 0 | 0 | 0 | 0 | 0 | 0 | 0 | 0 | 0 | 0 | 0 | 0 | 0 | 0.047552 | 0.00013 | 0.00025 | 0.00038 | 0.0005 | 0 | 0 | 0 |  | 0.056 | 0.0561 | 0.0788 | 0.0795
2014-05-28 | 12時 |  | 0.010147 | 0 | 0 | 0 | [9 empty] | 0.10531 | 0 | 0 | 0 | 0 | 0 | 0 | 0 | 0 | 0 | 0 | 0 | 0 | 0 | 0 | 0 | 0 | 0 | 0 | 0 | 0 | 0 | 0.047552 | 0.00013 | 0.00025 | 0.00038 | 0.0005 | 0 | 0 | 0 |  | 0.056 | 0.0561 | 0.0788 | 0.0795
2014-05-28 | 13時 |  | 0 | 0 | 0 | 0 | [9 empty] | 0 | 0 | 0 | 0 | 0 | 0 | 0 | 0 | 0 | 0 | 0 | 0 | 0 | 0 | 0 | 0 | 0 | 0 | 0 | 0 | 0 | 0 | 0.047552 | 0.00013 | 0.00025 | 0.00038 | 0.0005 | 0 | 0 | 0 |  | 0.0483 | 0.0483 | 0.0711 | 0.0717
2014-05-28 | 14時 |  | 0 | 0 | 0 | 0 | [9 empty] | 0 | 0 | 0 | 0 | 0 | 0 | 0 | 0 | 0 | 0 | 0 | 0 | 0 | 0 | 0 | 0 | 0 | 0 | 0 | 0 | 0 | 0 | 0.047552 | 0.00013 | 0.00025 | 0.00038 | 0.0005 | 0 | 0 | 0 |  | 0.056 | 0.0561 | 0.0788 | 0.0795
2014-05-28 | 15時 |  | 0.020986 | 0 | 0.0086601 | 0 | [9 empty] | 0.10365 | 0 | 0 | 0 | 0 | 0.15963 | 0 | 0 | 0 | 0 | 0 | 0 | 0 | 0 | 0 | 0 | 0 | 0 | 0 | 0 | 0 | 0 | 0.047552 | 0.00013 | 0.00025 | 0.00038 | 0.0005 | 0 | 0 | 0 |  | 0.056 | 0.0561 | 0.0788 | 0.0795
2014-05-28 | 16時 |  | 0.0095422 | 0 | 0.0026443 | 0 | [9 empty] | 0.10307 | 0 | 0 | 0 | 0 | 0.15938 | 0 | 0 | 0 | 0 | 0 | 0 | 0 | 0 | 0 | 0 | 0 | 0 | 0 | 0 | 0 | 0 | 0.047552 | 0.00013 | 0.00025 | 0.00038 | 0.0005 | 0 | 0 | 0 |  | 0.0483 | 0.0483 | 0.0711 | 0.0717
2014-05-28 | 17時 |  | 0.020755 | 0 | 0.0038011 | 0 | [9 empty] | 0.10423 | 0 | 0 | 0 | 0 | 0.16003 | 0 | 0 | 0 | 0 | 0 | 0 | 0 | 0 | 0 | 0 | 0 | 0 | 0 | 0 | 0 | 0 | 0.047552 | 0.00013 | 0.00025 | 0.00038 | 0.0005 | 0 | 0 | 0 |  | 0.056 | 0.0561 | 0.0788 | 0.0795
2014-05-28 | 18時 |  | 0.0043738 | 0 | 0 | 0 | [9 empty] | 0.1041 | 0 | 0 | 0 | 0 | 0 | 0 | 0 | 0 | 0 | 0 | 0 | 0 | 0 | 0 | 0 | 0 | 0 | 0 | 0 | 0 | 0 | 0.047552 | 0.00013 | 0.00025 | 0.00038 | 0.0005 | 0 | 0 | 0 |  | 0.056 | 0.0561 | 0.0788 | 0.0795
2014-05-28 | 19時 |  | 0.020198 | 0 | 0.041256 | 0 | [9 empty] | 0.10508 | 0 | 0 | 0 | 0 | 0.32129 | 0 | 0 | 0 | 0 | 0 | 0 | 0 | 0 | 0 | 0 | 0 | 0 | 0 | 0 | 0 | 0 | 0.047552 | 0.00013 | 0.00025 | 0.00038 | 0.0005 | 0 | 0 | 0 |  | 0.0483 | 0.0483 | 0.0711 | 0.0717
2014-05-28 | 20時 |  | 0.024977 | 0 | 0.021378 | 0 | [9 empty] | 0.10532 | 0 | 0 | 0 | 0 | 0.32158 | 0 | 0 | 0 | 0 | 0 | 0 | 0 | 0 | 0 | 0 | 0 | 0 | 0 | 0 | 0 | 0 | 0.047552 | 0.00054 | 0.00108 | 0.00163 | 0.00217 | 0.062335 | 0 | 0.0082775 |  | 0.1304 | 0.2048 | 0.3129 | 0.4626
2014-05-28 | 21時 |  | 0.034268 | 0 | 0.010259 | 0 | [9 empty] | 0.1052 | 0 | 0 | 0 | 0 | 0.32118 | 0 | 0 | 0 | 0 | 0 | 0 | 0 | 0 | 0 | 0 | 0 | 0 | 0 | 0 | 0 | 0 | 0.047552 | 0.00033 | 0.00067 | 0.001 | 0.00133 | 0.12467 | 0.026771 | 0.031304 |  | 0.1755 | 0.2411 | 0.3322 | 0.4447
2014-05-28 | 22時 |  | 0 | 0 | 0 | 0 | [9 empty] | 0 | 0 | 0 | 0 | 0 | 0 | 0 | 0 | 0 | 0 | 0 | 0 | 0 | 0 | 0 | 0 | 0 | 0 | 0 | 0 | 0 | 0 | 0.047552 | 0.00352 | 0.00703 | 0.01055 | 0.01406 | 0.12467 | 0.16133 | 0.043827 |  | 0.051 | 0.0511 | 0.0952 | 0.0959
2014-05-28 | 23時 |  | 0 | 0 | 0 | 0 | [9 empty] | 0 | 0 | 0 | 0 | 0 | 0 | 0 | 0 | 0 | 0 | 0 | 0 | 0 | 0 | 0 | 0 | 0 | 0 | 0 | 0 | 0 | 0 | 0.047552 | 0.00628 | 0.01256 | 0.01884 | 0.02512 | 0.062335 | 0.15709 | 0.044922 |  | 0.1877 | 0.2176 | 0.2703 | 0.2709
2014-05-29 | 0時 |  | 0 | 0 | 0 | 0 | [9 empty] | 0 | 0 | 0 | 0 | 0 | 0 | 0 | 0 | 0 | 0 | 0 | 0 | 0 | 0 | 0 | 0 | 0 | 0 | 0 | 0 | 0 | 0 | 0.047552 | 0.00013 | 0.00025 | 0.00038 | 0.0005 | 0 | 0.078899 | 0.011656 |  | 0.1578 | 0.1578 | 0.1806 | 0.1812
2014-05-29 | 1時 |  | 0 | 0 | 0 | 0 | [9 empty] | 0 | 0 | 0 | 0 | 0 | 0 | 0 | 0 | 0 | 0 | 0 | 0 | 0 | 0 | 0 | 0 | 0 | 0 | 0 | 0 | 0 | 0 | 0.047552 | 0.00013 | 0.00025 | 0.00038 | 0.0005 | 0 | 0 | 0 |  | 0.0483 | 0.0483 | 0.0711 | 0.0717
2014-05-29 | 2時 |  | 0 | 0 | 0 | 0 | [9 empty] | 0 | 0 | 0 | 0 | 0 | 0 | 0 | 0 | 0 | 0 | 0 | 0 | 0 | 0 | 0 | 0 | 0 | 0 | 0 | 0 | 0 | 0 | 0.047552 | 0.00013 | 0.00025 | 0.00038 | 0.0005 | 0 | 0 | 0 |  | 0.056 | 0.0561 | 0.0788 | 0.0795
2014-05-29 | 3時 |  | 0 | 0 | 0 | 0 | [9 empty] | 0 | 0 | 0 | 0 | 0 | 0 | 0 | 0 | 0 | 0 | 0 | 0 | 0 | 0 | 0 | 0 | 0 | 0 | 0 | 0 | 0 | 0 | 0.047552 | 0.00013 | 0.00025 | 0.00038 | 0.0005 | 0 | 0 | 0 |  | 0.056 | 0.0561 | 0.0788 | 0.0795
2014-05-29 | 4時 |  | 0 | 0 | 0 | 0 | [9 empty] | 0 | 0 | 0 | 0 | 0 | 0 | 0 | 0 | 0 | 0 | 0 | 0 | 0 | 0 | 0 | 0 | 0 | 0 | 0 | 0 | 0 | 0 | 0.047552 | 0.00013 | 0.00025 | 0.00038 | 0.0005 | 0 | 0 | 0 |  | 0.0483 | 0.0483 | 0.0711 | 0.0717
2014-05-29 | 5時 |  | 6.4404 | 0 | 0 | 0 | [9 empty] | 0.39644 | 0 | 0 | 0 | 0 | 0 | 0 | 0 | 0 | 0 | 0 | 0 | 0 | 0 | 0 | 0 | 0 | 0 | 0 | 0 | 0 | 0 | 0.047552 | 0.00013 | 0.00025 | 0.00038 | 0.0005 | 0 | 0 | 0 |  | 0.056 | 0.0561 | 0.0788 | 0.0795
2014-05-29 | 6時 |  | 0.013998 | 0 | 0 | 0 | [9 empty] | 0.10511 | 0 | 0 | 0 | 0 | 0 | 0 | 0 | 0 | 0 | 0 | 0 | 0 | 0 | 0 | 0 | 0 | 0 | 0 | 0 | 0 | 0 | 0.047552 | 0.00338 | 0.00675 | 0.01013 | 0.01351 | 0 | 0.024649 | 0.011815 |  | 0.1925 | 0.2611 | 0.3525 | 0.3531
2014-05-29 | 7時 |  | 0.0073886 | 0 | 0 | 0 | [9 empty] | 0.10262 | 0 | 0 | 0 | 0 | 0 | 0 | 0 | 0 | 0 | 0 | 0 | 0 | 0 | 0 | 0 | 0 | 0 | 0 | 0 | 0 | 0 | 0.047552 | 0.00054 | 0.00108 | 0.00163 | 0.00217 | 0.13859 | 0.053895 | 0.036861 |  | 0.1524 | 0.248 | 0.3662 | 0.3669
2014-05-29 | 8時 |  | 0 | 0 | 0 | 0 | [9 empty] | 0 | 0 | 0 | 0 | 0 | 0 | 0 | 0 | 0 | 0 | 0 | 0 | 0 | 0 | 0 | 0 | 0 | 0 | 0 | 0 | 0 | 0 | 0.047552 | 0.00054 | 0.00108 | 0.00163 | 0.00217 | 0.093503 | 0 | 0.035602 |  | 0.1091 | 0.1448 | 0.2032 | 0.2039
2014-05-29 | 9時 |  | 0 | 0 | 0 | 0 | [9 empty] | 0 | 0 | 0 | 0 | 0 | 0 | 0 | 0 | 0 | 0 | 0 | 0 | 0 | 0 | 0 | 0 | 0 | 0 | 0 | 0 | 0 | 0 | 0.047552 | 0.00013 | 0.00025 | 0.00038 | 0.0005 | 0.17838 | 0.10971 | 0.042749 |  | 0.3011 | 0.3368 | 0.3953 | 0.396
2014-05-29 | 10時 |  | 0 | 0 | 0 | 0 | [9 empty] | 0 | 0 | 0 | 0 | 0 | 0 | 0 | 0 | 0 | 0 | 0 | 0 | 0 | 0 | 0 | 0 | 0 | 0 | 0 | 0 | 0 | 0 | 0.047552 | 0.00033 | 0.00067 | 0.001 | 0.00133 | 0.093503 | 0 | 0.012523 |  | 0.0483 | 0.0483 | 0.0711 | 0.0717
2014-05-29 | 11時 |  | 0.00089629 | 0 | 0 | 0 | [9 empty] | 0.10132 | 0 | 0 | 0 | 0 | 0 | 0 | 0 | 0 | 0 | 0 | 0 | 0 | 0 | 0 | 0 | 0 | 0 | 0 | 0 | 0 | 0 | 0.047552 | 0.00013 | 0.00025 | 0.00038 | 0.0005 | 0 | 0 | 0.0052775 |  | 0.056 | 0.0561 | 0.0788 | 0.0795
2014-05-29 | 12時 |  | 0 | 0 | 0 | 0 | [9 empty] | 0 | 0 | 0 | 0 | 0 | 0 | 0 | 0 | 0 | 0 | 0 | 0 | 0 | 0 | 0 | 0 | 0 | 0 | 0 | 0 | 0 | 0 | 0.047552 | 0.00338 | 0.00675 | 0.01013 | 0.01351 | 0.05371 | 0 | 0.0052775 |  | 0.1983 | 0.2727 | 0.3698 | 0.3705
2014-05-29 | 13時 |  | 0 | 0 | 0 | 0 | [9 empty] | 0 | 0 | 0 | 0 | 0 | 0 | 0 | 0 | 0 | 0 | 0 | 0 | 0 | 0 | 0 | 0 | 0 | 0 | 0 | 0 | 0 | 0 | 0.047552 | 0.00033 | 0.00067 | 0.001 | 0.00133 | 0.11604 | 0 | 0 |  | 0.0483 | 0.0483 | 0.0711 | 0.0717
2014-05-29 | 14時 |  | 0 | 0 | 0 | 0 | [9 empty] | 0 | 0 | 0 | 0 | 0 | 0 | 0 | 0 | 0 | 0 | 0 | 0 | 0 | 0 | 0 | 0 | 0 | 0 | 0 | 0 | 0 | 0 | 0.047552 | 0.00013 | 0.00025 | 0.00038 | 0.0005 | 0.031168 | 0 | 0.017801 |  | 0.056 | 0.0561 | 0.0788 | 0.0795
2014-05-29 | 15時 |  | 0.00050636 | 0 | 0 | 0 | [9 empty] | 0.10077 | 0 | 0 | 0 | 0 | 0 | 0 | 0 | 0 | 0 | 0 | 0 | 0 | 0 | 0 | 0 | 0 | 0 | 0 | 0 | 0 | 0 | 0.047552 | 0.00013 | 0.00025 | 0.00038 | 0.0005 | 0 | 0 | 0 |  | 0.056 | 0.0561 | 0.0788 | 0.0795
2014-05-29 | 16時 |  | 0 | 0 | 0 | 0 | [9 empty] | 0 | 0 | 0 | 0 | 0 | 0 | 0 | 0 | 0 | 0 | 0 | 0 | 0 | 0 | 0 | 0 | 0 | 0 | 0 | 0 | 0 | 0 | 0.047552 | 0.00033 | 0.00067 | 0.001 | 0.00133 | 0.062335 | 0 | 0.0052775 |  | 0.0483 | 0.0483 | 0.0711 | 0.0717
2014-05-29 | 17時 |  | 0.0034307 | 0 | 0.0037615 | 0 | [9 empty] | 0.10285 | 0 | 0 | 0 | 0 | 0.15936 | 0 | 0 | 0 | 0 | 0 | 0 | 0 | 0 | 0 | 0 | 0 | 0 | 0 | 0 | 0 | 0 | 0.047552 | 0.00033 | 0.00067 | 0.001 | 0.00133 | 0.10536 | 0 | 0.0082775 |  | 0.1304 | 0.2048 | 0.3019 | 0.3026
2014-05-29 | 18時 |  | 0.0086575 | 0 | 0 | 0 | [9 empty] | 0.10501 | 0 | 0 | 0 | 0 | 0 | 0 | 0 | 0 | 0 | 0 | 0 | 0 | 0 | 0 | 0 | 0 | 0 | 0 | 0 | 0 | 0 | 0.047552 | 0.00642 | 0.01284 | 0.01926 | 0.02568 | 0.12467 | 0 | 0.0082775 |  | 0.303 | 0.3387 | 0.3972 | 0.5469
2014-05-29 | 19時 |  | 0.0019363 | 0 | 0.006314 | 0 | [9 empty] | 0.10529 | 0 | 0 | 0 | 0 | 0.16111 | 0 | 0 | 0 | 0 | 0 | 0 | 0 | 0 | 0 | 0 | 0 | 0 | 0 | 0 | 0 | 0 | 0.047552 | 0.00642 | 0.01284 | 0.01926 | 0.02568 | 0.21072 | 0.10708 | 0.0082775 |  | 0.0991 | 0.1348 | 0.1932 | 0.1939
2014-05-29 | 20時 |  | 0.0070175 | 0 | 0.012724 | 0 | [9 empty] | 0.10622 | 0 | 0 | 0 | 0 | 0.1619 | 0 | 0 | 0 | 0 | 0 | 0 | 0 | 0 | 0 | 0 | 0 | 0 | 0 | 0 | 0 | 0 | 0.047552 | 0.00033 | 0.00067 | 0.001 | 0.00133 | 0.14927 | 0.027125 | 0 |  | 0.0917 | 0.1275 | 0.2102 | 0.2109
2014-05-29 | 21時 |  | 0.010792 | 0 | 0.012503 | 0 | [9 empty] | 0.10687 | 0 | 0 | 0 | 0 | 0.32482 | 0 | 0 | 0 | 0 | 0 | 0 | 0 | 0 | 0 | 0 | 0 | 0 | 0 | 0 | 0 | 0 | 0.047552 | 0.00033 | 0.00067 | 0.001 | 0.00133 | 0.14618 | 0.10814 | 0.031304 |  | 0.1216 | 0.1873 | 0.2837 | 0.2844
2014-05-29 | 22時 |  | 0.037988 | 0 | 0.0079082 | 0 | [9 empty] | 0.10769 | 0 | 0 | 0 | 0 | 0.1625 | 0 | 0 | 0 | 0 | 0 | 0 | 0 | 0 | 0 | 0 | 0 | 0 | 0 | 0 | 0 | 0 | 0.047552 | 0.00628 | 0.01256 | 0.01884 | 0.02512 | 0.12467 | 0.16133 | 0.043827 |  | 0.1738 | 0.1917 | 0.262 | 0.2626
2014-05-29 | 23時 |  | 0 | 0 | 0 | 0 | [9 empty] | 0 | 0 | 0 | 0 | 0 | 0 | 0 | 0 | 0 | 0 | 0 | 0 | 0 | 0 | 0 | 0 | 0 | 0 | 0 | 0 | 0 | 0 | 0.047552 | 0.0067 | 0.01339 | 0.02009 | 0.02679 | 0.12467 | 0.18881 | 0.031848 |  | 0.1877 | 0.2176 | 0.2756 | 0.2763
2014-05-30 | 0時 |  | 0 | 0 | 0 | 0 | [9 empty] | 0 | 0 | 0 | 0 | 0 | 0 | 0 | 0 | 0 | 0 | 0.00081778 | 0 | 0 | 0 | 0 | 0 | 0 | 0 | 0 | 0 | 0 | 0 | 0.047552 | 0.00013 | 0.00025 | 0.00038 | 0.0005 | 0 | 0.078899 | 0.011656 |  | 0.1578 | 0.1578 | 0.1806 | 0.1812
2014-05-30 | 1時 |  | 0 | 0 | 0 | 0 | [9 empty] | 0 | 0 | 0 | 0 | 0 | 0 | 0 | 0 | 0 | 0 | 0 | 0 | 0 | 0 | 0 | 0 | 0 | 0 | 0 | 0 | 0 | 0 | 0.047552 | 0.00013 | 0.00025 | 0.00038 | 0.0005 | 0 | 0 | 0 |  | 0.0483 | 0.0483 | 0.0711 | 0.0717
2014-05-30 | 2時 |  | 0 | 0 | 0 | 0 | [9 empty] | 0 | 0 | 0 | 0 | 0 | 0 | 0 | 0 | 0 | 0 | 0 | 0 | 0 | 0 | 0 | 0 | 0 | 0 | 0 | 0 | 0 | 0 | 0.047552 | 0.00013 | 0.00025 | 0.00038 | 0.0005 | 0 | 0 | 0 |  | 0.056 | 0.0561 | 0.0788 | 0.0795
2014-05-30 | 3時 |  | 0 | 0 | 0 | 0 | [9 empty] | 0 | 0 | 0 | 0 | 0 | 0 | 0 | 0 | 0 | 0 | 0 | 0 | 0 | 0 | 0 | 0 | 0 | 0 | 0 | 0 | 0 | 0 | 0.047552 | 0.00013 | 0.00025 | 0.00038 | 0.0005 | 0 | 0 | 0 |  | 0.056 | 0.0561 | 0.0788 | 0.0795
2014-05-30 | 4時 |  | 0 | 0 | 0 | 0 | [9 empty] | 0 | 0 | 0 | 0 | 0 | 0 | 0 | 0 | 0 | 0 | 0 | 0 | 0 | 0 | 0 | 0 | 0 | 0 | 0 | 0 | 0 | 0 | 0.047552 | 0.00013 | 0.00025 | 0.00038 | 0.0005 | 0 | 0 | 0 |  | 0.0483 | 0.0483 | 0.0711 | 0.0717
2014-05-30 | 5時 |  | 5.6718 | 0 | 0 | 0 | [9 empty] | 0.33448 | 0 | 0 | 0 | 0 | 0 | 0 | 0 | 0 | 0 | 0 | 0 | 0 | 0 | 0 | 0 | 0 | 0 | 0 | 0 | 0 | 0 | 0.047552 | 0.00013 | 0.00025 | 0.00038 | 0.0005 | 0 | 0 | 0 |  | 0.056 | 0.0561 | 0.0788 | 0.0795
2014-05-30 | 6時 |  | 0.26929 | 0 | 0 | 0 | [9 empty] | 0.11 | 0 | 0 | 0 | 0 | 0 | 0 | 0 | 0 | 0 | 0 | 0 | 0 | 0 | 0 | 0 | 0 | 0 | 0 | 0 | 0 | 0 | 0.047552 | 0.00338 | 0.00675 | 0.01013 | 0.01351 | 0 | 0.024649 | 0.011815 |  | 0.1925 | 0.2611 | 0.3525 | 0.3531
2014-05-30 | 7時 |  | 0.019386 | 0 | 0 | 0 | [9 empty] | 0.10406 | 0 | 0 | 0 | 0 | 0 | 0 | 0 | 0 | 0 | 0 | 0 | 0 | 0 | 0 | 0 | 0 | 0 | 0 | 0 | 0 | 0 | 0.047552 | 0.00054 | 0.00108 | 0.00163 | 0.00217 | 0.13859 | 0.053895 | 0.036861 |  | 0.1524 | 0.248 | 0.3662 | 0.3669
2014-05-30 | 8時 |  | 0.0077502 | 0 | 0 | 0 | [9 empty] | 0.10318 | 0 | 0 | 0 | 0 | 0 | 0 | 0 | 0 | 0 | 0 | 0 | 0 | 0 | 0 | 0 | 0 | 0 | 0 | 0 | 0 | 0 | 0.047552 | 0.00054 | 0.00108 | 0.00163 | 0.00217 | 0.093503 | 0 | 0.035602 |  | 0.1091 | 0.1448 | 0.2032 | 0.2039
2014-05-30 | 9時 |  | 0 | 0 | 0 | 0 | [9 empty] | 0 | 0 | 0 | 0 | 0 | 0 | 0 | 0 | 0 | 0 | 0 | 0 | 0 | 0 | 0 | 0 | 0 | 0 | 0 | 0 | 0 | 0 | 0.047552 | 0.00013 | 0.00025 | 0.00038 | 0.0005 | 0.17838 | 0.10971 | 0.042749 |  | 0.3011 | 0.3368 | 0.3953 | 0.396
2014-05-30 | 10時 |  | 0 | 0 | 0 | 0 | [9 empty] | 0 | 0 | 0 | 0 | 0 | 0 | 0 | 0 | 0 | 0 | 0 | 0 | 0 | 0 | 0 | 0 | 0 | 0 | 0 | 0 | 0 | 0 | 0.047552 | 0.00033 | 0.00067 | 0.001 | 0.00133 | 0.093503 | 0 | 0.012523 |  | 0.0483 | 0.0483 | 0.0711 | 0.0717
2014-05-30 | 11時 |  | 0.0091502 | 0 | 0 | 0 | [9 empty] | 0.10055 | 0 | 0 | 0 | 0 | 0 | 0 | 0 | 0 | 0 | 0 | 0 | 0 | 0 | 0 | 0 | 0 | 0 | 0 | 0 | 0 | 0 | 0.047552 | 0.00013 | 0.00025 | 0.00038 | 0.0005 | 0 | 0 | 0.0052775 |  | 0.056 | 0.0561 | 0.0788 | 0.0795
2014-05-30 | 12時 |  | 0 | 0 | 0 | 0 | [9 empty] | 0 | 0 | 0 | 0 | 0 | 0 | 0 | 0 | 0 | 0 | 0 | 0 | 0 | 0 | 0 | 0 | 0 | 0 | 0 | 0 | 0 | 0 | 0.047552 | 0.00338 | 0.00675 | 0.01013 | 0.01351 | 0.05371 | 0 | 0.0052775 |  | 0.1983 | 0.2727 | 0.3698 | 0.3705
2014-05-30 | 13時 |  | 0 | 0 | 0 | 0 | [9 empty] | 0 | 0 | 0 | 0 | 0 | 0 | 0 | 0 | 0 | 0 | 0 | 0 | 0 | 0 | 0 | 0 | 0 | 0 | 0 | 0 | 0 | 0 | 0.047552 | 0.00033 | 0.00067 | 0.001 | 0.00133 | 0.11604 | 0 | 0 |  | 0.0483 | 0.0483 | 0.0711 | 0.0717
2014-05-30 | 14時 |  | 0 | 0 | 0 | 0 | [9 empty] | 0 | 0 | 0 | 0 | 0 | 0 | 0 | 0 | 0 | 0 | 0 | 0 | 0 | 0 | 0 | 0 | 0 | 0 | 0 | 0 | 0 | 0 | 0.047552 | 0.00013 | 0.00025 | 0.00038 | 0.0005 | 0.031168 | 0 | 0.017801 |  | 0.056 | 0.0561 | 0.0788 | 0.0795
2014-05-30 | 15時 |  | 0 | 0 | 0 | 0 | [9 empty] | 0 | 0 | 0 | 0 | 0 | 0 | 0 | 0 | 0 | 0 | 0 | 0 | 0 | 0 | 0 | 0 | 0 | 0 | 0 | 0 | 0 | 0 | 0.047552 | 0.00013 | 0.00025 | 0.00038 | 0.0005 | 0 | 0 | 0 |  | 0.056 | 0.0561 | 0.0788 | 0.0795
2014-05-30 | 16時 |  | 0 | 0 | 0 | 0 | [9 empty] | 0 | 0 | 0 | 0 | 0 | 0 | 0 | 0 | 0 | 0 | 0 | 0 | 0 | 0 | 0 | 0 | 0 | 0 | 0 | 0 | 0 | 0 | 0.047552 | 0.00033 | 0.00067 | 0.001 | 0.00133 | 0.062335 | 0 | 0.0052775 |  | 0.0483 | 0.0483 | 0.0711 | 0.0717
2014-05-30 | 17時 |  | 0 | 0 | 0.00091352 | 0 | [9 empty] | 0 | 0 | 0 | 0 | 0 | 0.1584 | 0 | 0 | 0 | 0 | 0 | 0 | 0 | 0 | 0 | 0 | 0 | 0 | 0 | 0 | 0 | 0 | 0.047552 | 0.00033 | 0.00067 | 0.001 | 0.00133 | 0.10536 | 0 | 0.0082775 |  | 0.1304 | 0.2048 | 0.3019 | 0.3026
2014-05-30 | 18時 |  | 0 | 0 | 0 | 0 | [9 empty] | 0 | 0 | 0 | 0 | 0 | 0 | 0 | 0 | 0 | 0 | 0 | 0 | 0 | 0 | 0 | 0 | 0 | 0 | 0 | 0 | 0 | 0 | 0.047552 | 0.00642 | 0.01284 | 0.01926 | 0.02568 | 0.12467 | 0 | 0.0082775 |  | 0.303 | 0.3387 | 0.3972 | 0.5469
2014-05-30 | 19時 |  | 0 | 0 | 0.0029252 | 0 | [9 empty] | 0 | 0 | 0 | 0 | 0 | 0.16034 | 0 | 0 | 0 | 0 | 0 | 0 | 0 | 0 | 0 | 0 | 0 | 0 | 0 | 0 | 0 | 0 | 0.047552 | 0.00642 | 0.01284 | 0.01926 | 0.02568 | 0.21072 | 0.10708 | 0.0082775 |  | 0.0991 | 0.1348 | 0.1932 | 0.1939
2014-05-30 | 20時 |  | 0.0032021 | 0 | 0.0067571 | 0 | [9 empty] | 0.10545 | 0 | 0 | 0 | 0 | 0.16131 | 0 | 0 | 0 | 0 | 0 | 0 | 0 | 0 | 0 | 0 | 0 | 0 | 0 | 0 | 0 | 0 | 0.047552 | 0.00033 | 0.00067 | 0.001 | 0.00133 | 0.14927 | 0.027125 | 0 |  | 0.0917 | 0.1275 | 0.2102 | 0.2109
2014-05-30 | 21時 |  | 0.0080517 | 0 | 0.0059 | 0 | [9 empty] | 0.10555 | 0 | 0 | 0 | 0 | 0.32256 | 0 | 0 | 0 | 0 | 0 | 0 | 0 | 0 | 0 | 0 | 0 | 0 | 0 | 0 | 0 | 0 | 0.047552 | 0.00033 | 0.00067 | 0.001 | 0.00133 | 0.14618 | 0.10814 | 0.031304 |  | 0.1216 | 0.1873 | 0.2837 | 0.2844
2014-05-30 | 22時 |  | 0.01075 | 0 | 0.0024645 | 0 | [9 empty] | 0.10575 | 0 | 0 | 0 | 0 | 0.16136 | 0 | 0 | 0 | 0 | 0 | 0 | 0 | 0 | 0 | 0 | 0 | 0 | 0 | 0 | 0 | 0 | 0.047552 | 0.00628 | 0.01256 | 0.01884 | 0.02512 | 0.12467 | 0.16133 | 0.043827 |  | 0.1738 | 0.1917 | 0.262 | 0.2626
2014-05-30 | 23時 |  | 0 | 0 | 0 | 0 | [9 empty] | 0 | 0 | 0 | 0 | 0 | 0 | 0 | 0 | 0 | 0 | 0 | 0 | 0 | 0 | 0 | 0 | 0 | 0 | 0 | 0 | 0 | 0 | 0.047552 | 0.0067 | 0.01339 | 0.02009 | 0.02679 | 0.12467 | 0.18881 | 0.031848 |  | 0.1877 | 0.2176 | 0.2756 | 0.2763
2014-05-31 | 0時 |  | 0 | 0 | 0 | 0 | [9 empty] | 0 | 0 | 0 | 0 | 0 | 0 | 0 | 0 | 0 | 0 | 0 | 0 | 0 | 0 | 0 | 0 | 0 | 0 | 0 | 0 | 0 | 0 | 0.047552 | 0.00013 | 0.00025 | 0.00038 | 0.0005 | 0 | 0.078899 | 0.011656 |  | 0.1578 | 0.1578 | 0.1806 | 0.1812
2014-05-31 | 1時 |  | 0 | 0 | 0 | 0 | [9 empty] | 0 | 0 | 0 | 0 | 0 | 0 | 0 | 0 | 0 | 0 | 0 | 0 | 0 | 0 | 0 | 0 | 0 | 0 | 0 | 0 | 0 | 0 | 0.047552 | 0.00013 | 0.00025 | 0.00038 | 0.0005 | 0 | 0 | 0 |  | 0.0483 | 0.0483 | 0.0711 | 0.0717
2014-05-31 | 2時 |  | 0 | 0 | 0 | 0 | [9 empty] | 0 | 0 | 0 | 0 | 0 | 0 | 0 | 0 | 0 | 0 | 0 | 0 | 0 | 0 | 0 | 0 | 0 | 0 | 0 | 0 | 0 | 0 | 0.047552 | 0.00013 | 0.00025 | 0.00038 | 0.0005 | 0 | 0 | 0 |  | 0.056 | 0.0561 | 0.0788 | 0.0795
2014-05-31 | 3時 |  | 0 | 0 | 0 | 0 | [9 empty] | 0 | 0 | 0 | 0 | 0 | 0 | 0 | 0 | 0 | 0 | 0 | 0 | 0 | 0 | 0 | 0 | 0 | 0 | 0 | 0 | 0 | 0 | 0.047552 | 0.00013 | 0.00025 | 0.00038 | 0.0005 | 0 | 0 | 0 |  | 0.056 | 0.0561 | 0.0788 | 0.0795
2014-05-31 | 4時 |  | 0 | 0 | 0 | 0 | [9 empty] | 0 | 0 | 0 | 0 | 0 | 0 | 0 | 0 | 0 | 0 | 0 | 0 | 0 | 0 | 0 | 0 | 0 | 0 | 0 | 0 | 0 | 0 | 0.047552 | 0.00013 | 0.00025 | 0.00038 | 0.0005 | 0 | 0 | 0 |  | 0.0483 | 0.0483 | 0.0711 | 0.0717
2014-05-31 | 5時 |  | 2.9806 | 0 | 0 | 0 | [9 empty] | 0.20566 | 0 | 0 | 0 | 0 | 0 | 0 | 0 | 0 | 0 | 0 | 0 | 0 | 0 | 0 | 0 | 0 | 0 | 0 | 0 | 0 | 0 | 0.047552 | 0.00013 | 0.00025 | 0.00038 | 0.0005 | 0 | 0 | 0 |  | 0.056 | 0.0561 | 0.0788 | 0.0795
2014-05-31 | 6時 |  | 0.010496 | 0 | 0 | 0 | [9 empty] | 0.10364 | 0 | 0 | 0 | 0 | 0 | 0 | 0 | 0 | 0 | 0 | 0 | 0 | 0 | 0 | 0 | 0 | 0 | 0 | 0 | 0 | 0 | 0.047552 | 0.00338 | 0.00675 | 0.01013 | 0.01351 | 0 | 0.024649 | 0.011815 |  | 0.1925 | 0.2611 | 0.3525 | 0.3531
2014-05-31 | 7時 |  | 0.0047785 | 0 | 0 | 0 | [9 empty] | 0.10177 | 0 | 0 | 0 | 0 | 0 | 0 | 0 | 0 | 0 | 0 | 0 | 0 | 0 | 0 | 0 | 0 | 0 | 0 | 0 | 0 | 0 | 0.047552 | 0.00054 | 0.00108 | 0.00163 | 0.00217 | 0.13859 | 0.053895 | 0.036861 |  | 0.1524 | 0.248 | 0.3662 | 0.3669
2014-05-31 | 8時 |  | 0 | 0 | 0 | 0 | [9 empty] | 0 | 0 | 0 | 0 | 0 | 0 | 0 | 0 | 0 | 0 | 0 | 0 | 0 | 0 | 0 | 0 | 0 | 0 | 0 | 0 | 0 | 0 | 0.047552 | 0.00054 | 0.00108 | 0.00163 | 0.00217 | 0.093503 | 0 | 0.035602 |  | 0.1091 | 0.1448 | 0.2032 | 0.2039
2014-05-31 | 9時 |  | 0 | 0 | 0 | 0 | [9 empty] | 0 | 0 | 0 | 0 | 0 | 0 | 0 | 0 | 0 | 0 | 0 | 0 | 0 | 0 | 0 | 0 | 0 | 0 | 0 | 0 | 0 | 0 | 0.047552 | 0.00013 | 0.00025 | 0.00038 | 0.0005 | 0.17838 | 0.10971 | 0.042749 |  | 0.3011 | 0.3368 | 0.3953 | 0.396
2014-05-31 | 10時 |  | 0 | 0 | 0 | 0 | [9 empty] | 0 | 0 | 0 | 0 | 0 | 0 | 0 | 0 | 0 | 0 | 0 | 0 | 0 | 0 | 0 | 0 | 0 | 0 | 0 | 0 | 0 | 0 | 0.047552 | 0.00033 | 0.00067 | 0.001 | 0.00133 | 0.093503 | 0 | 0.012523 |  | 0.0483 | 0.0483 | 0.0711 | 0.0717
2014-05-31 | 11時 |  | 0 | 0 | 0 | 0 | [9 empty] | 0 | 0 | 0 | 0 | 0 | 0 | 0 | 0 | 0 | 0 | 0.038016 | 0 | 0 | 0 | 0 | 0 | 0 | 0 | 0 | 0 | 0 | 0 | 0.047552 | 0.00013 | 0.00025 | 0.00038 | 0.0005 | 0 | 0 | 0.0052775 |  | 0.056 | 0.0561 | 0.0788 | 0.0795
2014-05-31 | 12時 |  | 0 | 0 | 0 | 0 | [9 empty] | 0 | 0 | 0 | 0 | 0 | 0 | 0 | 0 | 0 | 0 | 0.33598 | 0 | 0 | 0 | 0 | 0 | 0 | 0 | 0 | 0 | 0 | 0 | 0.047552 | 0.00338 | 0.00675 | 0.01013 | 0.01351 | 0.05371 | 0 | 0.0052775 |  | 0.1983 | 0.2727 | 0.3698 | 0.3705
2014-05-31 | 13時 |  | 0 | 0 | 0 | 0 | [9 empty] | 0 | 0 | 0 | 0 | 0 | 0 | 0 | 0 | 0 | 0 | 0.59541 | 0 | 0 | 0 | 0 | 0 | 0 | 0 | 0 | 0 | 0 | 0 | 0.047552 | 0.00033 | 0.00067 | 0.001 | 0.00133 | 0.11604 | 0 | 0 |  | 0.0483 | 0.0483 | 0.0711 | 0.0717
2014-05-31 | 14時 |  | 0 | 0 | 0 | 0 | [9 empty] | 0 | 0 | 0 | 0 | 0 | 0 | 0 | 0 | 0 | 0 | 1.007 | 0 | 0 | 0 | 0 | 0 | 0 | 0 | 0 | 0 | 0 | 0 | 0.047552 | 0.00013 | 0.00025 | 0.00038 | 0.0005 | 0.031168 | 0 | 0.017801 |  | 0.056 | 0.0561 | 0.0788 | 0.0795
2014-05-31 | 15時 |  | 0 | 0 | 0 | 0 | [9 empty] | 0 | 0 | 0 | 0 | 0 | 0 | 0 | 0 | 0 | 0 | 0.8136 | 0 | 0 | 0 | 0 | 0 | 0 | 0 | 0 | 0 | 0 | 0 | 0.047552 | 0.00013 | 0.00025 | 0.00038 | 0.0005 | 0 | 0 | 0 |  | 0.056 | 0.0561 | 0.0788 | 0.0795
2014-05-31 | 16時 |  | 0 | 0 | 0 | 0 | [9 empty] | 0 | 0 | 0 | 0 | 0 | 0 | 0 | 0 | 0 | 0 | 0.60974 | 0 | 0 | 0 | 0 | 0 | 0 | 0 | 0 | 0 | 0 | 0 | 0.047552 | 0.00033 | 0.00067 | 0.001 | 0.00133 | 0.062335 | 0 | 0.0052775 |  | 0.0483 | 0.0483 | 0.0711 | 0.0717
2014-05-31 | 17時 |  | 0 | 0 | 0 | 0 | [9 empty] | 0 | 0 | 0 | 0 | 0 | 0 | 0 | 0 | 0 | 0 | 0.40866 | 0 | 0 | 0 | 0 | 0 | 0 | 0 | 0 | 0 | 0 | 0 | 0.047552 | 0.00033 | 0.00067 | 0.001 | 0.00133 | 0.10536 | 0 | 0.0082775 |  | 0.1304 | 0.2048 | 0.3019 | 0.3026
2014-05-31 | 18時 |  | 0 | 0 | 0 | 0 | [9 empty] | 0 | 0 | 0 | 0 | 0 | 0 | 0 | 0 | 0 | 0 | 0.031261 | 0 | 0 | 0 | 0 | 0 | 0 | 0 | 0 | 0 | 0 | 0 | 0.047552 | 0.00642 | 0.01284 | 0.01926 | 0.02568 | 0.12467 | 0 | 0.0082775 |  | 0.303 | 0.3387 | 0.3972 | 0.5469
2014-05-31 | 19時 |  | 0 | 0 | 0 | 0 | [9 empty] | 0 | 0 | 0 | 0 | 0 | 0 | 0 | 0 | 0 | 0 | 0.029494 | 0 | 0 | 0 | 0 | 0 | 0 | 0 | 0 | 0 | 0 | 0 | 0.047552 | 0.00642 | 0.01284 | 0.01926 | 0.02568 | 0.21072 | 0.10708 | 0.0082775 |  | 0.0991 | 0.1348 | 0.1932 | 0.1939
2014-05-31 | 20時 |  | 0 | 0 | 0 | 0 | [9 empty] | 0 | 0 | 0 | 0 | 0 | 0 | 0 | 0 | 0 | 0 | 0.036054 | 0 | 0 | 0 | 0 | 0 | 0 | 0 | 0 | 0 | 0 | 0 | 0.047552 | 0.00033 | 0.00067 | 0.001 | 0.00133 | 0.14927 | 0.027125 | 0 |  | 0.0917 | 0.1275 | 0.2102 | 0.2109
2014-05-31 | 21時 |  | 0 | 0 | 0 | 0 | [9 empty] | 0 | 0 | 0 | 0 | 0 | 0 | 0 | 0 | 0 | 0 | 0.0040132 | 0 | 0 | 0 | 0 | 0 | 0 | 0 | 0 | 0 | 0 | 0 | 0.047552 | 0.00033 | 0.00067 | 0.001 | 0.00133 | 0.14618 | 0.10814 | 0.031304 |  | 0.1216 | 0.1873 | 0.2837 | 0.2844
2014-05-31 | 22時 |  | 0 | 0 | 0 | 0 | [9 empty] | 0 | 0 | 0 | 0 | 0 | 0 | 0 | 0 | 0 | 0 | 0 | 0 | 0 | 0 | 0 | 0 | 0 | 0 | 0 | 0 | 0 | 0 | 0.047552 | 0.00628 | 0.01256 | 0.01884 | 0.02512 | 0.12467 | 0.16133 | 0.043827 |  | 0.1738 | 0.1917 | 0.262 | 0.2626
2014-05-31 | 23時 |  | 0 | 0 | 0 | 0 | [9 empty] | 0 | 0 | 0 | 0 | 0 | 0 | 0 | 0 | 0 | 0 | 0 | 0 | 0 | 0 | 0 | 0 | 0 | 0 | 0 | 0 | 0 | 0 | 0.047552 | 0.0067 | 0.01339 | 0.02009 | 0.02679 | 0.12467 | 0.18881 | 0.031848 |  | 0.1877 | 0.2176 | 0.2756 | 0.2763
2014-06-01 | 0時 |  | 0 | 0 | 0 | 0 | [9 empty] | 0 | 0 | 0 | 0 | 0 | 0 | 0 | 0 | 0 | 0 | 0 | 0 | 0 | 0 | 0 | 0 | 0 | 0 | 0 | 0 | 0 | 0 | 0.047552 | 0.00013 | 0.00025 | 0.00038 | 0.0005 | 0 | 0.078899 | 0.011656 |  | 0.1578 | 0.1578 | 0.1806 | 0.1812
2014-06-01 | 1時 |  | 0 | 0 | 0 | 0 | [9 empty] | 0 | 0 | 0 | 0 | 0 | 0 | 0 | 0 | 0 | 0 | 0 | 0 | 0 | 0 | 0 | 0 | 0 | 0 | 0 | 0 | 0 | 0 | 0.047552 | 0.00013 | 0.00025 | 0.00038 | 0.0005 | 0 | 0 | 0 |  | 0.0483 | 0.0483 | 0.0711 | 0.0717
2014-06-01 | 2時 |  | 0 | 0 | 0 | 0 | [9 empty] | 0 | 0 | 0 | 0 | 0 | 0 | 0 | 0 | 0 | 0 | 0 | 0 | 0 | 0 | 0 | 0 | 0 | 0 | 0 | 0 | 0 | 0 | 0.047552 | 0.00013 | 0.00025 | 0.00038 | 0.0005 | 0 | 0 | 0 |  | 0.056 | 0.0561 | 0.0788 | 0.0795
2014-06-01 | 3時 |  | 0 | 0 | 0 | 0 | [9 empty] | 0 | 0 | 0 | 0 | 0 | 0 | 0 | 0 | 0 | 0 | 0 | 0 | 0 | 0 | 0 | 0 | 0 | 0 | 0 | 0 | 0 | 0 | 0.047552 | 0.00013 | 0.00025 | 0.00038 | 0.0005 | 0 | 0 | 0 |  | 0.056 | 0.0561 | 0.0788 | 0.0795
2014-06-01 | 4時 |  | 0 | 0 | 0 | 0 | [9 empty] | 0 | 0 | 0 | 0 | 0 | 0 | 0 | 0 | 0 | 0 | 0 | 0 | 0 | 0 | 0 | 0 | 0 | 0 | 0 | 0 | 0 | 0 | 0.047552 | 0.00013 | 0.00025 | 0.00038 | 0.0005 | 0 | 0 | 0 |  | 0.0483 | 0.0483 | 0.0711 | 0.0717
2014-06-01 | 5時 |  | 0 | 0 | 0 | 0 | [9 empty] | 0 | 0 | 0 | 0 | 0 | 0 | 0 | 0 | 0 | 0 | 0 | 0 | 0 | 0 | 0 | 0 | 0 | 0 | 0 | 0 | 0 | 0 | 0.047552 | 0.00013 | 0.00025 | 0.00038 | 0.0005 | 0 | 0 | 0 |  | 0.056 | 0.0561 | 0.0788 | 0.0795
2014-06-01 | 6時 |  | 0 | 0 | 0 | 0 | [9 empty] | 0 | 0 | 0 | 0 | 0 | 0 | 0 | 0 | 0 | 0 | 0 | 0 | 0 | 0 | 0 | 0 | 0 | 0 | 0 | 0 | 0 | 0 | 0.047552 | 0.00338 | 0.00675 | 0.01013 | 0.01351 | 0 | 0.024649 | 0.011815 |  | 0.1925 | 0.2611 | 0.3525 | 0.3531
2014-06-01 | 7時 |  | 0 | 0 | 0 | 0 | [9 empty] | 0 | 0 | 0 | 0 | 0 | 0 | 0 | 0 | 0 | 0 | 0 | 0 | 0 | 0 | 0 | 0 | 0 | 0 | 0 | 0 | 0 | 0 | 0.047552 | 0.00054 | 0.00108 | 0.00163 | 0.00217 | 0.13859 | 0.053895 | 0.036861 |  | 0.1524 | 0.248 | 0.3662 | 0.3669
2014-06-01 | 8時 |  | 0 | 0 | 0 | 0 | [9 empty] | 0 | 0 | 0 | 0 | 0 | 0 | 0 | 0 | 0 | 0 | 0 | 0 | 0 | 0 | 0 | 0 | 0 | 0 | 0 | 0 | 0 | 0 | 0.047552 | 0.00054 | 0.00108 | 0.00163 | 0.00217 | 0.093503 | 0 | 0.035602 |  | 0.1091 | 0.1448 | 0.2032 | 0.2039
2014-06-01 | 9時 |  | 0 | 0 | 0 | 0 | [9 empty] | 0 | 0 | 0 | 0 | 0 | 0 | 0 | 0 | 0 | 0 | 0.095541 | 0 | 0 | 0 | 0 | 0 | 0 | 0 | 0 | 0 | 0 | 0 | 0.047552 | 0.00013 | 0.00025 | 0.00038 | 0.0005 | 0.17838 | 0.10971 | 0.042749 |  | 0.3011 | 0.3368 | 0.3953 | 0.396
2014-06-01 | 10時 |  | 0 | 0 | 0 | 0 | [9 empty] | 0 | 0 | 0 | 0 | 0 | 0 | 0 | 0 | 0 | 0 | 0.30228 | 0 | 0 | 0 | 0 | 0 | 0 | 0 | 0 | 0 | 0 | 0 | 0.047552 | 0.00033 | 0.00067 | 0.001 | 0.00133 | 0.093503 | 0 | 0.012523 |  | 0.0483 | 0.0483 | 0.0711 | 0.0717
2014-06-01 | 11時 |  | 0 | 0 | 0 | 0 | [9 empty] | 0 | 0 | 0 | 0 | 0 | 0 | 0 | 0 | 0 | 0 | 0.79001 | 0 | 0 | 0 | 0 | 0 | 0 | 0 | 0 | 0 | 0 | 0 | 0.047552 | 0.00013 | 0.00025 | 0.00038 | 0.0005 | 0 | 0 | 0.0052775 |  | 0.056 | 0.0561 | 0.0788 | 0.0795
2014-06-01 | 12時 |  | 0 | 0 | 0 | 0 | [9 empty] | 0 | 0 | 0 | 0 | 0 | 0 | 0 | 0 | 0 | 0 | 1.5269 | 0 | 0 | 0 | 0 | 0 | 0 | 0 | 0 | 0 | 0 | 0 | 0.047552 | 0.00338 | 0.00675 | 0.01013 | 0.01351 | 0.05371 | 0 | 0.0052775 |  | 0.1983 | 0.2727 | 0.3698 | 0.3705
2014-06-01 | 13時 |  | 0 | 0 | 0 | 0 | [9 empty] | 0 | 0 | 0 | 0 | 0 | 0 | 0 | 0 | 0 | 0 | 2.0938 | 0 | 0 | 0 | 0 | 0 | 0 | 0 | 0 | 0 | 0 | 0 | 0.047552 | 0.00033 | 0.00067 | 0.001 | 0.00133 | 0.11604 | 0 | 0 |  | 0.0483 | 0.0483 | 0.0711 | 0.0717
2014-06-01 | 14時 |  | 0 | 0 | 0 | 0 | [9 empty] | 0 | 0 | 0 | 0 | 0 | 0 | 0 | 0 | 0 | 0 | 2.1614 | 0 | 0 | 0 | 0 | 0 | 0 | 0 | 0 | 0 | 0 | 0 | 0.047552 | 0.00013 | 0.00025 | 0.00038 | 0.0005 | 0.031168 | 0 | 0.017801 |  | 0.056 | 0.0561 | 0.0788 | 0.0795
2014-06-01 | 15時 |  | 0 | 0 | 0 | 0 | [9 empty] | 0 | 0 | 0 | 0 | 0 | 0 | 0 | 0 | 0 | 0 | 2.3024 | 0 | 0 | 0 | 0 | 0 | 0 | 0 | 0 | 0 | 0 | 0 | 0.047552 | 0.00013 | 0.00025 | 0.00038 | 0.0005 | 0 | 0 | 0 |  | 0.056 | 0.0561 | 0.0788 | 0.0795
2014-06-01 | 16時 |  | 0 | 0 | 0 | 0 | [9 empty] | 0 | 0 | 0 | 0 | 0 | 0 | 0 | 0 | 0 | 0 | 1.9509 | 0 | 0 | 0 | 0 | 0 | 0 | 0 | 0 | 0 | 0 | 0 | 0.047552 | 0.00033 | 0.00067 | 0.001 | 0.00133 | 0.062335 | 0 | 0.0052775 |  | 0.0483 | 0.0483 | 0.0711 | 0.0717
2014-06-01 | 17時 |  | 0 | 0 | 0 | 0 | [9 empty] | 0 | 0 | 0 | 0 | 0 | 0 | 0 | 0 | 0 | 0 | 1.8429 | 0 | 0 | 0 | 0 | 0 | 0 | 0 | 0 | 0 | 0 | 0 | 0.047552 | 0.00033 | 0.00067 | 0.001 | 0.00133 | 0.10536 | 0 | 0.0082775 |  | 0.1304 | 0.2048 | 0.3019 | 0.3026
2014-06-01 | 18時 |  | 0 | 0 | 0 | 0 | [9 empty] | 0 | 0 | 0 | 0 | 0 | 0 | 0 | 0 | 0 | 0 | 0.71127 | 0 | 0 | 0 | 0 | 0 | 0 | 0 | 0 | 0 | 0 | 0 | 0.047552 | 0.00642 | 0.01284 | 0.01926 | 0.02568 | 0.12467 | 0 | 0.0082775 |  | 0.303 | 0.3387 | 0.3972 | 0.5469
2014-06-01 | 19時 |  | 0 | 0 | 0 | 0 | [9 empty] | 0 | 0 | 0 | 0 | 0 | 0 | 0 | 0 | 0 | 0 | 0.40873 | 0 | 0 | 0 | 0 | 0 | 0 | 0 | 0 | 0 | 0 | 0 | 0.047552 | 0.00642 | 0.01284 | 0.01926 | 0.02568 | 0.21072 | 0.10708 | 0.0082775 |  | 0.0991 | 0.1348 | 0.1932 | 0.1939
2014-06-01 | 20時 |  | 0 | 0 | 0 | 0 | [9 empty] | 0 | 0 | 0 | 0 | 0 | 0 | 0 | 0 | 0 | 0 | 0.16561 | 0 | 0 | 0 | 0 | 0 | 0 | 0 | 0 | 0 | 0 | 0 | 0.047552 | 0.00033 | 0.00067 | 0.001 | 0.00133 | 0.14927 | 0.027125 | 0 |  | 0.0917 | 0.1275 | 0.2102 | 0.2109
2014-06-01 | 21時 |  | 0 | 0 | 0 | 0 | [9 empty] | 0 | 0 | 0 | 0 | 0 | 0 | 0 | 0 | 0 | 0 | 0.041499 | 0 | 0 | 0 | 0 | 0 | 0 | 0 | 0 | 0 | 0 | 0 | 0.047552 | 0.00033 | 0.00067 | 0.001 | 0.00133 | 0.14618 | 0.10814 | 0.031304 |  | 0.1216 | 0.1873 | 0.2837 | 0.2844
2014-06-01 | 22時 |  | 0 | 0 | 0 | 0 | [9 empty] | 0 | 0 | 0 | 0 | 0 | 0 | 0 | 0 | 0 | 0 | 0.00029616 | 0 | 0 | 0 | 0 | 0 | 0 | 0 | 0 | 0 | 0 | 0 | 0.047552 | 0.00628 | 0.01256 | 0.01884 | 0.02512 | 0.12467 | 0.16133 | 0.043827 |  | 0.1738 | 0.1917 | 0.262 | 0.2626
2014-06-01 | 23時 |  | 0 | 0 | 0 | 0 | [9 empty] | 0 | 0 | 0 | 0 | 0 | 0 | 0 | 0 | 0 | 0 | 0 | 0 | 0 | 0 | 0 | 0 | 0 | 0 | 0 | 0 | 0 | 0 | 0.047552 | 0.0067 | 0.01339 | 0.02009 | 0.02679 | 0.12467 | 0.18881 | 0.031848 |  | 0.1877 | 0.2176 | 0.2756 | 0.2763
2014-06-02 | 0時 |  | 0 | 0 | 0 | 0 | [9 empty] | 0 | 0 | 0 | 0 | 0 | 0 | 0 | 0 | 0 | 0 | 0 | 0 | 0 | 0 | 0 | 0 | 0 | 0 | 0 | 0 | 0 | 0 | 0.047552 | 0.00013 | 0.00025 | 0.00038 | 0.0005 | 0 | 0.078899 | 0.011656 |  | 0.1578 | 0.1578 | 0.1806 | 0.1812
2014-06-02 | 1時 |  | 0 | 0 | 0 | 0 | [9 empty] | 0 | 0 | 0 | 0 | 0 | 0 | 0 | 0 | 0 | 0 | 0 | 0 | 0 | 0 | 0 | 0 | 0 | 0 | 0 | 0 | 0 | 0 | 0.047552 | 0.00013 | 0.00025 | 0.00038 | 0.0005 | 0 | 0 | 0 |  | 0.0483 | 0.0483 | 0.0711 | 0.0717
2014-06-02 | 2時 |  | 0 | 0 | 0 | 0 | [9 empty] | 0 | 0 | 0 | 0 | 0 | 0 | 0 | 0 | 0 | 0 | 0 | 0 | 0 | 0 | 0 | 0 | 0 | 0 | 0 | 0 | 0 | 0 | 0.047552 | 0.00013 | 0.00025 | 0.00038 | 0.0005 | 0 | 0 | 0 |  | 0.056 | 0.0561 | 0.0788 | 0.0795
2014-06-02 | 3時 |  | 0 | 0 | 0 | 0 | [9 empty] | 0 | 0 | 0 | 0 | 0 | 0 | 0 | 0 | 0 | 0 | 0 | 0 | 0 | 0 | 0 | 0 | 0 | 0 | 0 | 0 | 0 | 0 | 0.047552 | 0.00013 | 0.00025 | 0.00038 | 0.0005 | 0 | 0 | 0 |  | 0.056 | 0.0561 | 0.0788 | 0.0795
2014-06-02 | 4時 |  | 0 | 0 | 0 | 0 | [9 empty] | 0 | 0 | 0 | 0 | 0 | 0 | 0 | 0 | 0 | 0 | 0 | 0 | 0 | 0 | 0 | 0 | 0 | 0 | 0 | 0 | 0 | 0 | 0.047552 | 0.00013 | 0.00025 | 0.00038 | 0.0005 | 0 | 0 | 0 |  | 0.0483 | 0.0483 | 0.0711 | 0.0717
2014-06-02 | 5時 |  | 0 | 0 | 0 | 0 | [9 empty] | 0 | 0 | 0 | 0 | 0 | 0 | 0 | 0 | 0 | 0 | 0 | 0 | 0 | 0 | 0 | 0 | 0 | 0 | 0 | 0 | 0 | 0 | 0.047552 | 0.00013 | 0.00025 | 0.00038 | 0.0005 | 0 | 0 | 0 |  | 0.056 | 0.0561 | 0.0788 | 0.0795
2014-06-02 | 6時 |  | 0 | 0 | 0 | 0 | [9 empty] | 0 | 0 | 0 | 0 | 0 | 0 | 0 | 0 | 0 | 0 | 0 | 0 | 0 | 0 | 0 | 0 | 0 | 0 | 0 | 0 | 0 | 0 | 0.047552 | 0.00338 | 0.00675 | 0.01013 | 0.01351 | 0 | 0.024649 | 0.011815 |  | 0.1925 | 0.2611 | 0.3525 | 0.3531
2014-06-02 | 7時 |  | 0 | 0 | 0 | 0 | [9 empty] | 0 | 0 | 0 | 0 | 0 | 0 | 0 | 0 | 0 | 0 | 0 | 0 | 0 | 0 | 0 | 0 | 0 | 0 | 0 | 0 | 0 | 0 | 0.047552 | 0.00054 | 0.00108 | 0.00163 | 0.00217 | 0.13859 | 0.053895 | 0.036861 |  | 0.1524 | 0.248 | 0.3662 | 0.3669
2014-06-02 | 8時 |  | 0 | 0 | 0 | 0 | [9 empty] | 0 | 0 | 0 | 0 | 0 | 0 | 0 | 0 | 0 | 0 | 0.0058328 | 0 | 0 | 0 | 0 | 0 | 0 | 0 | 0 | 0 | 0 | 0 | 0.047552 | 0.00054 | 0.00108 | 0.00163 | 0.00217 | 0.093503 | 0 | 0.035602 |  | 0.1091 | 0.1448 | 0.2032 | 0.2039
2014-06-02 | 9時 |  | 0 | 0 | 0 | 0 | [9 empty] | 0 | 0 | 0 | 0 | 0 | 0 | 0 | 0 | 0 | 0 | 0.31556 | 0 | 0 | 0 | 0 | 0 | 0 | 0 | 0 | 0 | 0 | 0 | 0.047552 | 0.00013 | 0.00025 | 0.00038 | 0.0005 | 0.17838 | 0.10971 | 0.042749 |  | 0.3011 | 0.3368 | 0.3953 | 0.396
2014-06-02 | 10時 |  | 0 | 0 | 0 | 0 | [9 empty] | 0 | 0 | 0 | 0 | 0 | 0 | 0 | 0 | 0 | 0 | 0.43032 | 0 | 0 | 0 | 0 | 0 | 0 | 0 | 0 | 0 | 0 | 0 | 0.047552 | 0.00033 | 0.00067 | 0.001 | 0.00133 | 0.093503 | 0 | 0.012523 |  | 0.0483 | 0.0483 | 0.0711 | 0.0717
2014-06-02 | 11時 |  | 0 | 0 | 0 | 0 | [9 empty] | 0 | 0 | 0 | 0 | 0 | 0 | 0 | 0 | 0 | 0 | 0.99055 | 0 | 0 | 0 | 0 | 0 | 0 | 0 | 0 | 0 | 0 | 0 | 0.047552 | 0.00013 | 0.00025 | 0.00038 | 0.0005 | 0 | 0 | 0.0052775 |  | 0.056 | 0.0561 | 0.0788 | 0.0795
2014-06-02 | 12時 |  | 0 | 0 | 0 | 0 | [9 empty] | 0 | 0 | 0 | 0 | 0 | 0 | 0 | 0 | 0 | 0 | 1.8302 | 0 | 0 | 0 | 0 | 0 | 0 | 0 | 0 | 0 | 0 | 0 | 0.047552 | 0.00338 | 0.00675 | 0.01013 | 0.01351 | 0.05371 | 0 | 0.0052775 |  | 0.1983 | 0.2727 | 0.3698 | 0.3705
2014-06-02 | 13時 |  | 0 | 0 | 0 | 0 | [9 empty] | 0 | 0 | 0 | 0 | 0 | 0 | 0 | 0 | 0 | 0 | 1.973 | 0 | 0 | 0 | 0 | 0 | 0 | 0 | 0 | 0 | 0 | 0 | 0.047552 | 0.00033 | 0.00067 | 0.001 | 0.00133 | 0.11604 | 0 | 0 |  | 0.0483 | 0.0483 | 0.0711 | 0.0717
2014-06-02 | 14時 |  | 0 | 0 | 0 | 0 | [9 empty] | 0 | 0 | 0 | 0 | 0 | 0 | 0 | 0 | 0 | 0 | 2.0527 | 0 | 0 | 0 | 0 | 0 | 0 | 0 | 0 | 0 | 0 | 0 | 0.047552 | 0.00013 | 0.00025 | 0.00038 | 0.0005 | 0.031168 | 0 | 0.017801 |  | 0.056 | 0.0561 | 0.0788 | 0.0795
2014-06-02 | 15時 |  | 0 | 0 | 0 | 0 | [9 empty] | 0 | 0 | 0 | 0 | 0 | 0 | 0 | 0 | 0 | 0 | 1.941 | 0 | 0 | 0 | 0 | 0 | 0 | 0 | 0 | 0 | 0 | 0 | 0.047552 | 0.00013 | 0.00025 | 0.00038 | 0.0005 | 0 | 0 | 0 |  | 0.056 | 0.0561 | 0.0788 | 0.0795
2014-06-02 | 16時 |  | 0 | 0 | 0 | 0 | [9 empty] | 0 | 0 | 0 | 0 | 0 | 0 | 0 | 0 | 0 | 0 | 1.8742 | 0 | 0 | 0 | 0 | 0 | 0 | 0 | 0 | 0 | 0 | 0 | 0.047552 | 0.00033 | 0.00067 | 0.001 | 0.00133 | 0.062335 | 0 | 0.0052775 |  | 0.0483 | 0.0483 | 0.0711 | 0.0717
2014-06-02 | 17時 |  | 0 | 0 | 0 | 0 | [9 empty] | 0 | 0 | 0 | 0 | 0 | 0 | 0 | 0 | 0 | 0 | 1.2037 | 0 | 0 | 0 | 0 | 0 | 0 | 0 | 0 | 0 | 0 | 0 | 0.047552 | 0.00033 | 0.00067 | 0.001 | 0.00133 | 0.10536 | 0 | 0.0082775 |  | 0.1304 | 0.2048 | 0.3019 | 0.3026
2014-06-02 | 18時 |  | 0 | 0 | 0 | 0 | [9 empty] | 0 | 0 | 0 | 0 | 0 | 0 | 0 | 0 | 0 | 0 | 0.53918 | 0 | 0 | 0 | 0 | 0 | 0 | 0 | 0 | 0 | 0 | 0 | 0.047552 | 0.00642 | 0.01284 | 0.01926 | 0.02568 | 0.12467 | 0 | 0.0082775 |  | 0.303 | 0.3387 | 0.3972 | 0.5469
2014-06-02 | 19時 |  | 0 | 0 | 0 | 0 | [9 empty] | 0 | 0 | 0 | 0 | 0 | 0 | 0 | 0 | 0 | 0 | 0.33693 | 0 | 0 | 0 | 0 | 0 | 0 | 0 | 0 | 0 | 0 | 0 | 0.047552 | 0.00642 | 0.01284 | 0.01926 | 0.02568 | 0.21072 | 0.10708 | 0.0082775 |  | 0.0991 | 0.1348 | 0.1932 | 0.1939
2014-06-02 | 20時 |  | 0 | 0 | 0 | 0 | [9 empty] | 0 | 0 | 0 | 0 | 0 | 0 | 0 | 0 | 0 | 0 | 0.20325 | 0 | 0 | 0 | 0 | 0 | 0 | 0 | 0 | 0 | 0 | 0 | 0.047552 | 0.00033 | 0.00067 | 0.001 | 0.00133 | 0.14927 | 0.027125 | 0 |  | 0.0917 | 0.1275 | 0.2102 | 0.2109
2014-06-02 | 21時 |  | 0 | 0 | 0 | 0 | [9 empty] | 0 | 0 | 0 | 0 | 0 | 0 | 0 | 0 | 0 | 0 | 0.061336 | 0 | 0 | 0 | 0 | 0 | 0 | 0 | 0 | 0 | 0 | 0 | 0.047552 | 0.00033 | 0.00067 | 0.001 | 0.00133 | 0.14618 | 0.10814 | 0.031304 |  | 0.1216 | 0.1873 | 0.2837 | 0.2844
2014-06-02 | 22時 |  | 0 | 0 | 0 | 0 | [9 empty] | 0 | 0 | 0 | 0 | 0 | 0 | 0 | 0 | 0 | 0 | 0.0033636 | 0 | 0 | 0 | 0 | 0 | 0 | 0 | 0 | 0 | 0 | 0 | 0.047552 | 0.00628 | 0.01256 | 0.01884 | 0.02512 | 0.12467 | 0.16133 | 0.043827 |  | 0.1738 | 0.1917 | 0.262 | 0.2626
2014-06-02 | 23時 |  | 0 | 0 | 0 | 0 | [9 empty] | 0 | 0 | 0 | 0 | 0 | 0 | 0 | 0 | 0 | 0 | 0 | 0 | 0 | 0 | 0 | 0 | 0 | 0 | 0 | 0 | 0 | 0 | 0.047552 | 0.0067 | 0.01339 | 0.02009 | 0.02679 | 0.12467 | 0.18881 | 0.031848 |  | 0.1877 | 0.2176 | 0.2756 | 0.2763
2014-06-03 | 0時 |  | 0 | 0 | 0 | 0 | [9 empty] | 0 | 0 | 0 | 0 | 0 | 0 | 0 | 0 | 0 | 0 | 0 | 0 | 0 | 0 | 0 | 0 | 0 | 0 | 0 | 0 | 0 | 0 | 0.047552 | 0.00013 | 0.00025 | 0.00038 | 0.0005 | 0 | 0 | 0 |  | 0.1578 | 0.1578 | 0.1806 | 0.1812
2014-06-03 | 1時 |  | 0 | 0 | 0 | 0 | [9 empty] | 0 | 0 | 0 | 0 | 0 | 0 | 0 | 0 | 0 | 0 | 0 | 0 | 0 | 0 | 0 | 0 | 0 | 0 | 0 | 0 | 0 | 0 | 0.047552 | 0.00013 | 0.00025 | 0.00038 | 0.0005 | 0 | 0 | 0 |  | 0.0483 | 0.0483 | 0.0711 | 0.0717
2014-06-03 | 2時 |  | 0 | 0 | 0 | 0 | [9 empty] | 0 | 0 | 0 | 0 | 0 | 0 | 0 | 0 | 0 | 0 | 0 | 0 | 0 | 0 | 0 | 0 | 0 | 0 | 0 | 0 | 0 | 0 | 0.047552 | 0.00013 | 0.00025 | 0.00038 | 0.0005 | 0 | 0 | 0 |  | 0.056 | 0.0561 | 0.0788 | 0.0795
2014-06-03 | 3時 |  | 0 | 0 | 0 | 0 | [9 empty] | 0 | 0 | 0 | 0 | 0 | 0 | 0 | 0 | 0 | 0 | 0 | 0 | 0 | 0 | 0 | 0 | 0 | 0 | 0 | 0 | 0 | 0 | 0.047552 | 0.00013 | 0.00025 | 0.00038 | 0.0005 | 0 | 0 | 0 |  | 0.056 | 0.0561 | 0.0788 | 0.0795
2014-06-03 | 4時 |  | 0 | 0 | 0 | 0 | [9 empty] | 0 | 0 | 0 | 0 | 0 | 0 | 0 | 0 | 0 | 0 | 0 | 0 | 0 | 0 | 0 | 0 | 0 | 0 | 0 | 0 | 0 | 0 | 0.047552 | 0.00013 | 0.00025 | 0.00038 | 0.0005 | 0 | 0 | 0 |  | 0.0483 | 0.0483 | 0.0711 | 0.0717
2014-06-03 | 5時 |  | 0 | 0 | 0 | 0 | [9 empty] | 0 | 0 | 0 | 0 | 0 | 0 | 0 | 0 | 0 | 0 | 0 | 0 | 0 | 0 | 0 | 0 | 0 | 0 | 0 | 0 | 0 | 0 | 0.047552 | 0.00013 | 0.00025 | 0.00038 | 0.0005 | 0 | 0 | 0 |  | 0.056 | 0.0561 | 0.0788 | 0.0795
2014-06-03 | 6時 |  | 0 | 0 | 0 | 0 | [9 empty] | 0 | 0 | 0 | 0 | 0 | 0 | 0 | 0 | 0 | 0 | 0 | 0 | 0 | 0 | 0 | 0 | 0 | 0 | 0 | 0 | 0 | 0 | 0.047552 | 0.00013 | 0.00025 | 0.00038 | 0.0005 | 0 | 0 | 0 |  | 0.056 | 0.0561 | 0.0788 | 0.0795
2014-06-03 | 7時 |  | 0 | 0 | 0 | 0 | [9 empty] | 0 | 0 | 0 | 0 | 0 | 0 | 0 | 0 | 0 | 0 | 0 | 0 | 0 | 0 | 0 | 0 | 0 | 0 | 0 | 0 | 0 | 0 | 0.047552 | 0.00054 | 0.00108 | 0.00163 | 0.00217 | 0 | 0.024649 | 0.022689 |  | 0.1168 | 0.1854 | 0.2767 | 0.2774
2014-06-03 | 8時 |  | 0 | 0 | 0 | 0 | [9 empty] | 0 | 0 | 0 | 0 | 0 | 0 | 0 | 0 | 0 | 0 | 0 | 0 | 0 | 0 | 0 | 0 | 0 | 0 | 0 | 0 | 0 | 0 | 0.047552 | 0.00379 | 0.00759 | 0.01138 | 0.01518 | 0.084877 | 0.078545 | 0.064582 |  | 0.2156 | 0.2812 | 0.3696 | 0.3702
2014-06-03 | 9時 |  | 0 | 0 | 0 | 0 | [9 empty] | 0 | 0 | 0 | 0 | 0 | 0 | 0 | 0 | 0 | 0 | 0.035625 | 0 | 0 | 0 | 0 | 0 | 0 | 0 | 0 | 0 | 0 | 0 | 0.047552 | 0.00033 | 0.00067 | 0.001 | 0.00133 | 0.23209 | 0.16325 | 0.052059 |  | 0.2163 | 0.252 | 0.3265 | 0.3272
2014-06-03 | 10時 |  | 0 | 0 | 0 | 0 | [9 empty] | 0 | 0 | 0 | 0 | 0 | 0 | 0 | 0 | 0 | 0 | 0.74408 | 0 | 0 | 0 | 0 | 0 | 0 | 0 | 0 | 0 | 0 | 0 | 0.047552 | 0.00054 | 0.00108 | 0.00163 | 0.00217 | 0.12467 | 0.21558 | 0.037471 |  | 0.1917 | 0.2274 | 0.3128 | 0.3134
2014-06-03 | 11時 |  | 0 | 0 | 0 | 0 | [9 empty] | 0 | 0 | 0 | 0 | 0 | 0 | 0 | 0 | 0 | 0 | 1.2404 | 0 | 0 | 0 | 0 | 0 | 0 | 0 | 0 | 0 | 0 | 0 | 0.047552 | 0.00033 | 0.00067 | 0.001 | 0.00133 | 0.12467 | 0.21558 | 0 |  | 0.1994 | 0.2352 | 0.315 | 0.3157
2014-06-03 | 12時 |  | 0 | 0 | 0 | 0 | [9 empty] | 0 | 0 | 0 | 0 | 0 | 0 | 0 | 0 | 0 | 0 | 1.6584 | 0 | 0 | 0 | 0 | 0 | 0 | 0 | 0 | 0 | 0 | 0 | 0.047552 | 0.00338 | 0.00675 | 0.01013 | 0.01351 | 0.14721 | 0.13456 | 0.018352 |  | 0.1983 | 0.2727 | 0.3698 | 0.3705
2014-06-03 | 13時 |  | 0 | 0 | 0 | 0 | [9 empty] | 0 | 0 | 0 | 0 | 0 | 0 | 0 | 0 | 0 | 0 | 1.712 | 0 | 0 | 0 | 0 | 0 | 0 | 0 | 0 | 0 | 0 | 0 | 0.047552 | 0.00033 | 0.00067 | 0.001 | 0.00133 | 0.13756 | 0.026771 | 0.023629 |  | 0.0483 | 0.0483 | 0.0711 | 0.0717
2014-06-03 | 14時 |  | 0 | 0 | 0 | 0 | [9 empty] | 0 | 0 | 0 | 0 | 0 | 0 | 0 | 0 | 0 | 0 | 1.7365 | 0 | 0 | 0 | 0 | 0 | 0 | 0 | 0 | 0 | 0 | 0 | 0.047552 | 0.00013 | 0.00025 | 0.00038 | 0.0005 | 0 | 0 | 0 |  | 0.056 | 0.0561 | 0.0788 | 0.0795
2014-06-03 | 15時 |  | 0 | 0 | 0 | 0 | [9 empty] | 0 | 0 | 0 | 0 | 0 | 0 | 0 | 0 | 0 | 0 | 1.6574 | 0 | 0 | 0 | 0 | 0 | 0 | 0 | 0 | 0 | 0 | 0 | 0.047552 | 0.00013 | 0.00025 | 0.00038 | 0.0005 | 0 | 0 | 0 |  | 0.056 | 0.0561 | 0.0788 | 0.0795
2014-06-03 | 16時 |  | 0 | 0 | 0 | 0 | [9 empty] | 0 | 0 | 0 | 0 | 0 | 0 | 0 | 0 | 0 | 0 | 1.6675 | 0 | 0 | 0 | 0 | 0 | 0 | 0 | 0 | 0 | 0 | 0 | 0.047552 | 0.00054 | 0.00108 | 0.00163 | 0.00217 | 0.062335 | 0.054249 | 0.024058 |  | 0.2095 | 0.275 | 0.3956 | 0.5453
2014-06-03 | 17時 |  | 0 | 0 | 0 | 0 | [9 empty] | 0 | 0 | 0 | 0 | 0 | 0 | 0 | 0 | 0 | 0 | 1.0282 | 0 | 0 | 0 | 0 | 0 | 0 | 0 | 0 | 0 | 0 | 0 | 0.047552 | 0.00642 | 0.01284 | 0.01926 | 0.02568 | 0.12467 | 0.1085 | 0.026923 |  | 0.2423 | 0.2781 | 0.3689 | 0.5187
2014-06-03 | 18時 |  | 0 | 0 | 0 | 0 | [9 empty] | 0 | 0 | 0 | 0 | 0 | 0 | 0 | 0 | 0 | 0 | 0.54442 | 0 | 0 | 0 | 0 | 0 | 0 | 0 | 0 | 0 | 0 | 0 | 0.047552 | 0.00642 | 0.01284 | 0.01926 | 0.02568 | 0.21072 | 0.1085 | 0 |  | 0.1819 | 0.2177 | 0.2978 | 0.4476
2014-06-03 | 19時 |  | 0 | 0 | 0 | 0 | [9 empty] | 0 | 0 | 0 | 0 | 0 | 0 | 0 | 0 | 0 | 0 | 0.37108 | 0 | 0 | 0 | 0 | 0 | 0 | 0 | 0 | 0 | 0 | 0 | 0.047552 | 0.00013 | 0.00025 | 0.00038 | 0.0005 | 0.12879 | 0 | 0.006537 |  | 0.0998 | 0.1355 | 0.2049 | 0.2056
2014-06-03 | 20時 |  | 0 | 0 | 0 | 0 | [9 empty] | 0 | 0 | 0 | 0 | 0 | 0 | 0 | 0 | 0 | 0 | 0.2465 | 0 | 0 | 0 | 0 | 0 | 0 | 0 | 0 | 0 | 0 | 0 | 0.047552 | 0.00033 | 0.00067 | 0.001 | 0.00133 | 0.16769 | 0.10779 | 0.006537 |  | 0.0917 | 0.1275 | 0.2183 | 0.219
2014-06-03 | 21時 |  | 0 | 0 | 0 | 0 | [9 empty] | 0 | 0 | 0 | 0 | 0 | 0 | 0 | 0 | 0 | 0 | 0.13594 | 0 | 0 | 0 | 0 | 0 | 0 | 0 | 0 | 0 | 0 | 0 | 0.047552 | 0.00628 | 0.01256 | 0.01884 | 0.02512 | 0.12467 | 0.18846 | 0.012659 |  | 0.1755 | 0.2411 | 0.3458 | 0.3465
2014-06-03 | 22時 |  | 0 | 0 | 0 | 0 | [9 empty] | 0 | 0 | 0 | 0 | 0 | 0 | 0 | 0 | 0 | 0 | 0.013159 | 0 | 0 | 0 | 0 | 0 | 0 | 0 | 0 | 0 | 0 | 0 | 0.047552 | 0.00649 | 0.01298 | 0.01947 | 0.02595 | 0.12467 | 0.16133 | 0.043827 |  | 0.1139 | 0.1795 | 0.3002 | 0.3009
2014-06-03 | 23時 |  | 0 | 0 | 0 | 0 | [9 empty] | 0 | 0 | 0 | 0 | 0 | 0 | 0 | 0 | 0 | 0 | 0 | 0 | 0 | 0 | 0 | 0 | 0 | 0 | 0 | 0 | 0 | 0 | 0.047552 | 0.00331 | 0.00661 | 0.00992 | 0.01323 | 0.062335 | 0.15709 | 0.04296 |  | 0.1578 | 0.1578 | 0.1806 | 0.1812
2014-06-04 | 0時 |  | 0 | 0 | 0 | 0 | [9 empty] | 0 | 0 | 0 | 0 | 0 | 0 | 0 | 0 | 0 | 0 | 0 | 0 | 0 | 0 | 0 | 0 | 0 | 0 | 0 | 0 | 0 | 0 | 0.047552 | 0.00013 | 0.00025 | 0.00038 | 0.0005 | 0 | 0 | 0 |  | 0.1578 | 0.1578 | 0.1806 | 0.1812
2014-06-04 | 1時 |  | 0 | 0 | 0 | 0 | [9 empty] | 0 | 0 | 0 | 0 | 0 | 0 | 0 | 0 | 0 | 0 | 0 | 0 | 0 | 0 | 0 | 0 | 0 | 0 | 0 | 0 | 0 | 0 | 0.047552 | 0.00013 | 0.00025 | 0.00038 | 0.0005 | 0 | 0 | 0 |  | 0.0483 | 0.0483 | 0.0711 | 0.0717
2014-06-04 | 2時 |  | 0 | 0 | 0 | 0 | [9 empty] | 0 | 0 | 0 | 0 | 0 | 0 | 0 | 0 | 0 | 0 | 0 | 0 | 0 | 0 | 0 | 0 | 0 | 0 | 0 | 0 | 0 | 0 | 0.047552 | 0.00013 | 0.00025 | 0.00038 | 0.0005 | 0 | 0 | 0 |  | 0.056 | 0.0561 | 0.0788 | 0.0795
2014-06-04 | 3時 |  | 0 | 0 | 0 | 0 | [9 empty] | 0 | 0 | 0 | 0 | 0 | 0 | 0 | 0 | 0 | 0 | 0 | 0 | 0 | 0 | 0 | 0 | 0 | 0 | 0 | 0 | 0 | 0 | 0.047552 | 0.00013 | 0.00025 | 0.00038 | 0.0005 | 0 | 0 | 0 |  | 0.056 | 0.0561 | 0.0788 | 0.0795
2014-06-04 | 4時 |  | 0 | 0 | 0 | 0 | [9 empty] | 0 | 0 | 0 | 0 | 0 | 0 | 0 | 0 | 0 | 0 | 0 | 0 | 0 | 0 | 0 | 0 | 0 | 0 | 0 | 0 | 0 | 0 | 0.047552 | 0.00013 | 0.00025 | 0.00038 | 0.0005 | 0 | 0 | 0 |  | 0.0483 | 0.0483 | 0.0711 | 0.0717
2014-06-04 | 5時 |  | 0 | 0 | 0 | 0 | [9 empty] | 0 | 0 | 0 | 0 | 0 | 0 | 0 | 0 | 0 | 0 | 0 | 0 | 0 | 0 | 0 | 0 | 0 | 0 | 0 | 0 | 0 | 0 | 0.047552 | 0.00013 | 0.00025 | 0.00038 | 0.0005 | 0 | 0 | 0 |  | 0.056 | 0.0561 | 0.0788 | 0.0795
2014-06-04 | 6時 |  | 0 | 0 | 0 | 0 | [9 empty] | 0 | 0 | 0 | 0 | 0 | 0 | 0 | 0 | 0 | 0 | 0 | 0 | 0 | 0 | 0 | 0 | 0 | 0 | 0 | 0 | 0 | 0 | 0.047552 | 0.00013 | 0.00025 | 0.00038 | 0.0005 | 0 | 0 | 0 |  | 0.056 | 0.0561 | 0.0788 | 0.0795
2014-06-04 | 7時 |  | 0 | 0 | 0 | 0 | [9 empty] | 0 | 0 | 0 | 0 | 0 | 0 | 0 | 0 | 0 | 0 | 0 | 0 | 0 | 0 | 0 | 0 | 0 | 0 | 0 | 0 | 0 | 0 | 0.047552 | 0.00054 | 0.00108 | 0.00163 | 0.00217 | 0 | 0.024649 | 0.022689 |  | 0.1168 | 0.1854 | 0.2767 | 0.2774
2014-06-04 | 8時 |  | 0 | 0 | 0 | 0 | [9 empty] | 0 | 0 | 0 | 0 | 0 | 0 | 0 | 0 | 0 | 0 | 0.0079795 | 0 | 0 | 0 | 0 | 0 | 0 | 0 | 0 | 0 | 0 | 0 | 0.047552 | 0.00379 | 0.00759 | 0.01138 | 0.01518 | 0.084877 | 0.078545 | 0.064582 |  | 0.2156 | 0.2812 | 0.3696 | 0.3702
2014-06-04 | 9時 |  | 0 | 0 | 0 | 0 | [9 empty] | 0 | 0 | 0 | 0 | 0 | 0 | 0 | 0 | 0 | 0 | 0.77435 | 0 | 0 | 0 | 0 | 0 | 0 | 0 | 0 | 0 | 0 | 0 | 0.047552 | 0.00033 | 0.00067 | 0.001 | 0.00133 | 0.23209 | 0.16325 | 0.052059 |  | 0.2163 | 0.252 | 0.3265 | 0.3272
2014-06-04 | 10時 |  | 0 | 0 | 0 | 0 | [9 empty] | 0 | 0 | 0 | 0 | 0 | 0 | 0 | 0 | 0 | 0 | 1.4361 | 0 | 0 | 0 | 0 | 0 | 0 | 0 | 0 | 0 | 0 | 0 | 0.047552 | 0.00054 | 0.00108 | 0.00163 | 0.00217 | 0.12467 | 0.21558 | 0.037471 |  | 0.1917 | 0.2274 | 0.3128 | 0.3134
2014-06-04 | 11時 |  | 0 | 0 | 0 | 0 | [9 empty] | 0 | 0 | 0 | 0 | 0 | 0 | 0 | 0 | 0 | 0 | 1.682 | 0 | 0 | 0 | 0 | 0 | 0 | 0 | 0 | 0 | 0 | 0 | 0.047552 | 0.00033 | 0.00067 | 0.001 | 0.00133 | 0.12467 | 0.21558 | 0 |  | 0.1994 | 0.2352 | 0.315 | 0.3157
2014-06-04 | 12時 |  | 0 | 0 | 0 | 0 | [9 empty] | 0 | 0 | 0 | 0 | 0 | 0 | 0 | 0 | 0 | 0 | 1.7661 | 0 | 0 | 0 | 0 | 0 | 0 | 0 | 0 | 0 | 0 | 0 | 0.047552 | 0.00338 | 0.00675 | 0.01013 | 0.01351 | 0.14721 | 0.13456 | 0.018352 |  | 0.1983 | 0.2727 | 0.3698 | 0.3705
2014-06-04 | 13時 |  | 0 | 0 | 0 | 0 | [9 empty] | 0 | 0 | 0 | 0 | 0 | 0 | 0 | 0 | 0 | 0 | 1.7942 | 0 | 0 | 0 | 0 | 0 | 0 | 0 | 0 | 0 | 0 | 0 | 0.047552 | 0.00033 | 0.00067 | 0.001 | 0.00133 | 0.13756 | 0.026771 | 0.023629 |  | 0.0483 | 0.0483 | 0.0711 | 0.0717
2014-06-04 | 14時 |  | 0 | 0 | 0 | 0 | [9 empty] | 0 | 0 | 0 | 0 | 0 | 0 | 0 | 0 | 0 | 0 | 1.6494 | 0 | 0 | 0 | 0 | 0 | 0 | 0 | 0 | 0 | 0 | 0 | 0.047552 | 0.00013 | 0.00025 | 0.00038 | 0.0005 | 0 | 0 | 0 |  | 0.056 | 0.0561 | 0.0788 | 0.0795
2014-06-04 | 15時 |  | 0 | 0 | 0 | 0 | [9 empty] | 0 | 0 | 0 | 0 | 0 | 0 | 0 | 0 | 0 | 0 | 1.7151 | 0 | 0 | 0 | 0 | 0 | 0 | 0 | 0 | 0 | 0 | 0 | 0.047552 | 0.00013 | 0.00025 | 0.00038 | 0.0005 | 0 | 0 | 0 |  | 0.056 | 0.0561 | 0.0788 | 0.0795
2014-06-04 | 16時 |  | 0 | 0 | 0 | 0 | [9 empty] | 0 | 0 | 0 | 0 | 0 | 0 | 0 | 0 | 0 | 0 | 1.5721 | 0 | 0 | 0 | 0 | 0 | 0 | 0 | 0 | 0 | 0 | 0 | 0.047552 | 0.00054 | 0.00108 | 0.00163 | 0.00217 | 0.062335 | 0.054249 | 0.024058 |  | 0.2095 | 0.275 | 0.3956 | 0.5453
2014-06-04 | 17時 |  | 0 | 0 | 0 | 0 | [9 empty] | 0 | 0 | 0 | 0 | 0 | 0 | 0 | 0 | 0 | 0 | 1.0952 | 0 | 0 | 0 | 0 | 0 | 0 | 0 | 0 | 0 | 0 | 0 | 0.047552 | 0.00642 | 0.01284 | 0.01926 | 0.02568 | 0.12467 | 0.1085 | 0.026923 |  | 0.2423 | 0.2781 | 0.3689 | 0.5187
2014-06-04 | 18時 |  | 0 | 0 | 0 | 0 | [9 empty] | 0 | 0 | 0 | 0 | 0 | 0 | 0 | 0 | 0 | 0 | 0.63818 | 0 | 0 | 0 | 0 | 0 | 0 | 0 | 0 | 0 | 0 | 0 | 0.047552 | 0.00642 | 0.01284 | 0.01926 | 0.02568 | 0.21072 | 0.1085 | 0 |  | 0.1819 | 0.2177 | 0.2978 | 0.4476
2014-06-04 | 19時 |  | 0 | 0 | 0 | 0 | [9 empty] | 0 | 0 | 0 | 0 | 0 | 0 | 0 | 0 | 0 | 0 | 0.46444 | 0 | 0 | 0 | 0 | 0 | 0 | 0 | 0 | 0 | 0 | 0 | 0.047552 | 0.00013 | 0.00025 | 0.00038 | 0.0005 | 0.12879 | 0 | 0.006537 |  | 0.0998 | 0.1355 | 0.2049 | 0.2056
2014-06-04 | 20時 |  | 0 | 0 | 0 | 0 | [9 empty] | 0 | 0 | 0 | 0 | 0 | 0 | 0 | 0 | 0 | 0 | 0.23562 | 0 | 0 | 0 | 0 | 0 | 0 | 0 | 0 | 0 | 0 | 0 | 0.047552 | 0.00033 | 0.00067 | 0.001 | 0.00133 | 0.16769 | 0.10779 | 0.006537 |  | 0.0917 | 0.1275 | 0.2183 | 0.219
2014-06-04 | 21時 |  | 0 | 0 | 0 | 0 | [9 empty] | 0 | 0 | 0 | 0 | 0 | 0 | 0 | 0 | 0 | 0 | 0.10556 | 0 | 0 | 0 | 0 | 0 | 0 | 0 | 0 | 0 | 0 | 0 | 0.047552 | 0.00628 | 0.01256 | 0.01884 | 0.02512 | 0.12467 | 0.18846 | 0.012659 |  | 0.1755 | 0.2411 | 0.3458 | 0.3465
2014-06-04 | 22時 |  | 0 | 0 | 0 | 0 | [9 empty] | 0 | 0 | 0 | 0 | 0 | 0 | 0 | 0 | 0 | 0 | 0.0092298 | 0 | 0 | 0 | 0 | 0 | 0 | 0 | 0 | 0 | 0 | 0 | 0.047552 | 0.00649 | 0.01298 | 0.01947 | 0.02595 | 0.12467 | 0.16133 | 0.043827 |  | 0.1139 | 0.1795 | 0.3002 | 0.3009
2014-06-04 | 23時 |  | 0 | 0 | 0 | 0 | [9 empty] | 0 | 0 | 0 | 0 | 0 | 0 | 0 | 0 | 0 | 0 | 0 | 0 | 0 | 0 | 0 | 0 | 0 | 0 | 0 | 0 | 0 | 0 | 0.047552 | 0.00331 | 0.00661 | 0.00992 | 0.01323 | 0.062335 | 0.15709 | 0.04296 |  | 0.1578 | 0.1578 | 0.1806 | 0.1812
2014-06-05 | 0時 |  | 0 | 0 | 0 | 0 | [9 empty] | 0 | 0 | 0 | 0 | 0 | 0 | 0 | 0 | 0 | 0 | 0 | 0 | 0 | 0 | 0 | 0 | 0 | 0 | 0 | 0 | 0 | 0 | 0.047552 | 0.00013 | 0.00025 | 0.00038 | 0.0005 | 0 | 0.078899 | 0.011656 |  | 0.1578 | 0.1578 | 0.1806 | 0.1812
2014-06-05 | 1時 |  | 0 | 0 | 0 | 0 | [9 empty] | 0 | 0 | 0 | 0 | 0 | 0 | 0 | 0 | 0 | 0 | 0 | 0 | 0 | 0 | 0 | 0 | 0 | 0 | 0 | 0 | 0 | 0 | 0.047552 | 0.00013 | 0.00025 | 0.00038 | 0.0005 | 0 | 0 | 0 |  | 0.0483 | 0.0483 | 0.0711 | 0.0717
2014-06-05 | 2時 |  | 0 | 0 | 0 | 0 | [9 empty] | 0 | 0 | 0 | 0 | 0 | 0 | 0 | 0 | 0 | 0 | 0 | 0 | 0 | 0 | 0 | 0 | 0 | 0 | 0 | 0 | 0 | 0 | 0.047552 | 0.00013 | 0.00025 | 0.00038 | 0.0005 | 0 | 0 | 0 |  | 0.056 | 0.0561 | 0.0788 | 0.0795
2014-06-05 | 3時 |  | 0 | 0 | 0 | 0 | [9 empty] | 0 | 0 | 0 | 0 | 0 | 0 | 0 | 0 | 0 | 0 | 0 | 0 | 0 | 0 | 0 | 0 | 0 | 0 | 0 | 0 | 0 | 0 | 0.047552 | 0.00013 | 0.00025 | 0.00038 | 0.0005 | 0 | 0 | 0 |  | 0.056 | 0.0561 | 0.0788 | 0.0795
2014-06-05 | 4時 |  | 0 | 0 | 0 | 0 | [9 empty] | 0 | 0 | 0 | 0 | 0 | 0 | 0 | 0 | 0 | 0 | 0 | 0 | 0 | 0 | 0 | 0 | 0 | 0 | 0 | 0 | 0 | 0 | 0.047552 | 0.00013 | 0.00025 | 0.00038 | 0.0005 | 0 | 0 | 0 |  | 0.0483 | 0.0483 | 0.0711 | 0.0717
2014-06-05 | 5時 |  | 0 | 0 | 0 | 0 | [9 empty] | 0 | 0 | 0 | 0 | 0 | 0 | 0 | 0 | 0 | 0 | 0 | 0 | 0 | 0 | 0 | 0 | 0 | 0 | 0 | 0 | 0 | 0 | 0.047552 | 0.00013 | 0.00025 | 0.00038 | 0.0005 | 0 | 0 | 0 |  | 0.056 | 0.0561 | 0.0788 | 0.0795
2014-06-05 | 6時 |  | 0 | 0 | 0 | 0 | [9 empty] | 0 | 0 | 0 | 0 | 0 | 0 | 0 | 0 | 0 | 0 | 0 | 0 | 0 | 0 | 0 | 0 | 0 | 0 | 0 | 0 | 0 | 0 | 0.047552 | 0.00338 | 0.00675 | 0.01013 | 0.01351 | 0 | 0.024649 | 0.011815 |  | 0.1925 | 0.2611 | 0.3525 | 0.3531
2014-06-05 | 7時 |  | 0 | 0 | 0 | 0 | [9 empty] | 0 | 0 | 0 | 0 | 0 | 0 | 0 | 0 | 0 | 0 | 0 | 0 | 0 | 0 | 0 | 0 | 0 | 0 | 0 | 0 | 0 | 0 | 0.047552 | 0.00054 | 0.00108 | 0.00163 | 0.00217 | 0.13859 | 0.053895 | 0.036861 |  | 0.1524 | 0.248 | 0.3662 | 0.3669
2014-06-05 | 8時 |  | 0 | 0 | 0 | 0 | [9 empty] | 0 | 0 | 0 | 0 | 0 | 0 | 0 | 0 | 0 | 0 | 0 | 0 | 0 | 0 | 0 | 0 | 0 | 0 | 0 | 0 | 0 | 0 | 0.047552 | 0.00054 | 0.00108 | 0.00163 | 0.00217 | 0.093503 | 0 | 0.035602 |  | 0.1091 | 0.1448 | 0.2032 | 0.2039
2014-06-05 | 9時 |  | 0 | 0 | 0 | 0 | [9 empty] | 0 | 0 | 0 | 0 | 0 | 0 | 0 | 0 | 0 | 0 | 0.24101 | 0 | 0 | 0 | 0 | 0 | 0 | 0 | 0 | 0 | 0 | 0 | 0.047552 | 0.00013 | 0.00025 | 0.00038 | 0.0005 | 0.17838 | 0.10971 | 0.042749 |  | 0.3011 | 0.3368 | 0.3953 | 0.396
2014-06-05 | 10時 |  | 0 | 0 | 0 | 0 | [9 empty] | 0 | 0 | 0 | 0 | 0 | 0 | 0 | 0 | 0 | 0 | 0.57505 | 0 | 0 | 0 | 0 | 0 | 0 | 0 | 0 | 0 | 0 | 0 | 0.047552 | 0.00033 | 0.00067 | 0.001 | 0.00133 | 0.093503 | 0 | 0.012523 |  | 0.0483 | 0.0483 | 0.0711 | 0.0717
2014-06-05 | 11時 |  | 0 | 0 | 0 | 0 | [9 empty] | 0 | 0 | 0 | 0 | 0 | 0 | 0 | 0 | 0 | 0 | 1.0503 | 0 | 0 | 0 | 0 | 0 | 0 | 0 | 0 | 0 | 0 | 0 | 0.047552 | 0.00013 | 0.00025 | 0.00038 | 0.0005 | 0 | 0 | 0.0052775 |  | 0.056 | 0.0561 | 0.0788 | 0.0795
2014-06-05 | 12時 |  | 0 | 0 | 0 | 0 | [9 empty] | 0 | 0 | 0 | 0 | 0 | 0 | 0 | 0 | 0 | 0 | 1.4998 | 0 | 0 | 0 | 0 | 0 | 0 | 0 | 0 | 0 | 0 | 0 | 0.047552 | 0.00338 | 0.00675 | 0.01013 | 0.01351 | 0.05371 | 0 | 0.0052775 |  | 0.1983 | 0.2727 | 0.3698 | 0.3705
2014-06-05 | 13時 |  | 0 | 0 | 0 | 0 | [9 empty] | 0 | 0 | 0 | 0 | 0 | 0 | 0 | 0 | 0 | 0 | 1.1674 | 0 | 0 | 0 | 0 | 0 | 0 | 0 | 0 | 0 | 0 | 0 | 0.047552 | 0.00033 | 0.00067 | 0.001 | 0.00133 | 0.11604 | 0 | 0 |  | 0.0483 | 0.0483 | 0.0711 | 0.0717
2014-06-05 | 14時 |  | 0 | 0 | 0 | 0 | [9 empty] | 0 | 0 | 0 | 0 | 0 | 0 | 0 | 0 | 0 | 0 | 0.80712 | 0 | 0 | 0 | 0 | 0 | 0 | 0 | 0 | 0 | 0 | 0 | 0.047552 | 0.00013 | 0.00025 | 0.00038 | 0.0005 | 0.031168 | 0 | 0.017801 |  | 0.056 | 0.0561 | 0.0788 | 0.0795
2014-06-05 | 15時 |  | 0 | 0 | 0 | 0 | [9 empty] | 0 | 0 | 0 | 0 | 0 | 0 | 0 | 0 | 0 | 0 | 0.66326 | 0 | 0 | 0 | 0 | 0 | 0 | 0 | 0 | 0 | 0 | 0 | 0.047552 | 0.00013 | 0.00025 | 0.00038 | 0.0005 | 0 | 0 | 0 |  | 0.056 | 0.0561 | 0.0788 | 0.0795
2014-06-05 | 16時 |  | 0 | 0 | 0 | 0 | [9 empty] | 0 | 0 | 0 | 0 | 0 | 0 | 0 | 0 | 0 | 0 | 0.4837 | 0 | 0 | 0 | 0 | 0 | 0 | 0 | 0 | 0 | 0 | 0 | 0.047552 | 0.00033 | 0.00067 | 0.001 | 0.00133 | 0.062335 | 0 | 0.0052775 |  | 0.0483 | 0.0483 | 0.0711 | 0.0717
2014-06-05 | 17時 |  | 0 | 0 | 0 | 0 | [9 empty] | 0 | 0 | 0 | 0 | 0 | 0 | 0 | 0 | 0 | 0 | 0.25275 | 0 | 0 | 0 | 0 | 0 | 0 | 0 | 0 | 0 | 0 | 0 | 0.047552 | 0.00033 | 0.00067 | 0.001 | 0.00133 | 0.10536 | 0 | 0.0082775 |  | 0.1304 | 0.2048 | 0.3019 | 0.3026
2014-06-05 | 18時 |  | 0 | 0 | 0 | 0 | [9 empty] | 0 | 0 | 0 | 0 | 0 | 0 | 0 | 0 | 0 | 0 | 0.062867 | 0 | 0 | 0 | 0 | 0 | 0 | 0 | 0 | 0 | 0 | 0 | 0.047552 | 0.00642 | 0.01284 | 0.01926 | 0.02568 | 0.12467 | 0 | 0.0082775 |  | 0.303 | 0.3387 | 0.3972 | 0.5469
2014-06-05 | 19時 |  | 0 | 0 | 0 | 0 | [9 empty] | 0 | 0 | 0 | 0 | 0 | 0 | 0 | 0 | 0 | 0 | 0.08064 | 0 | 0 | 0 | 0 | 0 | 0 | 0 | 0 | 0 | 0 | 0 | 0.047552 | 0.00642 | 0.01284 | 0.01926 | 0.02568 | 0.21072 | 0.10708 | 0.0082775 |  | 0.0991 | 0.1348 | 0.1932 | 0.1939
2014-06-05 | 20時 |  | 0 | 0 | 0 | 0 | [9 empty] | 0 | 0 | 0 | 0 | 0 | 0 | 0 | 0 | 0 | 0 | 0.057187 | 0 | 0 | 0 | 0 | 0 | 0 | 0 | 0 | 0 | 0 | 0 | 0.047552 | 0.00033 | 0.00067 | 0.001 | 0.00133 | 0.14927 | 0.027125 | 0 |  | 0.0917 | 0.1275 | 0.2102 | 0.2109
2014-06-05 | 21時 |  | 0 | 0 | 0 | 0 | [9 empty] | 0 | 0 | 0 | 0 | 0 | 0 | 0 | 0 | 0 | 0 | 0.01112 | 0 | 0 | 0 | 0 | 0 | 0 | 0 | 0 | 0 | 0 | 0 | 0.047552 | 0.00033 | 0.00067 | 0.001 | 0.00133 | 0.14618 | 0.10814 | 0.031304 |  | 0.1216 | 0.1873 | 0.2837 | 0.2844
2014-06-05 | 22時 |  | 0 | 0 | 0 | 0 | [9 empty] | 0 | 0 | 0 | 0 | 0 | 0 | 0 | 0 | 0 | 0 | 0 | 0 | 0 | 0 | 0 | 0 | 0 | 0 | 0 | 0 | 0 | 0 | 0.047552 | 0.00628 | 0.01256 | 0.01884 | 0.02512 | 0.12467 | 0.16133 | 0.043827 |  | 0.1738 | 0.1917 | 0.262 | 0.2626
2014-06-05 | 23時 |  | 0 | 0 | 0 | 0 | [9 empty] | 0 | 0 | 0 | 0 | 0 | 0 | 0 | 0 | 0 | 0 | 0 | 0 | 0 | 0 | 0 | 0 | 0 | 0 | 0 | 0 | 0 | 0 | 0.047552 | 0.0067 | 0.01339 | 0.02009 | 0.02679 | 0.12467 | 0.18881 | 0.031848 |  | 0.1877 | 0.2176 | 0.2756 | 0.2763
2014-06-06 | 0時 |  | 0 | 0 | 0 | 0 | [9 empty] | 0 | 0 | 0 | 0 | 0 | 0 | 0 | 0 | 0 | 0 | 0 | 0 | 0 | 0 | 0 | 0 | 0 | 0 | 0 | 0 | 0 | 0 | 0.047552 | 0.00013 | 0.00025 | 0.00038 | 0.0005 | 0 | 0.078899 | 0.011656 |  | 0.1578 | 0.1578 | 0.1806 | 0.1812
2014-06-06 | 1時 |  | 0 | 0 | 0 | 0 | [9 empty] | 0 | 0 | 0 | 0 | 0 | 0 | 0 | 0 | 0 | 0 | 0 | 0 | 0 | 0 | 0 | 0 | 0 | 0 | 0 | 0 | 0 | 0 | 0.047552 | 0.00013 | 0.00025 | 0.00038 | 0.0005 | 0 | 0 | 0 |  | 0.0483 | 0.0483 | 0.0711 | 0.0717
2014-06-06 | 2時 |  | 0 | 0 | 0 | 0 | [9 empty] | 0 | 0 | 0 | 0 | 0 | 0 | 0 | 0 | 0 | 0 | 0 | 0 | 0 | 0 | 0 | 0 | 0 | 0 | 0 | 0 | 0 | 0 | 0.047552 | 0.00013 | 0.00025 | 0.00038 | 0.0005 | 0 | 0 | 0 |  | 0.056 | 0.0561 | 0.0788 | 0.0795
2014-06-06 | 3時 |  | 0 | 0 | 0 | 0 | [9 empty] | 0 | 0 | 0 | 0 | 0 | 0 | 0 | 0 | 0 | 0 | 0 | 0 | 0 | 0 | 0 | 0 | 0 | 0 | 0 | 0 | 0 | 0 | 0.047552 | 0.00013 | 0.00025 | 0.00038 | 0.0005 | 0 | 0 | 0 |  | 0.056 | 0.0561 | 0.0788 | 0.0795
2014-06-06 | 4時 |  | 0 | 0 | 0 | 0 | [9 empty] | 0 | 0 | 0 | 0 | 0 | 0 | 0 | 0 | 0 | 0 | 0 | 0 | 0 | 0 | 0 | 0 | 0 | 0 | 0 | 0 | 0 | 0 | 0.047552 | 0.00013 | 0.00025 | 0.00038 | 0.0005 | 0 | 0 | 0 |  | 0.0483 | 0.0483 | 0.0711 | 0.0717
2014-06-06 | 5時 |  | 0 | 0 | 0 | 0 | [9 empty] | 0 | 0 | 0 | 0 | 0 | 0 | 0 | 0 | 0 | 0 | 0 | 0 | 0 | 0 | 0 | 0 | 0 | 0 | 0 | 0 | 0 | 0 | 0.047552 | 0.00013 | 0.00025 | 0.00038 | 0.0005 | 0 | 0 | 0 |  | 0.056 | 0.0561 | 0.0788 | 0.0795
2014-06-06 | 6時 |  | 0 | 0 | 0 | 0 | [9 empty] | 0 | 0 | 0 | 0 | 0 | 0 | 0 | 0 | 0 | 0 | 0 | 0 | 0 | 0 | 0 | 0 | 0 | 0 | 0 | 0 | 0 | 0 | 0.047552 | 0.00338 | 0.00675 | 0.01013 | 0.01351 | 0 | 0.024649 | 0.011815 |  | 0.1925 | 0.2611 | 0.3525 | 0.3531
2014-06-06 | 7時 |  | 0 | 0 | 0 | 0 | [9 empty] | 0 | 0 | 0 | 0 | 0 | 0 | 0 | 0 | 0 | 0 | 0 | 0 | 0 | 0 | 0 | 0 | 0 | 0 | 0 | 0 | 0 | 0 | 0.047552 | 0.00054 | 0.00108 | 0.00163 | 0.00217 | 0.13859 | 0.053895 | 0.036861 |  | 0.1524 | 0.248 | 0.3662 | 0.3669
2014-06-06 | 8時 |  | 0 | 0 | 0 | 0 | [9 empty] | 0 | 0 | 0 | 0 | 0 | 0 | 0 | 0 | 0 | 0 | 0 | 0 | 0 | 0 | 0 | 0 | 0 | 0 | 0 | 0 | 0 | 0 | 0.047552 | 0.00054 | 0.00108 | 0.00163 | 0.00217 | 0.093503 | 0 | 0.035602 |  | 0.1091 | 0.1448 | 0.2032 | 0.2039
2014-06-06 | 9時 |  | 0 | 0 | 0 | 0 | [9 empty] | 0 | 0 | 0 | 0 | 0 | 0 | 0 | 0 | 0 | 0 | 0 | 0 | 0 | 0 | 0 | 0 | 0 | 0 | 0 | 0 | 0 | 0 | 0.047552 | 0.00013 | 0.00025 | 0.00038 | 0.0005 | 0.17838 | 0.10971 | 0.042749 |  | 0.3011 | 0.3368 | 0.3953 | 0.396
2014-06-06 | 10時 |  | 0 | 0 | 0 | 0 | [9 empty] | 0 | 0 | 0 | 0 | 0 | 0 | 0 | 0 | 0 | 0 | 0.010655 | 0 | 0 | 0 | 0 | 0 | 0 | 0 | 0 | 0 | 0 | 0 | 0.047552 | 0.00033 | 0.00067 | 0.001 | 0.00133 | 0.093503 | 0 | 0.012523 |  | 0.0483 | 0.0483 | 0.0711 | 0.0717
2014-06-06 | 11時 |  | 0 | 0 | 0 | 0 | [9 empty] | 0 | 0 | 0 | 0 | 0 | 0 | 0 | 0 | 0 | 0 | 0.11932 | 0 | 0 | 0 | 0 | 0 | 0 | 0 | 0 | 0 | 0 | 0 | 0.047552 | 0.00013 | 0.00025 | 0.00038 | 0.0005 | 0 | 0 | 0.0052775 |  | 0.056 | 0.0561 | 0.0788 | 0.0795
2014-06-06 | 12時 |  | 0 | 0 | 0 | 0 | [9 empty] | 0 | 0 | 0 | 0 | 0 | 0 | 0 | 0 | 0 | 0 | 0.16964 | 0 | 0 | 0 | 0 | 0 | 0 | 0 | 0 | 0 | 0 | 0 | 0.047552 | 0.00338 | 0.00675 | 0.01013 | 0.01351 | 0.05371 | 0 | 0.0052775 |  | 0.1983 | 0.2727 | 0.3698 | 0.3705
2014-06-06 | 13時 |  | 0 | 0 | 0 | 0 | [9 empty] | 0 | 0 | 0 | 0 | 0 | 0 | 0 | 0 | 0 | 0 | 0.057057 | 0 | 0 | 0 | 0 | 0 | 0 | 0 | 0 | 0 | 0 | 0 | 0.047552 | 0.00033 | 0.00067 | 0.001 | 0.00133 | 0.11604 | 0 | 0 |  | 0.0483 | 0.0483 | 0.0711 | 0.0717
2014-06-06 | 14時 |  | 0 | 0 | 0 | 0 | [9 empty] | 0 | 0 | 0 | 0 | 0 | 0 | 0 | 0 | 0 | 0 | 0.018934 | 0 | 0 | 0 | 0 | 0 | 0 | 0 | 0 | 0 | 0 | 0 | 0.047552 | 0.00013 | 0.00025 | 0.00038 | 0.0005 | 0.031168 | 0 | 0.017801 |  | 0.056 | 0.0561 | 0.0788 | 0.0795
2014-06-06 | 15時 |  | 0 | 0 | 0 | 0 | [9 empty] | 0 | 0 | 0 | 0 | 0 | 0 | 0 | 0 | 0 | 0 | 0.01128 | 0 | 0 | 0 | 0 | 0 | 0 | 0 | 0 | 0 | 0 | 0 | 0.047552 | 0.00013 | 0.00025 | 0.00038 | 0.0005 | 0 | 0 | 0 |  | 0.056 | 0.0561 | 0.0788 | 0.0795
2014-06-06 | 16時 |  | 0 | 0 | 0 | 0 | [9 empty] | 0 | 0 | 0 | 0 | 0 | 0 | 0 | 0 | 0 | 0 | 0.0031755 | 0 | 0 | 0 | 0 | 0 | 0 | 0 | 0 | 0 | 0 | 0 | 0.047552 | 0.00033 | 0.00067 | 0.001 | 0.00133 | 0.062335 | 0 | 0.0052775 |  | 0.0483 | 0.0483 | 0.0711 | 0.0717
2014-06-06 | 17時 |  | 0 | 0 | 0 | 0 | [9 empty] | 0 | 0 | 0 | 0 | 0 | 0 | 0 | 0 | 0 | 0 | 0 | 0 | 0 | 0 | 0 | 0 | 0 | 0 | 0 | 0 | 0 | 0 | 0.047552 | 0.00033 | 0.00067 | 0.001 | 0.00133 | 0.10536 | 0 | 0.0082775 |  | 0.1304 | 0.2048 | 0.3019 | 0.3026
2014-06-06 | 18時 |  | 0 | 0 | 0 | 0 | [9 empty] | 0 | 0 | 0 | 0 | 0 | 0 | 0 | 0 | 0 | 0 | 0 | 0 | 0 | 0 | 0 | 0 | 0 | 0 | 0 | 0 | 0 | 0 | 0.047552 | 0.00642 | 0.01284 | 0.01926 | 0.02568 | 0.12467 | 0 | 0.0082775 |  | 0.303 | 0.3387 | 0.3972 | 0.5469
2014-06-06 | 19時 |  | 0 | 0 | 0 | 0 | [9 empty] | 0 | 0 | 0 | 0 | 0 | 0 | 0 | 0 | 0 | 0 | 0 | 0 | 0 | 0 | 0 | 0 | 0 | 0 | 0 | 0 | 0 | 0 | 0.047552 | 0.00642 | 0.01284 | 0.01926 | 0.02568 | 0.21072 | 0.10708 | 0.0082775 |  | 0.0991 | 0.1348 | 0.1932 | 0.1939
2014-06-06 | 20時 |  | 0 | 0 | 0 | 0 | [9 empty] | 0 | 0 | 0 | 0 | 0 | 0 | 0 | 0 | 0 | 0 | 0 | 0 | 0 | 0 | 0 | 0 | 0 | 0 | 0 | 0 | 0 | 0 | 0.047552 | 0.00033 | 0.00067 | 0.001 | 0.00133 | 0.14927 | 0.027125 | 0 |  | 0.0917 | 0.1275 | 0.2102 | 0.2109
2014-06-06 | 21時 |  | 0 | 0 | 0 | 0 | [9 empty] | 0 | 0 | 0 | 0 | 0 | 0 | 0 | 0 | 0 | 0 | 0 | 0 | 0 | 0 | 0 | 0 | 0 | 0 | 0 | 0 | 0 | 0 | 0.047552 | 0.00033 | 0.00067 | 0.001 | 0.00133 | 0.14618 | 0.10814 | 0.031304 |  | 0.1216 | 0.1873 | 0.2837 | 0.2844
2014-06-06 | 22時 |  | 0 | 0 | 0 | 0 | [9 empty] | 0 | 0 | 0 | 0 | 0 | 0 | 0 | 0 | 0 | 0 | 0 | 0 | 0 | 0 | 0 | 0 | 0 | 0 | 0 | 0 | 0 | 0 | 0.047552 | 0.00628 | 0.01256 | 0.01884 | 0.02512 | 0.12467 | 0.16133 | 0.043827 |  | 0.1738 | 0.1917 | 0.262 | 0.2626
2014-06-06 | 23時 |  | 0 | 0 | 0 | 0 | [9 empty] | 0 | 0 | 0 | 0 | 0 | 0 | 0 | 0 | 0 | 0 | 0 | 0 | 0 | 0 | 0 | 0 | 0 | 0 | 0 | 0 | 0 | 0 | 0.047552 | 0.0067 | 0.01339 | 0.02009 | 0.02679 | 0.12467 | 0.18881 | 0.031848 |  | 0.1877 | 0.2176 | 0.2756 | 0.2763
2014-06-07 | 0時 |  | 0 | 0 | 0 | 0 | [9 empty] | 0 | 0 | 0 | 0 | 0 | 0 | 0 | 0 | 0 | 0 | 0 | 0 | 0 | 0 | 0 | 0 | 0 | 0 | 0 | 0 | 0 | 0 | 0.047552 | 0.00013 | 0.00025 | 0.00038 | 0.0005 | 0 | 0.078899 | 0.011656 |  | 0.1578 | 0.1578 | 0.1806 | 0.1812
2014-06-07 | 1時 |  | 0 | 0 | 0 | 0 | [9 empty] | 0 | 0 | 0 | 0 | 0 | 0 | 0 | 0 | 0 | 0 | 0 | 0 | 0 | 0 | 0 | 0 | 0 | 0 | 0 | 0 | 0 | 0 | 0.047552 | 0.00013 | 0.00025 | 0.00038 | 0.0005 | 0 | 0 | 0 |  | 0.0483 | 0.0483 | 0.0711 | 0.0717
2014-06-07 | 2時 |  | 0 | 0 | 0 | 0 | [9 empty] | 0 | 0 | 0 | 0 | 0 | 0 | 0 | 0 | 0 | 0 | 0 | 0 | 0 | 0 | 0 | 0 | 0 | 0 | 0 | 0 | 0 | 0 | 0.047552 | 0.00013 | 0.00025 | 0.00038 | 0.0005 | 0 | 0 | 0 |  | 0.056 | 0.0561 | 0.0788 | 0.0795
2014-06-07 | 3時 |  | 0 | 0 | 0 | 0 | [9 empty] | 0 | 0 | 0 | 0 | 0 | 0 | 0 | 0 | 0 | 0 | 0 | 0 | 0 | 0 | 0 | 0 | 0 | 0 | 0 | 0 | 0 | 0 | 0.047552 | 0.00013 | 0.00025 | 0.00038 | 0.0005 | 0 | 0 | 0 |  | 0.056 | 0.0561 | 0.0788 | 0.0795
2014-06-07 | 4時 |  | 0 | 0 | 0 | 0 | [9 empty] | 0 | 0 | 0 | 0 | 0 | 0 | 0 | 0 | 0 | 0 | 0 | 0 | 0 | 0 | 0 | 0 | 0 | 0 | 0 | 0 | 0 | 0 | 0.047552 | 0.00013 | 0.00025 | 0.00038 | 0.0005 | 0 | 0 | 0 |  | 0.0483 | 0.0483 | 0.0711 | 0.0717
2014-06-07 | 5時 |  | 0 | 0 | 0 | 0 | [9 empty] | 0 | 0 | 0 | 0 | 0 | 0 | 0 | 0 | 0 | 0 | 0 | 0 | 0 | 0 | 0 | 0 | 0 | 0 | 0 | 0 | 0 | 0 | 0.047552 | 0.00013 | 0.00025 | 0.00038 | 0.0005 | 0 | 0 | 0 |  | 0.056 | 0.0561 | 0.0788 | 0.0795
2014-06-07 | 6時 |  | 0 | 0 | 0 | 0 | [9 empty] | 0 | 0 | 0 | 0 | 0 | 0 | 0 | 0 | 0 | 0 | 0 | 0 | 0 | 0 | 0 | 0 | 0 | 0 | 0 | 0 | 0 | 0 | 0.047552 | 0.00338 | 0.00675 | 0.01013 | 0.01351 | 0 | 0.024649 | 0.011815 |  | 0.1925 | 0.2611 | 0.3525 | 0.3531
2014-06-07 | 7時 |  | 0 | 0 | 0 | 0 | [9 empty] | 0 | 0 | 0 | 0 | 0 | 0 | 0 | 0 | 0 | 0 | 0 | 0 | 0 | 0 | 0 | 0 | 0 | 0 | 0 | 0 | 0 | 0 | 0.047552 | 0.00054 | 0.00108 | 0.00163 | 0.00217 | 0.13859 | 0.053895 | 0.036861 |  | 0.1524 | 0.248 | 0.3662 | 0.3669
2014-06-07 | 8時 |  | 0 | 0 | 0 | 0 | [9 empty] | 0 | 0 | 0 | 0 | 0 | 0 | 0 | 0 | 0 | 0 | 0 | 0 | 0 | 0 | 0 | 0 | 0 | 0 | 0 | 0 | 0 | 0 | 0.047552 | 0.00054 | 0.00108 | 0.00163 | 0.00217 | 0.093503 | 0 | 0.035602 |  | 0.1091 | 0.1448 | 0.2032 | 0.2039
2014-06-07 | 9時 |  | 0 | 0 | 0 | 0 | [9 empty] | 0 | 0 | 0 | 0 | 0 | 0 | 0 | 0 | 0 | 0 | 0 | 0 | 0 | 0 | 0 | 0 | 0 | 0 | 0 | 0 | 0 | 0 | 0.047552 | 0.00013 | 0.00025 | 0.00038 | 0.0005 | 0.17838 | 0.10971 | 0.042749 |  | 0.3011 | 0.3368 | 0.3953 | 0.396
2014-06-07 | 10時 |  | 0 | 0 | 0 | 0 | [9 empty] | 0 | 0 | 0 | 0 | 0 | 0 | 0 | 0 | 0 | 0 | 0 | 0 | 0 | 0 | 0 | 0 | 0 | 0 | 0 | 0 | 0 | 0 | 0.047552 | 0.00033 | 0.00067 | 0.001 | 0.00133 | 0.093503 | 0 | 0.012523 |  | 0.0483 | 0.0483 | 0.0711 | 0.0717
2014-06-07 | 11時 |  | 0 | 0 | 0 | 0 | [9 empty] | 0 | 0 | 0 | 0 | 0 | 0 | 0 | 0 | 0 | 0 | 0.080305 | 0 | 0 | 0 | 0 | 0 | 0 | 0 | 0 | 0 | 0 | 0 | 0.047552 | 0.00013 | 0.00025 | 0.00038 | 0.0005 | 0 | 0 | 0.0052775 |  | 0.056 | 0.0561 | 0.0788 | 0.0795
2014-06-07 | 12時 |  | 0 | 0 | 0 | 0 | [9 empty] | 0 | 0 | 0 | 0 | 0 | 0 | 0 | 0 | 0 | 0 | 0.40767 | 0 | 0 | 0 | 0 | 0 | 0 | 0 | 0 | 0 | 0 | 0 | 0.047552 | 0.00338 | 0.00675 | 0.01013 | 0.01351 | 0.05371 | 0 | 0.0052775 |  | 0.1983 | 0.2727 | 0.3698 | 0.3705
2014-06-07 | 13時 |  | 0 | 0 | 0 | 0 | [9 empty] | 0 | 0 | 0 | 0 | 0 | 0 | 0 | 0 | 0 | 0 | 0.43342 | 0 | 0 | 0 | 0 | 0 | 0 | 0 | 0 | 0 | 0 | 0 | 0.047552 | 0.00033 | 0.00067 | 0.001 | 0.00133 | 0.11604 | 0 | 0 |  | 0.0483 | 0.0483 | 0.0711 | 0.0717
2014-06-07 | 14時 |  | 0 | 0 | 0 | 0 | [9 empty] | 0 | 0 | 0 | 0 | 0 | 0 | 0 | 0 | 0 | 0 | 0.6848 | 0 | 0 | 0 | 0 | 0 | 0 | 0 | 0 | 0 | 0 | 0 | 0.047552 | 0.00013 | 0.00025 | 0.00038 | 0.0005 | 0.031168 | 0 | 0.017801 |  | 0.056 | 0.0561 | 0.0788 | 0.0795
2014-06-07 | 15時 |  | 0 | 0 | 0 | 0 | [9 empty] | 0 | 0 | 0 | 0 | 0 | 0 | 0 | 0 | 0 | 0 | 0.88826 | 0 | 0 | 0 | 0 | 0 | 0 | 0 | 0 | 0 | 0 | 0 | 0.047552 | 0.00013 | 0.00025 | 0.00038 | 0.0005 | 0 | 0 | 0 |  | 0.056 | 0.0561 | 0.0788 | 0.0795
2014-06-07 | 16時 |  | 0 | 0 | 0 | 0 | [9 empty] | 0 | 0 | 0 | 0 | 0 | 0 | 0 | 0 | 0 | 0 | 0.77967 | 0 | 0 | 0 | 0 | 0 | 0 | 0 | 0 | 0 | 0 | 0 | 0.047552 | 0.00033 | 0.00067 | 0.001 | 0.00133 | 0.062335 | 0 | 0.0052775 |  | 0.0483 | 0.0483 | 0.0711 | 0.0717
2014-06-07 | 17時 |  | 0 | 0 | 0 | 0 | [9 empty] | 0 | 0 | 0 | 0 | 0 | 0 | 0 | 0 | 0 | 0 | 0.31172 | 0 | 0 | 0 | 0 | 0 | 0 | 0 | 0 | 0 | 0 | 0 | 0.047552 | 0.00033 | 0.00067 | 0.001 | 0.00133 | 0.10536 | 0 | 0.0082775 |  | 0.1304 | 0.2048 | 0.3019 | 0.3026
2014-06-07 | 18時 |  | 0 | 0 | 0 | 0 | [9 empty] | 0 | 0 | 0 | 0 | 0 | 0 | 0 | 0 | 0 | 0 | 0.032139 | 0 | 0 | 0 | 0 | 0 | 0 | 0 | 0 | 0 | 0 | 0 | 0.047552 | 0.00642 | 0.01284 | 0.01926 | 0.02568 | 0.12467 | 0 | 0.0082775 |  | 0.303 | 0.3387 | 0.3972 | 0.5469
2014-06-07 | 19時 |  | 0 | 0 | 0 | 0 | [9 empty] | 0 | 0 | 0 | 0 | 0 | 0 | 0 | 0 | 0 | 0 | 0.01522 | 0 | 0 | 0 | 0 | 0 | 0 | 0 | 0 | 0 | 0 | 0 | 0.047552 | 0.00642 | 0.01284 | 0.01926 | 0.02568 | 0.21072 | 0.10708 | 0.0082775 |  | 0.0991 | 0.1348 | 0.1932 | 0.1939
2014-06-07 | 20時 |  | 0 | 0 | 0 | 0 | [9 empty] | 0 | 0 | 0 | 0 | 0 | 0 | 0 | 0 | 0 | 0 | 0.027082 | 0 | 0 | 0 | 0 | 0 | 0 | 0 | 0 | 0 | 0 | 0 | 0.047552 | 0.00033 | 0.00067 | 0.001 | 0.00133 | 0.14927 | 0.027125 | 0 |  | 0.0917 | 0.1275 | 0.2102 | 0.2109
2014-06-07 | 21時 |  | 0 | 0 | 0 | 0 | [9 empty] | 0 | 0 | 0 | 0 | 0 | 0 | 0 | 0 | 0 | 0 | 0 | 0 | 0 | 0 | 0 | 0 | 0 | 0 | 0 | 0 | 0 | 0 | 0.047552 | 0.00033 | 0.00067 | 0.001 | 0.00133 | 0.14618 | 0.10814 | 0.031304 |  | 0.1216 | 0.1873 | 0.2837 | 0.2844
2014-06-07 | 22時 |  | 0 | 0 | 0 | 0 | [9 empty] | 0 | 0 | 0 | 0 | 0 | 0 | 0 | 0 | 0 | 0 | 0 | 0 | 0 | 0 | 0 | 0 | 0 | 0 | 0 | 0 | 0 | 0 | 0.047552 | 0.00628 | 0.01256 | 0.01884 | 0.02512 | 0.12467 | 0.16133 | 0.043827 |  | 0.1738 | 0.1917 | 0.262 | 0.2626
2014-06-07 | 23時 |  | 0 | 0 | 0 | 0 | [9 empty] | 0 | 0 | 0 | 0 | 0 | 0 | 0 | 0 | 0 | 0 | 0 | 0 | 0 | 0 | 0 | 0 | 0 | 0 | 0 | 0 | 0 | 0 | 0.047552 | 0.0067 | 0.01339 | 0.02009 | 0.02679 | 0.12467 | 0.18881 | 0.031848 |  | 0.1877 | 0.2176 | 0.2756 | 0.2763
2014-06-08 | 0時 |  | 0 | 0 | 0 | 0 | [9 empty] | 0 | 0 | 0 | 0 | 0 | 0 | 0 | 0 | 0 | 0 | 0 | 0 | 0 | 0 | 0 | 0 | 0 | 0 | 0 | 0 | 0 | 0 | 0.047552 | 0.00013 | 0.00025 | 0.00038 | 0.0005 | 0 | 0.078899 | 0.011656 |  | 0.1578 | 0.1578 | 0.1806 | 0.1812
2014-06-08 | 1時 |  | 0 | 0 | 0 | 0 | [9 empty] | 0 | 0 | 0 | 0 | 0 | 0 | 0 | 0 | 0 | 0 | 0 | 0 | 0 | 0 | 0 | 0 | 0 | 0 | 0 | 0 | 0 | 0 | 0.047552 | 0.00013 | 0.00025 | 0.00038 | 0.0005 | 0 | 0 | 0 |  | 0.0483 | 0.0483 | 0.0711 | 0.0717
2014-06-08 | 2時 |  | 0 | 0 | 0 | 0 | [9 empty] | 0 | 0 | 0 | 0 | 0 | 0 | 0 | 0 | 0 | 0 | 0 | 0 | 0 | 0 | 0 | 0 | 0 | 0 | 0 | 0 | 0 | 0 | 0.047552 | 0.00013 | 0.00025 | 0.00038 | 0.0005 | 0 | 0 | 0 |  | 0.056 | 0.0561 | 0.0788 | 0.0795
2014-06-08 | 3時 |  | 0 | 0 | 0 | 0 | [9 empty] | 0 | 0 | 0 | 0 | 0 | 0 | 0 | 0 | 0 | 0 | 0 | 0 | 0 | 0 | 0 | 0 | 0 | 0 | 0 | 0 | 0 | 0 | 0.047552 | 0.00013 | 0.00025 | 0.00038 | 0.0005 | 0 | 0 | 0 |  | 0.056 | 0.0561 | 0.0788 | 0.0795
2014-06-08 | 4時 |  | 0 | 0 | 0 | 0 | [9 empty] | 0 | 0 | 0 | 0 | 0 | 0 | 0 | 0 | 0 | 0 | 0 | 0 | 0 | 0 | 0 | 0 | 0 | 0 | 0 | 0 | 0 | 0 | 0.047552 | 0.00013 | 0.00025 | 0.00038 | 0.0005 | 0 | 0 | 0 |  | 0.0483 | 0.0483 | 0.0711 | 0.0717
2014-06-08 | 5時 |  | 0 | 0 | 0 | 0 | [9 empty] | 0 | 0 | 0 | 0 | 0 | 0 | 0 | 0 | 0 | 0 | 0 | 0 | 0 | 0 | 0 | 0 | 0 | 0 | 0 | 0 | 0 | 0 | 0.047552 | 0.00013 | 0.00025 | 0.00038 | 0.0005 | 0 | 0 | 0 |  | 0.056 | 0.0561 | 0.0788 | 0.0795
2014-06-08 | 6時 |  | 0 | 0 | 0 | 0 | [9 empty] | 0 | 0 | 0 | 0 | 0 | 0 | 0 | 0 | 0 | 0 | 0 | 0 | 0 | 0 | 0 | 0 | 0 | 0 | 0 | 0 | 0 | 0 | 0.047552 | 0.00338 | 0.00675 | 0.01013 | 0.01351 | 0 | 0.024649 | 0.011815 |  | 0.1925 | 0.2611 | 0.3525 | 0.3531
2014-06-08 | 7時 |  | 0 | 0 | 0 | 0 | [9 empty] | 0 | 0 | 0 | 0 | 0 | 0 | 0 | 0 | 0 | 0 | 0 | 0 | 0 | 0 | 0 | 0 | 0 | 0 | 0 | 0 | 0 | 0 | 0.047552 | 0.00054 | 0.00108 | 0.00163 | 0.00217 | 0.13859 | 0.053895 | 0.036861 |  | 0.1524 | 0.248 | 0.3662 | 0.3669
2014-06-08 | 8時 |  | 0 | 0 | 0 | 0 | [9 empty] | 0 | 0 | 0 | 0 | 0 | 0 | 0 | 0 | 0 | 0 | 0 | 0 | 0 | 0 | 0 | 0 | 0 | 0 | 0 | 0 | 0 | 0 | 0.047552 | 0.00054 | 0.00108 | 0.00163 | 0.00217 | 0.093503 | 0 | 0.035602 |  | 0.1091 | 0.1448 | 0.2032 | 0.2039
2014-06-08 | 9時 |  | 0 | 0 | 0 | 0 | [9 empty] | 0 | 0 | 0 | 0 | 0 | 0 | 0 | 0 | 0 | 0 | 0 | 0 | 0 | 0 | 0 | 0 | 0 | 0 | 0 | 0 | 0 | 0 | 0.047552 | 0.00013 | 0.00025 | 0.00038 | 0.0005 | 0.17838 | 0.10971 | 0.042749 |  | 0.3011 | 0.3368 | 0.3953 | 0.396
2014-06-08 | 10時 |  | 0 | 0 | 0 | 0 | [9 empty] | 0 | 0 | 0 | 0 | 0 | 0 | 0 | 0 | 0 | 0 | 0 | 0 | 0 | 0 | 0 | 0 | 0 | 0 | 0 | 0 | 0 | 0 | 0.047552 | 0.00033 | 0.00067 | 0.001 | 0.00133 | 0.093503 | 0 | 0.012523 |  | 0.0483 | 0.0483 | 0.0711 | 0.0717
2014-06-08 | 11時 |  | 0 | 0 | 0 | 0 | [9 empty] | 0 | 0 | 0 | 0 | 0 | 0 | 0 | 0 | 0 | 0 | 0.053715 | 0 | 0 | 0 | 0 | 0 | 0 | 0 | 0 | 0 | 0 | 0 | 0.047552 | 0.00013 | 0.00025 | 0.00038 | 0.0005 | 0 | 0 | 0.0052775 |  | 0.056 | 0.0561 | 0.0788 | 0.0795
2014-06-08 | 12時 |  | 0 | 0 | 0 | 0 | [9 empty] | 0 | 0 | 0 | 0 | 0 | 0 | 0 | 0 | 0 | 0 | 0.22715 | 0 | 0 | 0 | 0 | 0 | 0 | 0 | 0 | 0 | 0 | 0 | 0.047552 | 0.00338 | 0.00675 | 0.01013 | 0.01351 | 0.05371 | 0 | 0.0052775 |  | 0.1983 | 0.2727 | 0.3698 | 0.3705
2014-06-08 | 13時 |  | 0 | 0 | 0 | 0 | [9 empty] | 0 | 0 | 0 | 0 | 0 | 0 | 0 | 0 | 0 | 0 | 0.21067 | 0 | 0 | 0 | 0 | 0 | 0 | 0 | 0 | 0 | 0 | 0 | 0.047552 | 0.00033 | 0.00067 | 0.001 | 0.00133 | 0.11604 | 0 | 0 |  | 0.0483 | 0.0483 | 0.0711 | 0.0717
2014-06-08 | 14時 |  | 0 | 0 | 0 | 0 | [9 empty] | 0 | 0 | 0 | 0 | 0 | 0 | 0 | 0 | 0 | 0 | 0.53833 | 0 | 0 | 0 | 0 | 0 | 0 | 0 | 0 | 0 | 0 | 0 | 0.047552 | 0.00013 | 0.00025 | 0.00038 | 0.0005 | 0.031168 | 0 | 0.017801 |  | 0.056 | 0.0561 | 0.0788 | 0.0795
2014-06-08 | 15時 |  | 0 | 0 | 0 | 0 | [9 empty] | 0 | 0 | 0 | 0 | 0 | 0 | 0 | 0 | 0 | 0 | 1.0909 | 0 | 0 | 0 | 0 | 0 | 0 | 0 | 0 | 0 | 0 | 0 | 0.047552 | 0.00013 | 0.00025 | 0.00038 | 0.0005 | 0 | 0 | 0 |  | 0.056 | 0.0561 | 0.0788 | 0.0795
2014-06-08 | 16時 |  | 0 | 0 | 0 | 0 | [9 empty] | 0 | 0 | 0 | 0 | 0 | 0 | 0 | 0 | 0 | 0 | 1.136 | 0 | 0 | 0 | 0 | 0 | 0 | 0 | 0 | 0 | 0 | 0 | 0.047552 | 0.00033 | 0.00067 | 0.001 | 0.00133 | 0.062335 | 0 | 0.0052775 |  | 0.0483 | 0.0483 | 0.0711 | 0.0717
2014-06-08 | 17時 |  | 0 | 0 | 0 | 0 | [9 empty] | 0 | 0 | 0 | 0 | 0 | 0 | 0 | 0 | 0 | 0 | 0.92508 | 0 | 0 | 0 | 0 | 0 | 0 | 0 | 0 | 0 | 0 | 0 | 0.047552 | 0.00033 | 0.00067 | 0.001 | 0.00133 | 0.10536 | 0 | 0.0082775 |  | 0.1304 | 0.2048 | 0.3019 | 0.3026
2014-06-08 | 18時 |  | 0 | 0 | 0 | 0 | [9 empty] | 0 | 0 | 0 | 0 | 0 | 0 | 0 | 0 | 0 | 0 | 0.3 | 0 | 0 | 0 | 0 | 0 | 0 | 0 | 0 | 0 | 0 | 0 | 0.047552 | 0.00642 | 0.01284 | 0.01926 | 0.02568 | 0.12467 | 0 | 0.0082775 |  | 0.303 | 0.3387 | 0.3972 | 0.5469
2014-06-08 | 19時 |  | 0 | 0 | 0 | 0 | [9 empty] | 0 | 0 | 0 | 0 | 0 | 0 | 0 | 0 | 0 | 0 | 0.14223 | 0 | 0 | 0 | 0 | 0 | 0 | 0 | 0 | 0 | 0 | 0 | 0.047552 | 0.00642 | 0.01284 | 0.01926 | 0.02568 | 0.21072 | 0.10708 | 0.0082775 |  | 0.0991 | 0.1348 | 0.1932 | 0.1939
2014-06-08 | 20時 |  | 0 | 0 | 0 | 0 | [9 empty] | 0 | 0 | 0 | 0 | 0 | 0 | 0 | 0 | 0 | 0 | 0.057201 | 0 | 0 | 0 | 0 | 0 | 0 | 0 | 0 | 0 | 0 | 0 | 0.047552 | 0.00033 | 0.00067 | 0.001 | 0.00133 | 0.14927 | 0.027125 | 0 |  | 0.0917 | 0.1275 | 0.2102 | 0.2109
2014-06-08 | 21時 |  | 0 | 0 | 0 | 0 | [9 empty] | 0 | 0 | 0 | 0 | 0 | 0 | 0 | 0 | 0 | 0 | 0.0087655 | 0 | 0 | 0 | 0 | 0 | 0 | 0 | 0 | 0 | 0 | 0 | 0.047552 | 0.00033 | 0.00067 | 0.001 | 0.00133 | 0.14618 | 0.10814 | 0.031304 |  | 0.1216 | 0.1873 | 0.2837 | 0.2844
2014-06-08 | 22時 |  | 0 | 0 | 0 | 0 | [9 empty] | 0 | 0 | 0 | 0 | 0 | 0 | 0 | 0 | 0 | 0 | 0 | 0 | 0 | 0 | 0 | 0 | 0 | 0 | 0 | 0 | 0 | 0 | 0.047552 | 0.00628 | 0.01256 | 0.01884 | 0.02512 | 0.12467 | 0.16133 | 0.043827 |  | 0.1738 | 0.1917 | 0.262 | 0.2626
2014-06-08 | 23時 |  | 0 | 0 | 0 | 0 | [9 empty] | 0 | 0 | 0 | 0 | 0 | 0 | 0 | 0 | 0 | 0 | 0 | 0 | 0 | 0 | 0 | 0 | 0 | 0 | 0 | 0 | 0 | 0 | 0.047552 | 0.0067 | 0.01339 | 0.02009 | 0.02679 | 0.12467 | 0.18881 | 0.031848 |  | 0.1877 | 0.2176 | 0.2756 | 0.2763
2014-06-09 | 0時 |  | 0 | 0 | 0 | 0 | [9 empty] | 0 | 0 | 0 | 0 | 0 | 0 | 0 | 0 | 0 | 0 | 0 | 0 | 0 | 0 | 0 | 0 | 0 | 0 | 0 | 0 | 0 | 0 | 0.047552 | 0.00013 | 0.00025 | 0.00038 | 0.0005 | 0 | 0.078899 | 0.011656 |  | 0.1578 | 0.1578 | 0.1806 | 0.1812
2014-06-09 | 1時 |  | 0 | 0 | 0 | 0 | [9 empty] | 0 | 0 | 0 | 0 | 0 | 0 | 0 | 0 | 0 | 0 | 0 | 0 | 0 | 0 | 0 | 0 | 0 | 0 | 0 | 0 | 0 | 0 | 0.047552 | 0.00013 | 0.00025 | 0.00038 | 0.0005 | 0 | 0 | 0 |  | 0.0483 | 0.0483 | 0.0711 | 0.0717
2014-06-09 | 2時 |  | 0 | 0 | 0 | 0 | [9 empty] | 0 | 0 | 0 | 0 | 0 | 0 | 0 | 0 | 0 | 0 | 0 | 0 | 0 | 0 | 0 | 0 | 0 | 0 | 0 | 0 | 0 | 0 | 0.047552 | 0.00013 | 0.00025 | 0.00038 | 0.0005 | 0 | 0 | 0 |  | 0.056 | 0.0561 | 0.0788 | 0.0795
2014-06-09 | 3時 |  | 0 | 0 | 0 | 0 | [9 empty] | 0 | 0 | 0 | 0 | 0 | 0 | 0 | 0 | 0 | 0 | 0 | 0 | 0 | 0 | 0 | 0 | 0 | 0 | 0 | 0 | 0 | 0 | 0.047552 | 0.00013 | 0.00025 | 0.00038 | 0.0005 | 0 | 0 | 0 |  | 0.056 | 0.0561 | 0.0788 | 0.0795
2014-06-09 | 4時 |  | 0 | 0 | 0 | 0 | [9 empty] | 0 | 0 | 0 | 0 | 0 | 0 | 0 | 0 | 0 | 0 | 0 | 0 | 0 | 0 | 0 | 0 | 0 | 0 | 0 | 0 | 0 | 0 | 0.047552 | 0.00013 | 0.00025 | 0.00038 | 0.0005 | 0 | 0 | 0 |  | 0.0483 | 0.0483 | 0.0711 | 0.0717
2014-06-09 | 5時 |  | 0 | 0 | 0 | 0 | [9 empty] | 0 | 0 | 0 | 0 | 0 | 0 | 0 | 0 | 0 | 0 | 0 | 0 | 0 | 0 | 0 | 0 | 0 | 0 | 0 | 0 | 0 | 0 | 0.047552 | 0.00013 | 0.00025 | 0.00038 | 0.0005 | 0 | 0 | 0 |  | 0.056 | 0.0561 | 0.0788 | 0.0795
2014-06-09 | 6時 |  | 0 | 0 | 0 | 0 | [9 empty] | 0 | 0 | 0 | 0 | 0 | 0 | 0 | 0 | 0 | 0 | 0 | 0 | 0 | 0 | 0 | 0 | 0 | 0 | 0 | 0 | 0 | 0 | 0.047552 | 0.00338 | 0.00675 | 0.01013 | 0.01351 | 0 | 0.024649 | 0.011815 |  | 0.1925 | 0.2611 | 0.3525 | 0.3531
2014-06-09 | 7時 |  | 0 | 0 | 0 | 0 | [9 empty] | 0 | 0 | 0 | 0 | 0 | 0 | 0 | 0 | 0 | 0 | 0 | 0 | 0 | 0 | 0 | 0 | 0 | 0 | 0 | 0 | 0 | 0 | 0.047552 | 0.00054 | 0.00108 | 0.00163 | 0.00217 | 0.13859 | 0.053895 | 0.036861 |  | 0.1524 | 0.248 | 0.3662 | 0.3669
2014-06-09 | 8時 |  | 0 | 0 | 0 | 0 | [9 empty] | 0 | 0 | 0 | 0 | 0 | 0 | 0 | 0 | 0 | 0 | 0 | 0 | 0 | 0 | 0 | 0 | 0 | 0 | 0 | 0 | 0 | 0 | 0.047552 | 0.00054 | 0.00108 | 0.00163 | 0.00217 | 0.093503 | 0 | 0.035602 |  | 0.1091 | 0.1448 | 0.2032 | 0.2039
2014-06-09 | 9時 |  | 0 | 0 | 0 | 0 | [9 empty] | 0 | 0 | 0 | 0 | 0 | 0 | 0 | 0 | 0 | 0 | 0.12655 | 0 | 0 | 0 | 0 | 0 | 0 | 0 | 0 | 0 | 0 | 0 | 0.047552 | 0.00013 | 0.00025 | 0.00038 | 0.0005 | 0.17838 | 0.10971 | 0.042749 |  | 0.3011 | 0.3368 | 0.3953 | 0.396
2014-06-09 | 10時 |  | 0 | 0 | 0 | 0 | [9 empty] | 0 | 0 | 0 | 0 | 0 | 0 | 0 | 0 | 0 | 0 | 0.35234 | 0 | 0 | 0 | 0 | 0 | 0 | 0 | 0 | 0 | 0 | 0 | 0.047552 | 0.00033 | 0.00067 | 0.001 | 0.00133 | 0.093503 | 0 | 0.012523 |  | 0.0483 | 0.0483 | 0.0711 | 0.0717
2014-06-09 | 11時 |  | 0 | 0 | 0 | 0 | [9 empty] | 0 | 0 | 0 | 0 | 0 | 0 | 0 | 0 | 0 | 0 | 0.83641 | 0 | 0 | 0 | 0 | 0 | 0 | 0 | 0 | 0 | 0 | 0 | 0.047552 | 0.00013 | 0.00025 | 0.00038 | 0.0005 | 0 | 0 | 0.0052775 |  | 0.056 | 0.0561 | 0.0788 | 0.0795
2014-06-09 | 12時 |  | 0 | 0 | 0 | 0 | [9 empty] | 0 | 0 | 0 | 0 | 0 | 0 | 0 | 0 | 0 | 0 | 1.4593 | 0 | 0 | 0 | 0 | 0 | 0 | 0 | 0 | 0 | 0 | 0 | 0.047552 | 0.00338 | 0.00675 | 0.01013 | 0.01351 | 0.05371 | 0 | 0.0052775 |  | 0.1983 | 0.2727 | 0.3698 | 0.3705
2014-06-09 | 13時 |  | 0 | 0 | 0 | 0 | [9 empty] | 0 | 0 | 0 | 0 | 0 | 0 | 0 | 0 | 0 | 0 | 2.0811 | 0 | 0 | 0 | 0 | 0 | 0 | 0 | 0 | 0 | 0 | 0 | 0.047552 | 0.00033 | 0.00067 | 0.001 | 0.00133 | 0.11604 | 0 | 0 |  | 0.0483 | 0.0483 | 0.0711 | 0.0717
2014-06-09 | 14時 |  | 0 | 0 | 0 | 0 | [9 empty] | 0 | 0 | 0 | 0 | 0 | 0 | 0 | 0 | 0 | 0 | 2.1232 | 0 | 0 | 0 | 0 | 0 | 0 | 0 | 0 | 0 | 0 | 0 | 0.047552 | 0.00013 | 0.00025 | 0.00038 | 0.0005 | 0.031168 | 0 | 0.017801 |  | 0.056 | 0.0561 | 0.0788 | 0.0795
2014-06-09 | 15時 |  | 0 | 0 | 0 | 0 | [9 empty] | 0 | 0 | 0 | 0 | 0 | 0 | 0 | 0 | 0 | 0 | 2.1164 | 0 | 0 | 0 | 0 | 0 | 0 | 0 | 0 | 0 | 0 | 0 | 0.047552 | 0.00013 | 0.00025 | 0.00038 | 0.0005 | 0 | 0 | 0 |  | 0.056 | 0.0561 | 0.0788 | 0.0795
2014-06-09 | 16時 |  | 0 | 0 | 0 | 0 | [9 empty] | 0 | 0 | 0 | 0 | 0 | 0 | 0 | 0 | 0 | 0 | 2.0267 | 0 | 0 | 0 | 0 | 0 | 0 | 0 | 0 | 0 | 0 | 0 | 0.047552 | 0.00033 | 0.00067 | 0.001 | 0.00133 | 0.062335 | 0 | 0.0052775 |  | 0.0483 | 0.0483 | 0.0711 | 0.0717
2014-06-09 | 17時 |  | 0 | 0 | 0 | 0 | [9 empty] | 0 | 0 | 0 | 0 | 0 | 0 | 0 | 0 | 0 | 0 | 1.9843 | 0 | 0 | 0 | 0 | 0 | 0 | 0 | 0 | 0 | 0 | 0 | 0.047552 | 0.00033 | 0.00067 | 0.001 | 0.00133 | 0.10536 | 0 | 0.0082775 |  | 0.1304 | 0.2048 | 0.3019 | 0.3026
2014-06-09 | 18時 |  | 0 | 0 | 0 | 0 | [9 empty] | 0 | 0 | 0 | 0 | 0 | 0 | 0 | 0 | 0 | 0 | 1.2273 | 0 | 0 | 0 | 0 | 0 | 0 | 0 | 0 | 0 | 0 | 0 | 0.047552 | 0.00642 | 0.01284 | 0.01926 | 0.02568 | 0.12467 | 0 | 0.0082775 |  | 0.303 | 0.3387 | 0.3972 | 0.5469
2014-06-09 | 19時 |  | 0 | 0 | 0 | 0 | [9 empty] | 0 | 0 | 0 | 0 | 0 | 0 | 0 | 0 | 0 | 0 | 0.68427 | 0 | 0 | 0 | 0 | 0 | 0 | 0 | 0 | 0 | 0 | 0 | 0.047552 | 0.00642 | 0.01284 | 0.01926 | 0.02568 | 0.21072 | 0.10708 | 0.0082775 |  | 0.0991 | 0.1348 | 0.1932 | 0.1939
2014-06-09 | 20時 |  | 0 | 0 | 0 | 0 | [9 empty] | 0 | 0 | 0 | 0 | 0 | 0 | 0 | 0 | 0 | 0 | 0.373 | 0 | 0 | 0 | 0 | 0 | 0 | 0 | 0 | 0 | 0 | 0 | 0.047552 | 0.00033 | 0.00067 | 0.001 | 0.00133 | 0.14927 | 0.027125 | 0 |  | 0.0917 | 0.1275 | 0.2102 | 0.2109
2014-06-09 | 21時 |  | 0 | 0 | 0 | 0 | [9 empty] | 0 | 0 | 0 | 0 | 0 | 0 | 0 | 0 | 0 | 0 | 0.23369 | 0 | 0 | 0 | 0 | 0 | 0 | 0 | 0 | 0 | 0 | 0 | 0.047552 | 0.00033 | 0.00067 | 0.001 | 0.00133 | 0.14618 | 0.10814 | 0.031304 |  | 0.1216 | 0.1873 | 0.2837 | 0.2844
2014-06-09 | 22時 |  | 0 | 0 | 0 | 0 | [9 empty] | 0 | 0 | 0 | 0 | 0 | 0 | 0 | 0 | 0 | 0 | 0.058303 | 0 | 0 | 0 | 0 | 0 | 0 | 0 | 0 | 0 | 0 | 0 | 0.047552 | 0.00628 | 0.01256 | 0.01884 | 0.02512 | 0.12467 | 0.16133 | 0.043827 |  | 0.1738 | 0.1917 | 0.262 | 0.2626
2014-06-09 | 23時 |  | 0 | 0 | 0 | 0 | [9 empty] | 0 | 0 | 0 | 0 | 0 | 0 | 0 | 0 | 0 | 0 | 0 | 0 | 0 | 0 | 0 | 0 | 0 | 0 | 0 | 0 | 0 | 0 | 0.047552 | 0.0067 | 0.01339 | 0.02009 | 0.02679 | 0.12467 | 0.18881 | 0.031848 |  | 0.1877 | 0.2176 | 0.2756 | 0.2763
2014-06-10 | 0時 |  | 0 | 0 | 0 | 0 | [9 empty] | 0 | 0 | 0 | 0 | 0 | 0 | 0 | 0 | 0 | 0 | 0 | 0 | 0 | 0 | 0 | 0 | 0 | 0 | 0 | 0 | 0 | 0 | 0.047552 | 0.00013 | 0.00025 | 0.00038 | 0.0005 | 0 | 0 | 0 |  | 0.1578 | 0.1578 | 0.1806 | 0.1812
2014-06-10 | 1時 |  | 0 | 0 | 0 | 0 | [9 empty] | 0 | 0 | 0 | 0 | 0 | 0 | 0 | 0 | 0 | 0 | 0 | 0 | 0 | 0 | 0 | 0 | 0 | 0 | 0 | 0 | 0 | 0 | 0.047552 | 0.00013 | 0.00025 | 0.00038 | 0.0005 | 0 | 0 | 0 |  | 0.0483 | 0.0483 | 0.0711 | 0.0717
2014-06-10 | 2時 |  | 0 | 0 | 0 | 0 | [9 empty] | 0 | 0 | 0 | 0 | 0 | 0 | 0 | 0 | 0 | 0 | 0 | 0 | 0 | 0 | 0 | 0 | 0 | 0 | 0 | 0 | 0 | 0 | 0.047552 | 0.00013 | 0.00025 | 0.00038 | 0.0005 | 0 | 0 | 0 |  | 0.056 | 0.0561 | 0.0788 | 0.0795
2014-06-10 | 3時 |  | 0 | 0 | 0 | 0 | [9 empty] | 0 | 0 | 0 | 0 | 0 | 0 | 0 | 0 | 0 | 0 | 0 | 0 | 0 | 0 | 0 | 0 | 0 | 0 | 0 | 0 | 0 | 0 | 0.047552 | 0.00013 | 0.00025 | 0.00038 | 0.0005 | 0 | 0 | 0 |  | 0.056 | 0.0561 | 0.0788 | 0.0795
2014-06-10 | 4時 |  | 0 | 0 | 0 | 0 | [9 empty] | 0 | 0 | 0 | 0 | 0 | 0 | 0 | 0 | 0 | 0 | 0 | 0 | 0 | 0 | 0 | 0 | 0 | 0 | 0 | 0 | 0 | 0 | 0.047552 | 0.00013 | 0.00025 | 0.00038 | 0.0005 | 0 | 0 | 0 |  | 0.0483 | 0.0483 | 0.0711 | 0.0717
2014-06-10 | 5時 |  | 0 | 0 | 0 | 0 | [9 empty] | 0 | 0 | 0 | 0 | 0 | 0 | 0 | 0 | 0 | 0 | 0 | 0 | 0 | 0 | 0 | 0 | 0 | 0 | 0 | 0 | 0 | 0 | 0.047552 | 0.00013 | 0.00025 | 0.00038 | 0.0005 | 0 | 0 | 0 |  | 0.056 | 0.0561 | 0.0788 | 0.0795
2014-06-10 | 6時 |  | 0 | 0 | 0 | 0 | [9 empty] | 0 | 0 | 0 | 0 | 0 | 0 | 0 | 0 | 0 | 0 | 0 | 0 | 0 | 0 | 0 | 0 | 0 | 0 | 0 | 0 | 0 | 0 | 0.047552 | 0.00013 | 0.00025 | 0.00038 | 0.0005 | 0 | 0 | 0 |  | 0.056 | 0.0561 | 0.0788 | 0.0795
2014-06-10 | 7時 |  | 0 | 0 | 0 | 0 | [9 empty] | 0 | 0 | 0 | 0 | 0 | 0 | 0 | 0 | 0 | 0 | 0 | 0 | 0 | 0 | 0 | 0 | 0 | 0 | 0 | 0 | 0 | 0 | 0.047552 | 0.00054 | 0.00108 | 0.00163 | 0.00217 | 0 | 0.024649 | 0.022689 |  | 0.1168 | 0.1854 | 0.2767 | 0.2774
2014-06-10 | 8時 |  | 0 | 0 | 0 | 0 | [9 empty] | 0 | 0 | 0 | 0 | 0 | 0 | 0 | 0 | 0 | 0 | 0.21882 | 0 | 0 | 0 | 0 | 0 | 0 | 0 | 0 | 0 | 0 | 0 | 0.047552 | 0.00379 | 0.00759 | 0.01138 | 0.01518 | 0.084877 | 0.078545 | 0.064582 |  | 0.2156 | 0.2812 | 0.3696 | 0.3702
2014-06-10 | 9時 |  | 0 | 0 | 0 | 0 | [9 empty] | 0 | 0 | 0 | 0 | 0 | 0 | 0 | 0 | 0 | 0 | 0.71236 | 0 | 0 | 0 | 0 | 0 | 0 | 0 | 0 | 0 | 0 | 0 | 0.047552 | 0.00033 | 0.00067 | 0.001 | 0.00133 | 0.23209 | 0.16325 | 0.052059 |  | 0.2163 | 0.252 | 0.3265 | 0.3272
2014-06-10 | 10時 |  | 0 | 0 | 0 | 0 | [9 empty] | 0 | 0 | 0 | 0 | 0 | 0 | 0 | 0 | 0 | 0 | 1.0388 | 0 | 0 | 0 | 0 | 0 | 0 | 0 | 0 | 0 | 0 | 0 | 0.047552 | 0.00054 | 0.00108 | 0.00163 | 0.00217 | 0.12467 | 0.21558 | 0.037471 |  | 0.1917 | 0.2274 | 0.3128 | 0.3134
2014-06-10 | 11時 |  | 0 | 0 | 0 | 0 | [9 empty] | 0 | 0 | 0 | 0 | 0 | 0 | 0 | 0 | 0 | 0 | 1.6954 | 0 | 0 | 0 | 0 | 0 | 0 | 0 | 0 | 0 | 0 | 0 | 0.047552 | 0.00033 | 0.00067 | 0.001 | 0.00133 | 0.12467 | 0.21558 | 0 |  | 0.1994 | 0.2352 | 0.315 | 0.3157
2014-06-10 | 12時 |  | 0 | 0 | 0 | 0 | [9 empty] | 0 | 0 | 0 | 0 | 0 | 0 | 0 | 0 | 0 | 0 | 1.8161 | 0 | 0 | 0 | 0 | 0 | 0 | 0 | 0 | 0 | 0 | 0 | 0.047552 | 0.00338 | 0.00675 | 0.01013 | 0.01351 | 0.14721 | 0.13456 | 0.018352 |  | 0.1983 | 0.2727 | 0.3698 | 0.3705
2014-06-10 | 13時 |  | 0 | 0 | 0 | 0 | [9 empty] | 0 | 0 | 0 | 0 | 0 | 0 | 0 | 0 | 0 | 0 | 1.8401 | 0 | 0 | 0 | 0 | 0 | 0 | 0 | 0 | 0 | 0 | 0 | 0.047552 | 0.00033 | 0.00067 | 0.001 | 0.00133 | 0.13756 | 0.026771 | 0.023629 |  | 0.0483 | 0.0483 | 0.0711 | 0.0717
2014-06-10 | 14時 |  | 0 | 0 | 0 | 0 | [9 empty] | 0 | 0 | 0 | 0 | 0 | 0 | 0 | 0 | 0 | 0 | 1.8292 | 0 | 0 | 0 | 0 | 0 | 0 | 0 | 0 | 0 | 0 | 0 | 0.047552 | 0.00013 | 0.00025 | 0.00038 | 0.0005 | 0 | 0 | 0 |  | 0.056 | 0.0561 | 0.0788 | 0.0795
2014-06-10 | 15時 |  | 0 | 0 | 0 | 0 | [9 empty] | 0 | 0 | 0 | 0 | 0 | 0 | 0 | 0 | 0 | 0 | 1.81 | 0 | 0 | 0 | 0 | 0 | 0 | 0 | 0 | 0 | 0 | 0 | 0.047552 | 0.00013 | 0.00025 | 0.00038 | 0.0005 | 0 | 0 | 0 |  | 0.056 | 0.0561 | 0.0788 | 0.0795
2014-06-10 | 16時 |  | 0 | 0 | 0 | 0 | [9 empty] | 0 | 0 | 0 | 0 | 0 | 0 | 0 | 0 | 0 | 0 | 1.7757 | 0 | 0 | 0 | 0 | 0 | 0 | 0 | 0 | 0 | 0 | 0 | 0.047552 | 0.00054 | 0.00108 | 0.00163 | 0.00217 | 0.062335 | 0.054249 | 0.024058 |  | 0.2095 | 0.275 | 0.3956 | 0.5453
2014-06-10 | 17時 |  | 0 | 0 | 0 | 0 | [9 empty] | 0 | 0 | 0 | 0 | 0 | 0 | 0 | 0 | 0 | 0 | 1.6198 | 0 | 0 | 0 | 0 | 0 | 0 | 0 | 0 | 0 | 0 | 0 | 0.047552 | 0.00642 | 0.01284 | 0.01926 | 0.02568 | 0.12467 | 0.1085 | 0.026923 |  | 0.2423 | 0.2781 | 0.3689 | 0.5187
2014-06-10 | 18時 |  | 0 | 0 | 0 | 0 | [9 empty] | 0 | 0 | 0 | 0 | 0 | 0 | 0 | 0 | 0 | 0 | 0.80995 | 0 | 0 | 0 | 0 | 0 | 0 | 0 | 0 | 0 | 0 | 0 | 0.047552 | 0.00642 | 0.01284 | 0.01926 | 0.02568 | 0.21072 | 0.1085 | 0 |  | 0.1819 | 0.2177 | 0.2978 | 0.4476
2014-06-10 | 19時 |  | 0 | 0 | 0 | 0 | [9 empty] | 0 | 0 | 0 | 0 | 0 | 0 | 0 | 0 | 0 | 0 | 0.48836 | 0 | 0 | 0 | 0 | 0 | 0 | 0 | 0 | 0 | 0 | 0 | 0.047552 | 0.00013 | 0.00025 | 0.00038 | 0.0005 | 0.12879 | 0 | 0.006537 |  | 0.0998 | 0.1355 | 0.2049 | 0.2056
2014-06-10 | 20時 |  | 0 | 0 | 0 | 0 | [9 empty] | 0 | 0 | 0 | 0 | 0 | 0 | 0 | 0 | 0 | 0 | 0.22555 | 0 | 0 | 0 | 0 | 0 | 0 | 0 | 0 | 0 | 0 | 0 | 0.047552 | 0.00033 | 0.00067 | 0.001 | 0.00133 | 0.16769 | 0.10779 | 0.006537 |  | 0.0917 | 0.1275 | 0.2183 | 0.219
2014-06-10 | 21時 |  | 0 | 0 | 0 | 0 | [9 empty] | 0 | 0 | 0 | 0 | 0 | 0 | 0 | 0 | 0 | 0 | 0.10148 | 0 | 0 | 0 | 0 | 0 | 0 | 0 | 0 | 0 | 0 | 0 | 0.047552 | 0.00628 | 0.01256 | 0.01884 | 0.02512 | 0.12467 | 0.18846 | 0.012659 |  | 0.1755 | 0.2411 | 0.3458 | 0.3465
2014-06-10 | 22時 |  | 0 | 0 | 0 | 0 | [9 empty] | 0 | 0 | 0 | 0 | 0 | 0 | 0 | 0 | 0 | 0 | 0.0058115 | 0 | 0 | 0 | 0 | 0 | 0 | 0 | 0 | 0 | 0 | 0 | 0.047552 | 0.00649 | 0.01298 | 0.01947 | 0.02595 | 0.12467 | 0.16133 | 0.043827 |  | 0.1139 | 0.1795 | 0.3002 | 0.3009
2014-06-10 | 23時 |  | 0 | 0 | 0 | 0 | [9 empty] | 0 | 0 | 0 | 0 | 0 | 0 | 0 | 0 | 0 | 0 | 0 | 0 | 0 | 0 | 0 | 0 | 0 | 0 | 0 | 0 | 0 | 0 | 0.047552 | 0.00331 | 0.00661 | 0.00992 | 0.01323 | 0.062335 | 0.15709 | 0.04296 |  | 0.1578 | 0.1578 | 0.1806 | 0.1812
2014-06-11 | 0時 |  | 0 | 0 | 0 | 0 | [9 empty] | 0 | 0 | 0 | 0 | 0 | 0 | 0 | 0 | 0 | 0 | 0 | 0 | 0 | 0 | 0 | 0 | 0 | 0 | 0 | 0 | 0 | 0 | 0.047552 | 0.00013 | 0.00025 | 0.00038 | 0.0005 | 0 | 0 | 0 |  | 0.1578 | 0.1578 | 0.1806 | 0.1812
2014-06-11 | 1時 |  | 0 | 0 | 0 | 0 | [9 empty] | 0 | 0 | 0 | 0 | 0 | 0 | 0 | 0 | 0 | 0 | 0 | 0 | 0 | 0 | 0 | 0 | 0 | 0 | 0 | 0 | 0 | 0 | 0.047552 | 0.00013 | 0.00025 | 0.00038 | 0.0005 | 0 | 0 | 0 |  | 0.0483 | 0.0483 | 0.0711 | 0.0717
2014-06-11 | 2時 |  | 0 | 0 | 0 | 0 | [9 empty] | 0 | 0 | 0 | 0 | 0 | 0 | 0 | 0 | 0 | 0 | 0 | 0 | 0 | 0 | 0 | 0 | 0 | 0 | 0 | 0 | 0 | 0 | 0.047552 | 0.00013 | 0.00025 | 0.00038 | 0.0005 | 0 | 0 | 0 |  | 0.056 | 0.0561 | 0.0788 | 0.0795
2014-06-11 | 3時 |  | 0 | 0 | 0 | 0 | [9 empty] | 0 | 0 | 0 | 0 | 0 | 0 | 0 | 0 | 0 | 0 | 0 | 0 | 0 | 0 | 0 | 0 | 0 | 0 | 0 | 0 | 0 | 0 | 0.047552 | 0.00013 | 0.00025 | 0.00038 | 0.0005 | 0 | 0 | 0 |  | 0.056 | 0.0561 | 0.0788 | 0.0795
2014-06-11 | 4時 |  | 0 | 0 | 0 | 0 | [9 empty] | 0 | 0 | 0 | 0 | 0 | 0 | 0 | 0 | 0 | 0 | 0 | 0 | 0 | 0 | 0 | 0 | 0 | 0 | 0 | 0 | 0 | 0 | 0.047552 | 0.00013 | 0.00025 | 0.00038 | 0.0005 | 0 | 0 | 0 |  | 0.0483 | 0.0483 | 0.0711 | 0.0717
2014-06-11 | 5時 |  | 0 | 0 | 0 | 0 | [9 empty] | 0 | 0 | 0 | 0 | 0 | 0 | 0 | 0 | 0 | 0 | 0 | 0 | 0 | 0 | 0 | 0 | 0 | 0 | 0 | 0 | 0 | 0 | 0.047552 | 0.00013 | 0.00025 | 0.00038 | 0.0005 | 0 | 0 | 0 |  | 0.056 | 0.0561 | 0.0788 | 0.0795
2014-06-11 | 6時 |  | 0 | 0 | 0 | 0 | [9 empty] | 0 | 0 | 0 | 0 | 0 | 0 | 0 | 0 | 0 | 0 | 0 | 0 | 0 | 0 | 0 | 0 | 0 | 0 | 0 | 0 | 0 | 0 | 0.047552 | 0.00033 | 0.00067 | 0.001 | 0.00133 | 0 | 0.024649 | 0.011815 |  | 0.0859 | 0.1159 | 0.1685 | 0.1692
2014-06-11 | 7時 |  | 0 | 0 | 0 | 0 | [9 empty] | 0 | 0 | 0 | 0 | 0 | 0 | 0 | 0 | 0 | 0 | 0 | 0 | 0 | 0 | 0 | 0 | 0 | 0 | 0 | 0 | 0 | 0 | 0.047552 | 0.00033 | 0.00067 | 0.001 | 0.00133 | 0.093503 | 0 | 0.015347 |  | 0.2346 | 0.2703 | 0.3287 | 0.3294
2014-06-11 | 8時 |  | 0 | 0 | 0 | 0 | [9 empty] | 0 | 0 | 0 | 0 | 0 | 0 | 0 | 0 | 0 | 0 | 0.1277 | 0 | 0 | 0 | 0 | 0 | 0 | 0 | 0 | 0 | 0 | 0 | 0.047552 | 0.00705 | 0.01409 | 0.02114 | 0.02818 | 0.13653 | 0.078545 | 0.060527 |  | 0.2282 | 0.3325 | 0.4595 | 0.4602
2014-06-11 | 9時 |  | 0 | 0 | 0 | 0 | [9 empty] | 0 | 0 | 0 | 0 | 0 | 0 | 0 | 0 | 0 | 0 | 0.69589 | 0 | 0 | 0 | 0 | 0 | 0 | 0 | 0 | 0 | 0 | 0 | 0.047552 | 0.00013 | 0.00025 | 0.00038 | 0.0005 | 0.084877 | 0.053895 | 0.0052775 |  | 0.056 | 0.0561 | 0.0788 | 0.0795
2014-06-11 | 10時 |  | 0 | 0 | 0 | 0 | [9 empty] | 0 | 0 | 0 | 0 | 0 | 0 | 0 | 0 | 0 | 0 | 1.273 | 0 | 0 | 0 | 0 | 0 | 0 | 0 | 0 | 0 | 0 | 0 | 0.047552 | 0.00013 | 0.00025 | 0.00038 | 0.0005 | 0 | 0 | 0 |  | 0.0483 | 0.0483 | 0.0711 | 0.0717
2014-06-11 | 11時 |  | 0 | 0 | 0 | 0 | [9 empty] | 0 | 0 | 0 | 0 | 0 | 0 | 0 | 0 | 0 | 0 | 1.6169 | 0 | 0 | 0 | 0 | 0 | 0 | 0 | 0 | 0 | 0 | 0 | 0.047552 | 0.00013 | 0.00025 | 0.00038 | 0.0005 | 0 | 0 | 0 |  | 0.056 | 0.0561 | 0.0788 | 0.0795
2014-06-11 | 12時 |  | 0 | 0 | 0 | 0 | [9 empty] | 0 | 0 | 0 | 0 | 0 | 0 | 0 | 0 | 0 | 0 | 1.7542 | 0 | 0 | 0 | 0 | 0 | 0 | 0 | 0 | 0 | 0 | 0 | 0.047552 | 0.00013 | 0.00025 | 0.00038 | 0.0005 | 0 | 0 | 0 |  | 0.056 | 0.0561 | 0.0788 | 0.0795
2014-06-11 | 13時 |  | 0 | 0 | 0 | 0 | [9 empty] | 0 | 0 | 0 | 0 | 0 | 0 | 0 | 0 | 0 | 0 | 1.868 | 0 | 0 | 0 | 0 | 0 | 0 | 0 | 0 | 0 | 0 | 0 | 0.047552 | 0.00013 | 0.00025 | 0.00038 | 0.0005 | 0 | 0 | 0 |  | 0.0483 | 0.0483 | 0.0711 | 0.0717
2014-06-11 | 14時 |  | 0 | 0 | 0 | 0 | [9 empty] | 0 | 0 | 0 | 0 | 0 | 0 | 0 | 0 | 0 | 0 | 1.7733 | 0 | 0 | 0 | 0 | 0 | 0 | 0 | 0 | 0 | 0 | 0 | 0.047552 | 0.00013 | 0.00025 | 0.00038 | 0.0005 | 0 | 0 | 0 |  | 0.056 | 0.0561 | 0.0788 | 0.0795
2014-06-11 | 15時 |  | 0 | 0 | 0 | 0 | [9 empty] | 0 | 0 | 0 | 0 | 0 | 0 | 0 | 0 | 0 | 0 | 1.7644 | 0 | 0 | 0 | 0 | 0 | 0 | 0 | 0 | 0 | 0 | 0 | 0.047552 | 0.00013 | 0.00025 | 0.00038 | 0.0005 | 0 | 0 | 0 |  | 0.056 | 0.0561 | 0.0788 | 0.0795
2014-06-11 | 16時 |  | 0 | 0 | 0 | 0 | [9 empty] | 0 | 0 | 0 | 0 | 0 | 0 | 0 | 0 | 0 | 0 | 1.7644 | 0 | 0 | 0 | 0 | 0 | 0 | 0 | 0 | 0 | 0 | 0 | 0.047552 | 0.00013 | 0.00025 | 0.00038 | 0.0005 | 0 | 0 | 0 |  | 0.0483 | 0.0483 | 0.0711 | 0.0717
2014-06-11 | 17時 |  | 0 | 0 | 0 | 0 | [9 empty] | 0 | 0 | 0 | 0 | 0 | 0 | 0 | 0 | 0 | 0 | 1.4866 | 0 | 0 | 0 | 0 | 0 | 0 | 0 | 0 | 0 | 0 | 0 | 0.047552 | 0.00013 | 0.00025 | 0.00038 | 0.0005 | 0 | 0 | 0 |  | 0.056 | 0.0561 | 0.0788 | 0.0795
2014-06-11 | 18時 |  | 0 | 0 | 0 | 0 | [9 empty] | 0 | 0 | 0 | 0 | 0 | 0 | 0 | 0 | 0 | 0 | 0.63099 | 0 | 0 | 0 | 0 | 0 | 0 | 0 | 0 | 0 | 0 | 0 | 0.047552 | 0.00013 | 0.00025 | 0.00038 | 0.0005 | 0 | 0 | 0 |  | 0.056 | 0.0561 | 0.0788 | 0.0795
2014-06-11 | 19時 |  | 0 | 0 | 0 | 0 | [9 empty] | 0 | 0 | 0 | 0 | 0 | 0 | 0 | 0 | 0 | 0 | 0.29496 | 0 | 0 | 0 | 0 | 0 | 0 | 0 | 0 | 0 | 0 | 0 | 0.047552 | 0.00013 | 0.00025 | 0.00038 | 0.0005 | 0 | 0 | 0 |  | 0.0483 | 0.0483 | 0.0711 | 0.0717
2014-06-11 | 20時 |  | 0 | 0 | 0 | 0 | [9 empty] | 0 | 0 | 0 | 0 | 0 | 0 | 0 | 0 | 0 | 0 | 0.11386 | 0 | 0 | 0 | 0 | 0 | 0 | 0 | 0 | 0 | 0 | 0 | 0.047552 | 0.00054 | 0.00108 | 0.00163 | 0.00217 | 0.062335 | 0 | 0.0082775 |  | 0.1304 | 0.2048 | 0.3129 | 0.4626
2014-06-11 | 21時 |  | 0 | 0 | 0 | 0 | [9 empty] | 0 | 0 | 0 | 0 | 0 | 0 | 0 | 0 | 0 | 0 | 0.040863 | 0 | 0 | 0 | 0 | 0 | 0 | 0 | 0 | 0 | 0 | 0 | 0.047552 | 0.00033 | 0.00067 | 0.001 | 0.00133 | 0.12467 | 0.026771 | 0.031304 |  | 0.1755 | 0.2411 | 0.3322 | 0.4447
2014-06-11 | 22時 |  | 0 | 0 | 0 | 0 | [9 empty] | 0 | 0 | 0 | 0 | 0 | 0 | 0 | 0 | 0 | 0 | 0 | 0 | 0 | 0 | 0 | 0 | 0 | 0 | 0 | 0 | 0 | 0 | 0.047552 | 0.00352 | 0.00703 | 0.01055 | 0.01406 | 0.12467 | 0.16133 | 0.043827 |  | 0.051 | 0.0511 | 0.0952 | 0.0959
2014-06-11 | 23時 |  | 0 | 0 | 0 | 0 | [9 empty] | 0 | 0 | 0 | 0 | 0 | 0 | 0 | 0 | 0 | 0 | 0 | 0 | 0 | 0 | 0 | 0 | 0 | 0 | 0 | 0 | 0 | 0 | 0.047552 | 0.00628 | 0.01256 | 0.01884 | 0.02512 | 0.062335 | 0.15709 | 0.044922 |  | 0.1877 | 0.2176 | 0.2703 | 0.2709
2014-06-12 | 0時 |  | 0 | 0 | 0 | 0 | [9 empty] | 0 | 0 | 0 | 0 | 0 | 0 | 0 | 0 | 0 | 0 | 0 | 0 | 0 | 0 | 0 | 0 | 0 | 0 | 0 | 0 | 0 | 0 | 0.047552 | 0.00013 | 0.00025 | 0.00038 | 0.0005 | 0 | 0.078899 | 0.011656 |  | 0.1578 | 0.1578 | 0.1806 | 0.1812
2014-06-12 | 1時 |  | 0 | 0 | 0 | 0 | [9 empty] | 0 | 0 | 0 | 0 | 0 | 0 | 0 | 0 | 0 | 0 | 0 | 0 | 0 | 0 | 0 | 0 | 0 | 0 | 0 | 0 | 0 | 0 | 0.047552 | 0.00013 | 0.00025 | 0.00038 | 0.0005 | 0 | 0 | 0 |  | 0.0483 | 0.0483 | 0.0711 | 0.0717
2014-06-12 | 2時 |  | 0 | 0 | 0 | 0 | [9 empty] | 0 | 0 | 0 | 0 | 0 | 0 | 0 | 0 | 0 | 0 | 0 | 0 | 0 | 0 | 0 | 0 | 0 | 0 | 0 | 0 | 0 | 0 | 0.047552 | 0.00013 | 0.00025 | 0.00038 | 0.0005 | 0 | 0 | 0 |  | 0.056 | 0.0561 | 0.0788 | 0.0795
2014-06-12 | 3時 |  | 0 | 0 | 0 | 0 | [9 empty] | 0 | 0 | 0 | 0 | 0 | 0 | 0 | 0 | 0 | 0 | 0 | 0 | 0 | 0 | 0 | 0 | 0 | 0 | 0 | 0 | 0 | 0 | 0.047552 | 0.00013 | 0.00025 | 0.00038 | 0.0005 | 0 | 0 | 0 |  | 0.056 | 0.0561 | 0.0788 | 0.0795
2014-06-12 | 4時 |  | 0 | 0 | 0 | 0 | [9 empty] | 0 | 0 | 0 | 0 | 0 | 0 | 0 | 0 | 0 | 0 | 0 | 0 | 0 | 0 | 0 | 0 | 0 | 0 | 0 | 0 | 0 | 0 | 0.047552 | 0.00013 | 0.00025 | 0.00038 | 0.0005 | 0 | 0 | 0 |  | 0.0483 | 0.0483 | 0.0711 | 0.0717
2014-06-12 | 5時 |  | 0 | 0 | 0 | 0 | [9 empty] | 0 | 0 | 0 | 0 | 0 | 0 | 0 | 0 | 0 | 0 | 0 | 0 | 0 | 0 | 0 | 0 | 0 | 0 | 0 | 0 | 0 | 0 | 0.047552 | 0.00013 | 0.00025 | 0.00038 | 0.0005 | 0 | 0 | 0 |  | 0.056 | 0.0561 | 0.0788 | 0.0795
2014-06-12 | 6時 |  | 0 | 0 | 0 | 0 | [9 empty] | 0 | 0 | 0 | 0 | 0 | 0 | 0 | 0 | 0 | 0 | 0 | 0 | 0 | 0 | 0 | 0 | 0 | 0 | 0 | 0 | 0 | 0 | 0.047552 | 0.00338 | 0.00675 | 0.01013 | 0.01351 | 0 | 0.024649 | 0.011815 |  | 0.1925 | 0.2611 | 0.3525 | 0.3531
2014-06-12 | 7時 |  | 0 | 0 | 0 | 0 | [9 empty] | 0 | 0 | 0 | 0 | 0 | 0 | 0 | 0 | 0 | 0 | 0 | 0 | 0 | 0 | 0 | 0 | 0 | 0 | 0 | 0 | 0 | 0 | 0.047552 | 0.00054 | 0.00108 | 0.00163 | 0.00217 | 0.13859 | 0.053895 | 0.036861 |  | 0.1524 | 0.248 | 0.3662 | 0.3669
2014-06-12 | 8時 |  | 0 | 0 | 0 | 0 | [9 empty] | 0 | 0 | 0 | 0 | 0 | 0 | 0 | 0 | 0 | 0 | 0 | 0 | 0 | 0 | 0 | 0 | 0 | 0 | 0 | 0 | 0 | 0 | 0.047552 | 0.00054 | 0.00108 | 0.00163 | 0.00217 | 0.093503 | 0 | 0.035602 |  | 0.1091 | 0.1448 | 0.2032 | 0.2039
2014-06-12 | 9時 |  | 0 | 0 | 0 | 0 | [9 empty] | 0 | 0 | 0 | 0 | 0 | 0 | 0 | 0 | 0 | 0 | 0.053381 | 0 | 0 | 0 | 0 | 0 | 0 | 0 | 0 | 0 | 0 | 0 | 0.047552 | 0.00013 | 0.00025 | 0.00038 | 0.0005 | 0.17838 | 0.10971 | 0.042749 |  | 0.3011 | 0.3368 | 0.3953 | 0.396
2014-06-12 | 10時 |  | 0 | 0 | 0 | 0 | [9 empty] | 0 | 0 | 0 | 0 | 0 | 0 | 0 | 0 | 0 | 0 | 0.17614 | 0 | 0 | 0 | 0 | 0 | 0 | 0 | 0 | 0 | 0 | 0 | 0.047552 | 0.00033 | 0.00067 | 0.001 | 0.00133 | 0.093503 | 0 | 0.012523 |  | 0.0483 | 0.0483 | 0.0711 | 0.0717
2014-06-12 | 11時 |  | 0 | 0 | 0 | 0 | [9 empty] | 0 | 0 | 0 | 0 | 0 | 0 | 0 | 0 | 0 | 0 | 0.37822 | 0 | 0 | 0 | 0 | 0 | 0 | 0 | 0 | 0 | 0 | 0 | 0.047552 | 0.00013 | 0.00025 | 0.00038 | 0.0005 | 0 | 0 | 0.0052775 |  | 0.056 | 0.0561 | 0.0788 | 0.0795
2014-06-12 | 12時 |  | 0 | 0 | 0 | 0 | [9 empty] | 0 | 0 | 0 | 0 | 0 | 0 | 0 | 0 | 0 | 0 | 0.57981 | 0 | 0 | 0 | 0 | 0 | 0 | 0 | 0 | 0 | 0 | 0 | 0.047552 | 0.00338 | 0.00675 | 0.01013 | 0.01351 | 0.05371 | 0 | 0.0052775 |  | 0.1983 | 0.2727 | 0.3698 | 0.3705
2014-06-12 | 13時 |  | 0 | 0 | 0 | 0 | [9 empty] | 0 | 0 | 0 | 0 | 0 | 0 | 0 | 0 | 0 | 0 | 1.0994 | 0 | 0 | 0 | 0 | 0 | 0 | 0 | 0 | 0 | 0 | 0 | 0.047552 | 0.00033 | 0.00067 | 0.001 | 0.00133 | 0.11604 | 0 | 0 |  | 0.0483 | 0.0483 | 0.0711 | 0.0717
2014-06-12 | 14時 |  | 0 | 0 | 0 | 0 | [9 empty] | 0 | 0 | 0 | 0 | 0 | 0 | 0 | 0 | 0 | 0 | 1.3015 | 0 | 0 | 0 | 0 | 0 | 0 | 0 | 0 | 0 | 0 | 0 | 0.047552 | 0.00013 | 0.00025 | 0.00038 | 0.0005 | 0.031168 | 0 | 0.017801 |  | 0.056 | 0.0561 | 0.0788 | 0.0795
2014-06-12 | 15時 |  | 0 | 0 | 0 | 0 | [9 empty] | 0 | 0 | 0 | 0 | 0 | 0 | 0 | 0 | 0 | 0 | 1.5054 | 0 | 0 | 0 | 0 | 0 | 0 | 0 | 0 | 0 | 0 | 0 | 0.047552 | 0.00013 | 0.00025 | 0.00038 | 0.0005 | 0 | 0 | 0 |  | 0.056 | 0.0561 | 0.0788 | 0.0795
2014-06-12 | 16時 |  | 0 | 0 | 0 | 0 | [9 empty] | 0 | 0 | 0 | 0 | 0 | 0 | 0 | 0 | 0 | 0 | 1.4258 | 0 | 0 | 0 | 0 | 0 | 0 | 0 | 0 | 0 | 0 | 0 | 0.047552 | 0.00033 | 0.00067 | 0.001 | 0.00133 | 0.062335 | 0 | 0.0052775 |  | 0.0483 | 0.0483 | 0.0711 | 0.0717
2014-06-12 | 17時 |  | 0 | 0 | 0 | 0 | [9 empty] | 0 | 0 | 0 | 0 | 0 | 0 | 0 | 0 | 0 | 0 | 1.1366 | 0 | 0 | 0 | 0 | 0 | 0 | 0 | 0 | 0 | 0 | 0 | 0.047552 | 0.00033 | 0.00067 | 0.001 | 0.00133 | 0.10536 | 0 | 0.0082775 |  | 0.1304 | 0.2048 | 0.3019 | 0.3026
2014-06-12 | 18時 |  | 0 | 0 | 0 | 0 | [9 empty] | 0 | 0 | 0 | 0 | 0 | 0 | 0 | 0 | 0 | 0 | 0.38585 | 0 | 0 | 0 | 0 | 0 | 0 | 0 | 0 | 0 | 0 | 0 | 0.047552 | 0.00642 | 0.01284 | 0.01926 | 0.02568 | 0.12467 | 0 | 0.0082775 |  | 0.303 | 0.3387 | 0.3972 | 0.5469
2014-06-12 | 19時 |  | 0 | 0 | 0 | 0 | [9 empty] | 0 | 0 | 0 | 0 | 0 | 0 | 0 | 0 | 0 | 0 | 0.16574 | 0 | 0 | 0 | 0 | 0 | 0 | 0 | 0 | 0 | 0 | 0 | 0.047552 | 0.00642 | 0.01284 | 0.01926 | 0.02568 | 0.21072 | 0.10708 | 0.0082775 |  | 0.0991 | 0.1348 | 0.1932 | 0.1939
2014-06-12 | 20時 |  | 0 | 0 | 0 | 0 | [9 empty] | 0 | 0 | 0 | 0 | 0 | 0 | 0 | 0 | 0 | 0 | 0.069424 | 0 | 0 | 0 | 0 | 0 | 0 | 0 | 0 | 0 | 0 | 0 | 0.047552 | 0.00033 | 0.00067 | 0.001 | 0.00133 | 0.14927 | 0.027125 | 0 |  | 0.0917 | 0.1275 | 0.2102 | 0.2109
2014-06-12 | 21時 |  | 0 | 0 | 0 | 0 | [9 empty] | 0 | 0 | 0 | 0 | 0 | 0 | 0 | 0 | 0 | 0 | 0.012043 | 0 | 0 | 0 | 0 | 0 | 0 | 0 | 0 | 0 | 0 | 0 | 0.047552 | 0.00033 | 0.00067 | 0.001 | 0.00133 | 0.14618 | 0.10814 | 0.031304 |  | 0.1216 | 0.1873 | 0.2837 | 0.2844
2014-06-12 | 22時 |  | 0 | 0 | 0 | 0 | [9 empty] | 0 | 0 | 0 | 0 | 0 | 0 | 0 | 0 | 0 | 0 | 0 | 0 | 0 | 0 | 0 | 0 | 0 | 0 | 0 | 0 | 0 | 0 | 0.047552 | 0.00628 | 0.01256 | 0.01884 | 0.02512 | 0.12467 | 0.16133 | 0.043827 |  | 0.1738 | 0.1917 | 0.262 | 0.2626
2014-06-12 | 23時 |  | 0 | 0 | 0 | 0 | [9 empty] | 0 | 0 | 0 | 0 | 0 | 0 | 0 | 0 | 0 | 0 | 0 | 0 | 0 | 0 | 0 | 0 | 0 | 0 | 0 | 0 | 0 | 0 | 0.047552 | 0.0067 | 0.01339 | 0.02009 | 0.02679 | 0.12467 | 0.18881 | 0.031848 |  | 0.1877 | 0.2176 | 0.2756 | 0.2763
2014-06-13 | 0時 |  | 0 | 0 | 0 | 0 | [9 empty] | 0 | 0 | 0 | 0 | 0 | 0 | 0 | 0 | 0 | 0 | 0 | 0 | 0 | 0 | 0 | 0 | 0 | 0 | 0 | 0 | 0 | 0 | 0.047552 | 0.00013 | 0.00025 | 0.00038 | 0.0005 | 0 | 0.078899 | 0.011656 |  | 0.1578 | 0.1578 | 0.1806 | 0.1812
2014-06-13 | 1時 |  | 0 | 0 | 0 | 0 | [9 empty] | 0 | 0 | 0 | 0 | 0 | 0 | 0 | 0 | 0 | 0 | 0 | 0 | 0 | 0 | 0 | 0 | 0 | 0 | 0 | 0 | 0 | 0 | 0.047552 | 0.00013 | 0.00025 | 0.00038 | 0.0005 | 0 | 0 | 0 |  | 0.0483 | 0.0483 | 0.0711 | 0.0717
2014-06-13 | 2時 |  | 0 | 0 | 0 | 0 | [9 empty] | 0 | 0 | 0 | 0 | 0 | 0 | 0 | 0 | 0 | 0 | 0 | 0 | 0 | 0 | 0 | 0 | 0 | 0 | 0 | 0 | 0 | 0 | 0.047552 | 0.00013 | 0.00025 | 0.00038 | 0.0005 | 0 | 0 | 0 |  | 0.056 | 0.0561 | 0.0788 | 0.0795
2014-06-13 | 3時 |  | 0 | 0 | 0 | 0 | [9 empty] | 0 | 0 | 0 | 0 | 0 | 0 | 0 | 0 | 0 | 0 | 0 | 0 | 0 | 0 | 0 | 0 | 0 | 0 | 0 | 0 | 0 | 0 | 0.047552 | 0.00013 | 0.00025 | 0.00038 | 0.0005 | 0 | 0 | 0 |  | 0.056 | 0.0561 | 0.0788 | 0.0795
2014-06-13 | 4時 |  | 0 | 0 | 0 | 0 | [9 empty] | 0 | 0 | 0 | 0 | 0 | 0 | 0 | 0 | 0 | 0 | 0 | 0 | 0 | 0 | 0 | 0 | 0 | 0 | 0 | 0 | 0 | 0 | 0.047552 | 0.00013 | 0.00025 | 0.00038 | 0.0005 | 0 | 0 | 0 |  | 0.0483 | 0.0483 | 0.0711 | 0.0717
2014-06-13 | 5時 |  | 0 | 0 | 0 | 0 | [9 empty] | 0 | 0 | 0 | 0 | 0 | 0 | 0 | 0 | 0 | 0 | 0 | 0 | 0 | 0 | 0 | 0 | 0 | 0 | 0 | 0 | 0 | 0 | 0.047552 | 0.00013 | 0.00025 | 0.00038 | 0.0005 | 0 | 0 | 0 |  | 0.056 | 0.0561 | 0.0788 | 0.0795
2014-06-13 | 6時 |  | 0 | 0 | 0 | 0 | [9 empty] | 0 | 0 | 0 | 0 | 0 | 0 | 0 | 0 | 0 | 0 | 0 | 0 | 0 | 0 | 0 | 0 | 0 | 0 | 0 | 0 | 0 | 0 | 0.047552 | 0.00338 | 0.00675 | 0.01013 | 0.01351 | 0 | 0.024649 | 0.011815 |  | 0.1925 | 0.2611 | 0.3525 | 0.3531
2014-06-13 | 7時 |  | 0 | 0 | 0 | 0 | [9 empty] | 0 | 0 | 0 | 0 | 0 | 0 | 0 | 0 | 0 | 0 | 0 | 0 | 0 | 0 | 0 | 0 | 0 | 0 | 0 | 0 | 0 | 0 | 0.047552 | 0.00054 | 0.00108 | 0.00163 | 0.00217 | 0.13859 | 0.053895 | 0.036861 |  | 0.1524 | 0.248 | 0.3662 | 0.3669
2014-06-13 | 8時 |  | 0 | 0 | 0 | 0 | [9 empty] | 0 | 0 | 0 | 0 | 0 | 0 | 0 | 0 | 0 | 0 | 0 | 0 | 0 | 0 | 0 | 0 | 0 | 0 | 0 | 0 | 0 | 0 | 0.047552 | 0.00054 | 0.00108 | 0.00163 | 0.00217 | 0.093503 | 0 | 0.035602 |  | 0.1091 | 0.1448 | 0.2032 | 0.2039
2014-06-13 | 9時 |  | 0 | 0 | 0 | 0 | [9 empty] | 0 | 0 | 0 | 0 | 0 | 0 | 0 | 0 | 0 | 0 | 0.18092 | 0 | 0 | 0 | 0 | 0 | 0 | 0 | 0 | 0 | 0 | 0 | 0.047552 | 0.00013 | 0.00025 | 0.00038 | 0.0005 | 0.17838 | 0.10971 | 0.042749 |  | 0.3011 | 0.3368 | 0.3953 | 0.396
2014-06-13 | 10時 |  | 0 | 0 | 0 | 0 | [9 empty] | 0 | 0 | 0 | 0 | 0 | 0 | 0 | 0 | 0 | 0 | 0.32701 | 0 | 0 | 0 | 0 | 0 | 0 | 0 | 0 | 0 | 0 | 0 | 0.047552 | 0.00033 | 0.00067 | 0.001 | 0.00133 | 0.093503 | 0 | 0.012523 |  | 0.0483 | 0.0483 | 0.0711 | 0.0717
2014-06-13 | 11時 |  | 0 | 0 | 0 | 0 | [9 empty] | 0 | 0 | 0 | 0 | 0 | 0 | 0 | 0 | 0 | 0 | 0.60908 | 0 | 0 | 0 | 0 | 0 | 0 | 0 | 0 | 0 | 0 | 0 | 0.047552 | 0.00013 | 0.00025 | 0.00038 | 0.0005 | 0 | 0 | 0.0052775 |  | 0.056 | 0.0561 | 0.0788 | 0.0795
2014-06-13 | 12時 |  | 0 | 0 | 0 | 0 | [9 empty] | 0 | 0 | 0 | 0 | 0 | 0 | 0 | 0 | 0 | 0 | 1.4374 | 0 | 0 | 0 | 0 | 0 | 0 | 0 | 0 | 0 | 0 | 0 | 0.047552 | 0.00338 | 0.00675 | 0.01013 | 0.01351 | 0.05371 | 0 | 0.0052775 |  | 0.1983 | 0.2727 | 0.3698 | 0.3705
2014-06-13 | 13時 |  | 0 | 0 | 0 | 0 | [9 empty] | 0 | 0 | 0 | 0 | 0 | 0 | 0 | 0 | 0 | 0 | 1.4846 | 0 | 0 | 0 | 0 | 0 | 0 | 0 | 0 | 0 | 0 | 0 | 0.047552 | 0.00033 | 0.00067 | 0.001 | 0.00133 | 0.11604 | 0 | 0 |  | 0.0483 | 0.0483 | 0.0711 | 0.0717
2014-06-13 | 14時 |  | 0 | 0 | 0 | 0 | [9 empty] | 0 | 0 | 0 | 0 | 0 | 0 | 0 | 0 | 0 | 0 | 1.0744 | 0 | 0 | 0 | 0 | 0 | 0 | 0 | 0 | 0 | 0 | 0 | 0.047552 | 0.00013 | 0.00025 | 0.00038 | 0.0005 | 0.031168 | 0 | 0.017801 |  | 0.056 | 0.0561 | 0.0788 | 0.0795
2014-06-13 | 15時 |  | 0 | 0 | 0 | 0 | [9 empty] | 0 | 0 | 0 | 0 | 0 | 0 | 0 | 0 | 0 | 0 | 0.89371 | 0 | 0 | 0 | 0 | 0 | 0 | 0 | 0 | 0 | 0 | 0 | 0.047552 | 0.00013 | 0.00025 | 0.00038 | 0.0005 | 0 | 0 | 0 |  | 0.056 | 0.0561 | 0.0788 | 0.0795
2014-06-13 | 16時 |  | 0 | 0 | 0 | 0 | [9 empty] | 0 | 0 | 0 | 0 | 0 | 0 | 0 | 0 | 0 | 0 | 0.51403 | 0 | 0 | 0 | 0 | 0 | 0 | 0 | 0 | 0 | 0 | 0 | 0.047552 | 0.00033 | 0.00067 | 0.001 | 0.00133 | 0.062335 | 0 | 0.0052775 |  | 0.0483 | 0.0483 | 0.0711 | 0.0717
2014-06-13 | 17時 |  | 0 | 0 | 0 | 0 | [9 empty] | 0 | 0 | 0 | 0 | 0 | 0 | 0 | 0 | 0 | 0 | 0.24625 | 0 | 0 | 0 | 0 | 0 | 0 | 0 | 0 | 0 | 0 | 0 | 0.047552 | 0.00033 | 0.00067 | 0.001 | 0.00133 | 0.10536 | 0 | 0.0082775 |  | 0.1304 | 0.2048 | 0.3019 | 0.3026
2014-06-13 | 18時 |  | 0 | 0 | 0 | 0 | [9 empty] | 0 | 0 | 0 | 0 | 0 | 0 | 0 | 0 | 0 | 0 | 0.056184 | 0 | 0 | 0 | 0 | 0 | 0 | 0 | 0 | 0 | 0 | 0 | 0.047552 | 0.00642 | 0.01284 | 0.01926 | 0.02568 | 0.12467 | 0 | 0.0082775 |  | 0.303 | 0.3387 | 0.3972 | 0.5469
2014-06-13 | 19時 |  | 0 | 0 | 0 | 0 | [9 empty] | 0 | 0 | 0 | 0 | 0 | 0 | 0 | 0 | 0 | 0 | 0.061266 | 0 | 0 | 0 | 0 | 0 | 0 | 0 | 0 | 0 | 0 | 0 | 0.047552 | 0.00642 | 0.01284 | 0.01926 | 0.02568 | 0.21072 | 0.10708 | 0.0082775 |  | 0.0991 | 0.1348 | 0.1932 | 0.1939
2014-06-13 | 20時 |  | 0 | 0 | 0 | 0 | [9 empty] | 0 | 0 | 0 | 0 | 0 | 0 | 0 | 0 | 0 | 0 | 0.052906 | 0 | 0 | 0 | 0 | 0 | 0 | 0 | 0 | 0 | 0 | 0 | 0.047552 | 0.00033 | 0.00067 | 0.001 | 0.00133 | 0.14927 | 0.027125 | 0 |  | 0.0917 | 0.1275 | 0.2102 | 0.2109
2014-06-13 | 21時 |  | 0 | 0 | 0 | 0 | [9 empty] | 0 | 0 | 0 | 0 | 0 | 0 | 0 | 0 | 0 | 0 | 0.010227 | 0 | 0 | 0 | 0 | 0 | 0 | 0 | 0 | 0 | 0 | 0 | 0.047552 | 0.00033 | 0.00067 | 0.001 | 0.00133 | 0.14618 | 0.10814 | 0.031304 |  | 0.1216 | 0.1873 | 0.2837 | 0.2844
2014-06-13 | 22時 |  | 0 | 0 | 0 | 0 | [9 empty] | 0 | 0 | 0 | 0 | 0 | 0 | 0 | 0 | 0 | 0 | 0 | 0 | 0 | 0 | 0 | 0 | 0 | 0 | 0 | 0 | 0 | 0 | 0.047552 | 0.00628 | 0.01256 | 0.01884 | 0.02512 | 0.12467 | 0.16133 | 0.043827 |  | 0.1738 | 0.1917 | 0.262 | 0.2626
2014-06-13 | 23時 |  | 0 | 0 | 0 | 0 | [9 empty] | 0 | 0 | 0 | 0 | 0 | 0 | 0 | 0 | 0 | 0 | 0 | 0 | 0 | 0 | 0 | 0 | 0 | 0 | 0 | 0 | 0 | 0 | 0.047552 | 0.0067 | 0.01339 | 0.02009 | 0.02679 | 0.12467 | 0.18881 | 0.031848 |  | 0.1877 | 0.2176 | 0.2756 | 0.2763
2014-06-14 | 0時 |  | 0 | 0 | 0 | 0 | [9 empty] | 0 | 0 | 0 | 0 | 0 | 0 | 0 | 0 | 0 | 0 | 0 | 0 | 0 | 0 | 0 | 0 | 0 | 0 | 0 | 0 | 0 | 0 | 0.047552 | 0.00013 | 0.00025 | 0.00038 | 0.0005 | 0 | 0.078899 | 0.011656 |  | 0.1578 | 0.1578 | 0.1806 | 0.1812
2014-06-14 | 1時 |  | 0 | 0 | 0 | 0 | [9 empty] | 0 | 0 | 0 | 0 | 0 | 0 | 0 | 0 | 0 | 0 | 0 | 0 | 0 | 0 | 0 | 0 | 0 | 0 | 0 | 0 | 0 | 0 | 0.047552 | 0.00013 | 0.00025 | 0.00038 | 0.0005 | 0 | 0 | 0 |  | 0.0483 | 0.0483 | 0.0711 | 0.0717
2014-06-14 | 2時 |  | 0 | 0 | 0 | 0 | [9 empty] | 0 | 0 | 0 | 0 | 0 | 0 | 0 | 0 | 0 | 0 | 0 | 0 | 0 | 0 | 0 | 0 | 0 | 0 | 0 | 0 | 0 | 0 | 0.047552 | 0.00013 | 0.00025 | 0.00038 | 0.0005 | 0 | 0 | 0 |  | 0.056 | 0.0561 | 0.0788 | 0.0795
2014-06-14 | 3時 |  | 0 | 0 | 0 | 0 | [9 empty] | 0 | 0 | 0 | 0 | 0 | 0 | 0 | 0 | 0 | 0 | 0 | 0 | 0 | 0 | 0 | 0 | 0 | 0 | 0 | 0 | 0 | 0 | 0.047552 | 0.00013 | 0.00025 | 0.00038 | 0.0005 | 0 | 0 | 0 |  | 0.056 | 0.0561 | 0.0788 | 0.0795
2014-06-14 | 4時 |  | 0 | 0 | 0 | 0 | [9 empty] | 0 | 0 | 0 | 0 | 0 | 0 | 0 | 0 | 0 | 0 | 0 | 0 | 0 | 0 | 0 | 0 | 0 | 0 | 0 | 0 | 0 | 0 | 0.047552 | 0.00013 | 0.00025 | 0.00038 | 0.0005 | 0 | 0 | 0 |  | 0.0483 | 0.0483 | 0.0711 | 0.0717
2014-06-14 | 5時 |  | 0 | 0 | 0 | 0 | [9 empty] | 0 | 0 | 0 | 0 | 0 | 0 | 0 | 0 | 0 | 0 | 0 | 0 | 0 | 0 | 0 | 0 | 0 | 0 | 0 | 0 | 0 | 0 | 0.047552 | 0.00013 | 0.00025 | 0.00038 | 0.0005 | 0 | 0 | 0 |  | 0.056 | 0.0561 | 0.0788 | 0.0795
2014-06-14 | 6時 |  | 0 | 0 | 0 | 0 | [9 empty] | 0 | 0 | 0 | 0 | 0 | 0 | 0 | 0 | 0 | 0 | 0 | 0 | 0 | 0 | 0 | 0 | 0 | 0 | 0 | 0 | 0 | 0 | 0.047552 | 0.00338 | 0.00675 | 0.01013 | 0.01351 | 0 | 0.024649 | 0.011815 |  | 0.1925 | 0.2611 | 0.3525 | 0.3531
2014-06-14 | 7時 |  | 0 | 0 | 0 | 0 | [9 empty] | 0 | 0 | 0 | 0 | 0 | 0 | 0 | 0 | 0 | 0 | 0 | 0 | 0 | 0 | 0 | 0 | 0 | 0 | 0 | 0 | 0 | 0 | 0.047552 | 0.00054 | 0.00108 | 0.00163 | 0.00217 | 0.13859 | 0.053895 | 0.036861 |  | 0.1524 | 0.248 | 0.3662 | 0.3669
2014-06-14 | 8時 |  | 0 | 0 | 0 | 0 | [9 empty] | 0 | 0 | 0 | 0 | 0 | 0 | 0 | 0 | 0 | 0 | 0 | 0 | 0 | 0 | 0 | 0 | 0 | 0 | 0 | 0 | 0 | 0 | 0.047552 | 0.00054 | 0.00108 | 0.00163 | 0.00217 | 0.093503 | 0 | 0.035602 |  | 0.1091 | 0.1448 | 0.2032 | 0.2039
2014-06-14 | 9時 |  | 0 | 0 | 0 | 0 | [9 empty] | 0 | 0 | 0 | 0 | 0 | 0 | 0 | 0 | 0 | 0 | 0.15637 | 0 | 0 | 0 | 0 | 0 | 0 | 0 | 0 | 0 | 0 | 0 | 0.047552 | 0.00013 | 0.00025 | 0.00038 | 0.0005 | 0.17838 | 0.10971 | 0.042749 |  | 0.3011 | 0.3368 | 0.3953 | 0.396
2014-06-14 | 10時 |  | 0 | 0 | 0 | 0 | [9 empty] | 0 | 0 | 0 | 0 | 0 | 0 | 0 | 0 | 0 | 0 | 0.37219 | 0 | 0 | 0 | 0 | 0 | 0 | 0 | 0 | 0 | 0 | 0 | 0.047552 | 0.00033 | 0.00067 | 0.001 | 0.00133 | 0.093503 | 0 | 0.012523 |  | 0.0483 | 0.0483 | 0.0711 | 0.0717
2014-06-14 | 11時 |  | 0 | 0 | 0 | 0 | [9 empty] | 0 | 0 | 0 | 0 | 0 | 0 | 0 | 0 | 0 | 0 | 0.87734 | 0 | 0 | 0 | 0 | 0 | 0 | 0 | 0 | 0 | 0 | 0 | 0.047552 | 0.00013 | 0.00025 | 0.00038 | 0.0005 | 0 | 0 | 0.0052775 |  | 0.056 | 0.0561 | 0.0788 | 0.0795
2014-06-14 | 12時 |  | 0 | 0 | 0 | 0 | [9 empty] | 0 | 0 | 0 | 0 | 0 | 0 | 0 | 0 | 0 | 0 | 1.2057 | 0 | 0 | 0 | 0 | 0 | 0 | 0 | 0 | 0 | 0 | 0 | 0.047552 | 0.00338 | 0.00675 | 0.01013 | 0.01351 | 0.05371 | 0 | 0.0052775 |  | 0.1983 | 0.2727 | 0.3698 | 0.3705
2014-06-14 | 13時 |  | 0 | 0 | 0 | 0 | [9 empty] | 0 | 0 | 0 | 0 | 0 | 0 | 0 | 0 | 0 | 0 | 1.0728 | 0 | 0 | 0 | 0 | 0 | 0 | 0 | 0 | 0 | 0 | 0 | 0.047552 | 0.00033 | 0.00067 | 0.001 | 0.00133 | 0.11604 | 0 | 0 |  | 0.0483 | 0.0483 | 0.0711 | 0.0717
2014-06-14 | 14時 |  | 0 | 0 | 0 | 0 | [9 empty] | 0 | 0 | 0 | 0 | 0 | 0 | 0 | 0 | 0 | 0 | 0.9209 | 0 | 0 | 0 | 0 | 0 | 0 | 0 | 0 | 0 | 0 | 0 | 0.047552 | 0.00013 | 0.00025 | 0.00038 | 0.0005 | 0.031168 | 0 | 0.017801 |  | 0.056 | 0.0561 | 0.0788 | 0.0795
2014-06-14 | 15時 |  | 0 | 0 | 0 | 0 | [9 empty] | 0 | 0 | 0 | 0 | 0 | 0 | 0 | 0 | 0 | 0 | 0.83666 | 0 | 0 | 0 | 0 | 0 | 0 | 0 | 0 | 0 | 0 | 0 | 0.047552 | 0.00013 | 0.00025 | 0.00038 | 0.0005 | 0 | 0 | 0 |  | 0.056 | 0.0561 | 0.0788 | 0.0795
2014-06-14 | 16時 |  | 0 | 0 | 0 | 0 | [9 empty] | 0 | 0 | 0 | 0 | 0 | 0 | 0 | 0 | 0 | 0 | 0.61686 | 0 | 0 | 0 | 0 | 0 | 0 | 0 | 0 | 0 | 0 | 0 | 0.047552 | 0.00033 | 0.00067 | 0.001 | 0.00133 | 0.062335 | 0 | 0.0052775 |  | 0.0483 | 0.0483 | 0.0711 | 0.0717
2014-06-14 | 17時 |  | 0 | 0 | 0 | 0 | [9 empty] | 0 | 0 | 0 | 0 | 0 | 0 | 0 | 0 | 0 | 0 | 0.42907 | 0 | 0 | 0 | 0 | 0 | 0 | 0 | 0 | 0 | 0 | 0 | 0.047552 | 0.00033 | 0.00067 | 0.001 | 0.00133 | 0.10536 | 0 | 0.0082775 |  | 0.1304 | 0.2048 | 0.3019 | 0.3026
2014-06-14 | 18時 |  | 0 | 0 | 0 | 0 | [9 empty] | 0 | 0 | 0 | 0 | 0 | 0 | 0 | 0 | 0 | 0 | 0.11691 | 0 | 0 | 0 | 0 | 0 | 0 | 0 | 0 | 0 | 0 | 0 | 0.047552 | 0.00642 | 0.01284 | 0.01926 | 0.02568 | 0.12467 | 0 | 0.0082775 |  | 0.303 | 0.3387 | 0.3972 | 0.5469
2014-06-14 | 19時 |  | 0 | 0 | 0 | 0 | [9 empty] | 0 | 0 | 0 | 0 | 0 | 0 | 0 | 0 | 0 | 0 | 0.079698 | 0 | 0 | 0 | 0 | 0 | 0 | 0 | 0 | 0 | 0 | 0 | 0.047552 | 0.00642 | 0.01284 | 0.01926 | 0.02568 | 0.21072 | 0.10708 | 0.0082775 |  | 0.0991 | 0.1348 | 0.1932 | 0.1939
2014-06-14 | 20時 |  | 0 | 0 | 0 | 0 | [9 empty] | 0 | 0 | 0 | 0 | 0 | 0 | 0 | 0 | 0 | 0 | 0.057992 | 0 | 0 | 0 | 0 | 0 | 0 | 0 | 0 | 0 | 0 | 0 | 0.047552 | 0.00033 | 0.00067 | 0.001 | 0.00133 | 0.14927 | 0.027125 | 0 |  | 0.0917 | 0.1275 | 0.2102 | 0.2109
2014-06-14 | 21時 |  | 0 | 0 | 0 | 0 | [9 empty] | 0 | 0 | 0 | 0 | 0 | 0 | 0 | 0 | 0 | 0 | 0.014449 | 0 | 0 | 0 | 0 | 0 | 0 | 0 | 0 | 0 | 0 | 0 | 0.047552 | 0.00033 | 0.00067 | 0.001 | 0.00133 | 0.14618 | 0.10814 | 0.031304 |  | 0.1216 | 0.1873 | 0.2837 | 0.2844
2014-06-14 | 22時 |  | 0 | 0 | 0 | 0 | [9 empty] | 0 | 0 | 0 | 0 | 0 | 0 | 0 | 0 | 0 | 0 | 0 | 0 | 0 | 0 | 0 | 0 | 0 | 0 | 0 | 0 | 0 | 0 | 0.047552 | 0.00628 | 0.01256 | 0.01884 | 0.02512 | 0.12467 | 0.16133 | 0.043827 |  | 0.1738 | 0.1917 | 0.262 | 0.2626
2014-06-14 | 23時 |  | 0 | 0 | 0 | 0 | [9 empty] | 0 | 0 | 0 | 0 | 0 | 0 | 0 | 0 | 0 | 0 | 0 | 0 | 0 | 0 | 0 | 0 | 0 | 0 | 0 | 0 | 0 | 0 | 0.047552 | 0.0067 | 0.01339 | 0.02009 | 0.02679 | 0.12467 | 0.18881 | 0.031848 |  | 0.1877 | 0.2176 | 0.2756 | 0.2763
2014-06-15 | 0時 |  | 0 | 0 | 0 | 0 | [9 empty] | 0 | 0 | 0 | 0 | 0 | 0 | 0 | 0 | 0 | 0 | 0 | 0 | 0 | 0 | 0 | 0 | 0 | 0 | 0 | 0 | 0 | 0 | 0.047552 | 0.00013 | 0.00025 | 0.00038 | 0.0005 | 0 | 0.078899 | 0.011656 |  | 0.1578 | 0.1578 | 0.1806 | 0.1812
2014-06-15 | 1時 |  | 0 | 0 | 0 | 0 | [9 empty] | 0 | 0 | 0 | 0 | 0 | 0 | 0 | 0 | 0 | 0 | 0 | 0 | 0 | 0 | 0 | 0 | 0 | 0 | 0 | 0 | 0 | 0 | 0.047552 | 0.00013 | 0.00025 | 0.00038 | 0.0005 | 0 | 0 | 0 |  | 0.0483 | 0.0483 | 0.0711 | 0.0717
2014-06-15 | 2時 |  | 0 | 0 | 0 | 0 | [9 empty] | 0 | 0 | 0 | 0 | 0 | 0 | 0 | 0 | 0 | 0 | 0 | 0 | 0 | 0 | 0 | 0 | 0 | 0 | 0 | 0 | 0 | 0 | 0.047552 | 0.00013 | 0.00025 | 0.00038 | 0.0005 | 0 | 0 | 0 |  | 0.056 | 0.0561 | 0.0788 | 0.0795
2014-06-15 | 3時 |  | 0 | 0 | 0 | 0 | [9 empty] | 0 | 0 | 0 | 0 | 0 | 0 | 0 | 0 | 0 | 0 | 0 | 0 | 0 | 0 | 0 | 0 | 0 | 0 | 0 | 0 | 0 | 0 | 0.047552 | 0.00013 | 0.00025 | 0.00038 | 0.0005 | 0 | 0 | 0 |  | 0.056 | 0.0561 | 0.0788 | 0.0795
2014-06-15 | 4時 |  | 0 | 0 | 0 | 0 | [9 empty] | 0 | 0 | 0 | 0 | 0 | 0 | 0 | 0 | 0 | 0 | 0 | 0 | 0 | 0 | 0 | 0 | 0 | 0 | 0 | 0 | 0 | 0 | 0.047552 | 0.00013 | 0.00025 | 0.00038 | 0.0005 | 0 | 0 | 0 |  | 0.0483 | 0.0483 | 0.0711 | 0.0717
2014-06-15 | 5時 |  | 0 | 0 | 0 | 0 | [9 empty] | 0 | 0 | 0 | 0 | 0 | 0 | 0 | 0 | 0 | 0 | 0 | 0 | 0 | 0 | 0 | 0 | 0 | 0 | 0 | 0 | 0 | 0 | 0.047552 | 0.00013 | 0.00025 | 0.00038 | 0.0005 | 0 | 0 | 0 |  | 0.056 | 0.0561 | 0.0788 | 0.0795
2014-06-15 | 6時 |  | 0 | 0 | 0 | 0 | [9 empty] | 0 | 0 | 0 | 0 | 0 | 0 | 0 | 0 | 0 | 0 | 0 | 0 | 0 | 0 | 0 | 0 | 0 | 0 | 0 | 0 | 0 | 0 | 0.047552 | 0.00338 | 0.00675 | 0.01013 | 0.01351 | 0 | 0.024649 | 0.011815 |  | 0.1925 | 0.2611 | 0.3525 | 0.3531
2014-06-15 | 7時 |  | 0 | 0 | 0 | 0 | [9 empty] | 0 | 0 | 0 | 0 | 0 | 0 | 0 | 0 | 0 | 0 | 0 | 0 | 0 | 0 | 0 | 0 | 0 | 0 | 0 | 0 | 0 | 0 | 0.047552 | 0.00054 | 0.00108 | 0.00163 | 0.00217 | 0.13859 | 0.053895 | 0.036861 |  | 0.1524 | 0.248 | 0.3662 | 0.3669
2014-06-15 | 8時 |  | 0 | 0 | 0 | 0 | [9 empty] | 0 | 0 | 0 | 0 | 0 | 0 | 0 | 0 | 0 | 0 | 0 | 0 | 0 | 0 | 0 | 0 | 0 | 0 | 0 | 0 | 0 | 0 | 0.047552 | 0.00054 | 0.00108 | 0.00163 | 0.00217 | 0.093503 | 0 | 0.035602 |  | 0.1091 | 0.1448 | 0.2032 | 0.2039
2014-06-15 | 9時 |  | 0 | 0 | 0 | 0 | [9 empty] | 0 | 0 | 0 | 0 | 0 | 0 | 0 | 0 | 0 | 0 | 0.078426 | 0 | 0 | 0 | 0 | 0 | 0 | 0 | 0 | 0 | 0 | 0 | 0.047552 | 0.00013 | 0.00025 | 0.00038 | 0.0005 | 0.17838 | 0.10971 | 0.042749 |  | 0.3011 | 0.3368 | 0.3953 | 0.396
2014-06-15 | 10時 |  | 0 | 0 | 0 | 0 | [9 empty] | 0 | 0 | 0 | 0 | 0 | 0 | 0 | 0 | 0 | 0 | 0.51316 | 0 | 0 | 0 | 0 | 0 | 0 | 0 | 0 | 0 | 0 | 0 | 0.047552 | 0.00033 | 0.00067 | 0.001 | 0.00133 | 0.093503 | 0 | 0.012523 |  | 0.0483 | 0.0483 | 0.0711 | 0.0717
2014-06-15 | 11時 |  | 0 | 0 | 0 | 0 | [9 empty] | 0 | 0 | 0 | 0 | 0 | 0 | 0 | 0 | 0 | 0 | 0.90282 | 0 | 0 | 0 | 0 | 0 | 0 | 0 | 0 | 0 | 0 | 0 | 0.047552 | 0.00013 | 0.00025 | 0.00038 | 0.0005 | 0 | 0 | 0.0052775 |  | 0.056 | 0.0561 | 0.0788 | 0.0795
2014-06-15 | 12時 |  | 0 | 0 | 0 | 0 | [9 empty] | 0 | 0 | 0 | 0 | 0 | 0 | 0 | 0 | 0 | 0 | 1.1081 | 0 | 0 | 0 | 0 | 0 | 0 | 0 | 0 | 0 | 0 | 0 | 0.047552 | 0.00338 | 0.00675 | 0.01013 | 0.01351 | 0.05371 | 0 | 0.0052775 |  | 0.1983 | 0.2727 | 0.3698 | 0.3705
2014-06-15 | 13時 |  | 0 | 0 | 0 | 0 | [9 empty] | 0 | 0 | 0 | 0 | 0 | 0 | 0 | 0 | 0 | 0 | 0.72775 | 0 | 0 | 0 | 0 | 0 | 0 | 0 | 0 | 0 | 0 | 0 | 0.047552 | 0.00033 | 0.00067 | 0.001 | 0.00133 | 0.11604 | 0 | 0 |  | 0.0483 | 0.0483 | 0.0711 | 0.0717
2014-06-15 | 14時 |  | 0 | 0 | 0 | 0 | [9 empty] | 0 | 0 | 0 | 0 | 0 | 0 | 0 | 0 | 0 | 0 | 0.62825 | 0 | 0 | 0 | 0 | 0 | 0 | 0 | 0 | 0 | 0 | 0 | 0.047552 | 0.00013 | 0.00025 | 0.00038 | 0.0005 | 0.031168 | 0 | 0.017801 |  | 0.056 | 0.0561 | 0.0788 | 0.0795
2014-06-15 | 15時 |  | 0 | 0 | 0 | 0 | [9 empty] | 0 | 0 | 0 | 0 | 0 | 0 | 0 | 0 | 0 | 0 | 0.54872 | 0 | 0 | 0 | 0 | 0 | 0 | 0 | 0 | 0 | 0 | 0 | 0.047552 | 0.00013 | 0.00025 | 0.00038 | 0.0005 | 0 | 0 | 0 |  | 0.056 | 0.0561 | 0.0788 | 0.0795
2014-06-15 | 16時 |  | 0 | 0 | 0 | 0 | [9 empty] | 0 | 0 | 0 | 0 | 0 | 0 | 0 | 0 | 0 | 0 | 0.40907 | 0 | 0 | 0 | 0 | 0 | 0 | 0 | 0 | 0 | 0 | 0 | 0.047552 | 0.00033 | 0.00067 | 0.001 | 0.00133 | 0.062335 | 0 | 0.0052775 |  | 0.0483 | 0.0483 | 0.0711 | 0.0717
2014-06-15 | 17時 |  | 0 | 0 | 0 | 0 | [9 empty] | 0 | 0 | 0 | 0 | 0 | 0 | 0 | 0 | 0 | 0 | 0.17329 | 0 | 0 | 0 | 0 | 0 | 0 | 0 | 0 | 0 | 0 | 0 | 0.047552 | 0.00033 | 0.00067 | 0.001 | 0.00133 | 0.10536 | 0 | 0.0082775 |  | 0.1304 | 0.2048 | 0.3019 | 0.3026
2014-06-15 | 18時 |  | 0 | 0 | 0 | 0 | [9 empty] | 0 | 0 | 0 | 0 | 0 | 0 | 0 | 0 | 0 | 0 | 0.058526 | 0 | 0 | 0 | 0 | 0 | 0 | 0 | 0 | 0 | 0 | 0 | 0.047552 | 0.00642 | 0.01284 | 0.01926 | 0.02568 | 0.12467 | 0 | 0.0082775 |  | 0.303 | 0.3387 | 0.3972 | 0.5469
2014-06-15 | 19時 |  | 0 | 0 | 0 | 0 | [9 empty] | 0 | 0 | 0 | 0 | 0 | 0 | 0 | 0 | 0 | 0 | 0.10936 | 0 | 0 | 0 | 0 | 0 | 0 | 0 | 0 | 0 | 0 | 0 | 0.047552 | 0.00642 | 0.01284 | 0.01926 | 0.02568 | 0.21072 | 0.10708 | 0.0082775 |  | 0.0991 | 0.1348 | 0.1932 | 0.1939
2014-06-15 | 20時 |  | 0 | 0 | 0 | 0 | [9 empty] | 0 | 0 | 0 | 0 | 0 | 0 | 0 | 0 | 0 | 0 | 0.081927 | 0 | 0 | 0 | 0 | 0 | 0 | 0 | 0 | 0 | 0 | 0 | 0.047552 | 0.00033 | 0.00067 | 0.001 | 0.00133 | 0.14927 | 0.027125 | 0 |  | 0.0917 | 0.1275 | 0.2102 | 0.2109
2014-06-15 | 21時 |  | 0 | 0 | 0 | 0 | [9 empty] | 0 | 0 | 0 | 0 | 0 | 0 | 0 | 0 | 0 | 0 | 0.022382 | 0 | 0 | 0 | 0 | 0 | 0 | 0 | 0 | 0 | 0 | 0 | 0.047552 | 0.00033 | 0.00067 | 0.001 | 0.00133 | 0.14618 | 0.10814 | 0.031304 |  | 0.1216 | 0.1873 | 0.2837 | 0.2844
2014-06-15 | 22時 |  | 0 | 0 | 0 | 0 | [9 empty] | 0 | 0 | 0 | 0 | 0 | 0 | 0 | 0 | 0 | 0 | 0 | 0 | 0 | 0 | 0 | 0 | 0 | 0 | 0 | 0 | 0 | 0 | 0.047552 | 0.00628 | 0.01256 | 0.01884 | 0.02512 | 0.12467 | 0.16133 | 0.043827 |  | 0.1738 | 0.1917 | 0.262 | 0.2626
2014-06-15 | 23時 |  | 0 | 0 | 0 | 0 | [9 empty] | 0 | 0 | 0 | 0 | 0 | 0 | 0 | 0 | 0 | 0 | 0 | 0 | 0 | 0 | 0 | 0 | 0 | 0 | 0 | 0 | 0 | 0 | 0.047552 | 0.0067 | 0.01339 | 0.02009 | 0.02679 | 0.12467 | 0.18881 | 0.031848 |  | 0.1877 | 0.2176 | 0.2756 | 0.2763
2014-06-16 | 0時 |  | 0 | 0 | 0 | 0 | [9 empty] | 0 | 0 | 0 | 0 | 0 | 0 | 0 | 0 | 0 | 0 | 0 | 0 | 0 | 0 | 0 | 0 | 0 | 0 | 0 | 0 | 0 | 0 | 0.047552 | 0.00013 | 0.00025 | 0.00038 | 0.0005 | 0 | 0.078899 | 0.011656 |  | 0.1578 | 0.1578 | 0.1806 | 0.1812
2014-06-16 | 1時 |  | 0 | 0 | 0 | 0 | [9 empty] | 0 | 0 | 0 | 0 | 0 | 0 | 0 | 0 | 0 | 0 | 0 | 0 | 0 | 0 | 0 | 0 | 0 | 0 | 0 | 0 | 0 | 0 | 0.047552 | 0.00013 | 0.00025 | 0.00038 | 0.0005 | 0 | 0 | 0 |  | 0.0483 | 0.0483 | 0.0711 | 0.0717
2014-06-16 | 2時 |  | 0 | 0 | 0 | 0 | [9 empty] | 0 | 0 | 0 | 0 | 0 | 0 | 0 | 0 | 0 | 0 | 0 | 0 | 0 | 0 | 0 | 0 | 0 | 0 | 0 | 0 | 0 | 0 | 0.047552 | 0.00013 | 0.00025 | 0.00038 | 0.0005 | 0 | 0 | 0 |  | 0.056 | 0.0561 | 0.0788 | 0.0795
2014-06-16 | 3時 |  | 0 | 0 | 0 | 0 | [9 empty] | 0 | 0 | 0 | 0 | 0 | 0 | 0 | 0 | 0 | 0 | 0 | 0 | 0 | 0 | 0 | 0 | 0 | 0 | 0 | 0 | 0 | 0 | 0.047552 | 0.00013 | 0.00025 | 0.00038 | 0.0005 | 0 | 0 | 0 |  | 0.056 | 0.0561 | 0.0788 | 0.0795
2014-06-16 | 4時 |  | 0 | 0 | 0 | 0 | [9 empty] | 0 | 0 | 0 | 0 | 0 | 0 | 0 | 0 | 0 | 0 | 0 | 0 | 0 | 0 | 0 | 0 | 0 | 0 | 0 | 0 | 0 | 0 | 0.047552 | 0.00013 | 0.00025 | 0.00038 | 0.0005 | 0 | 0 | 0 |  | 0.0483 | 0.0483 | 0.0711 | 0.0717
2014-06-16 | 5時 |  | 0 | 0 | 0 | 0 | [9 empty] | 0 | 0 | 0 | 0 | 0 | 0 | 0 | 0 | 0 | 0 | 0 | 0 | 0 | 0 | 0 | 0 | 0 | 0 | 0 | 0 | 0 | 0 | 0.047552 | 0.00013 | 0.00025 | 0.00038 | 0.0005 | 0 | 0 | 0 |  | 0.056 | 0.0561 | 0.0788 | 0.0795
2014-06-16 | 6時 |  | 0 | 0 | 0 | 0 | [9 empty] | 0 | 0 | 0 | 0 | 0 | 0 | 0 | 0 | 0 | 0 | 0 | 0 | 0 | 0 | 0 | 0 | 0 | 0 | 0 | 0 | 0 | 0 | 0.047552 | 0.00338 | 0.00675 | 0.01013 | 0.01351 | 0 | 0.024649 | 0.011815 |  | 0.1925 | 0.2611 | 0.3525 | 0.3531
2014-06-16 | 7時 |  | 0 | 0 | 0 | 0 | [9 empty] | 0 | 0 | 0 | 0 | 0 | 0 | 0 | 0 | 0 | 0 | 0 | 0 | 0 | 0 | 0 | 0 | 0 | 0 | 0 | 0 | 0 | 0 | 0.047552 | 0.00054 | 0.00108 | 0.00163 | 0.00217 | 0.13859 | 0.053895 | 0.036861 |  | 0.1524 | 0.248 | 0.3662 | 0.3669
2014-06-16 | 8時 |  | 0 | 0 | 0 | 0 | [9 empty] | 0 | 0 | 0 | 0 | 0 | 0 | 0 | 0 | 0 | 0 | 0 | 0 | 0 | 0 | 0 | 0 | 0 | 0 | 0 | 0 | 0 | 0 | 0.047552 | 0.00054 | 0.00108 | 0.00163 | 0.00217 | 0.093503 | 0 | 0.035602 |  | 0.1091 | 0.1448 | 0.2032 | 0.2039
2014-06-16 | 9時 |  | 0 | 0 | 0 | 0 | [9 empty] | 0 | 0 | 0 | 0 | 0 | 0 | 0 | 0 | 0 | 0 | 0 | 0 | 0 | 0 | 0 | 0 | 0 | 0 | 0 | 0 | 0 | 0 | 0.047552 | 0.00013 | 0.00025 | 0.00038 | 0.0005 | 0.17838 | 0.10971 | 0.042749 |  | 0.3011 | 0.3368 | 0.3953 | 0.396
2014-06-16 | 10時 |  | 0 | 0 | 0 | 0 | [9 empty] | 0 | 0 | 0 | 0 | 0 | 0 | 0 | 0 | 0 | 0 | 0 | 0 | 0 | 0 | 0 | 0 | 0 | 0 | 0 | 0 | 0 | 0 | 0.047552 | 0.00033 | 0.00067 | 0.001 | 0.00133 | 0.093503 | 0 | 0.012523 |  | 0.0483 | 0.0483 | 0.0711 | 0.0717
2014-06-16 | 11時 |  | 0 | 0 | 0 | 0 | [9 empty] | 0 | 0 | 0 | 0 | 0 | 0 | 0 | 0 | 0 | 0 | 0 | 0 | 0 | 0 | 0 | 0 | 0 | 0 | 0 | 0 | 0 | 0 | 0.047552 | 0.00013 | 0.00025 | 0.00038 | 0.0005 | 0 | 0 | 0.0052775 |  | 0.056 | 0.0561 | 0.0788 | 0.0795
2014-06-16 | 12時 |  | 0 | 0 | 0 | 0 | [9 empty] | 0 | 0 | 0 | 0 | 0 | 0 | 0 | 0 | 0 | 0 | 0 | 0 | 0 | 0 | 0 | 0 | 0 | 0 | 0 | 0 | 0 | 0 | 0.047552 | 0.00338 | 0.00675 | 0.01013 | 0.01351 | 0.05371 | 0 | 0.0052775 |  | 0.1983 | 0.2727 | 0.3698 | 0.3705
2014-06-16 | 13時 |  | 0 | 0 | 0 | 0 | [9 empty] | 0 | 0 | 0 | 0 | 0 | 0 | 0 | 0 | 0 | 0 | 0 | 0 | 0 | 0 | 0 | 0 | 0 | 0 | 0 | 0 | 0 | 0 | 0.047552 | 0.00033 | 0.00067 | 0.001 | 0.00133 | 0.11604 | 0 | 0 |  | 0.0483 | 0.0483 | 0.0711 | 0.0717
2014-06-16 | 14時 |  | 0 | 0 | 0 | 0 | [9 empty] | 0 | 0 | 0 | 0 | 0 | 0 | 0 | 0 | 0 | 0 | 0 | 0 | 0 | 0 | 0 | 0 | 0 | 0 | 0 | 0 | 0 | 0 | 0.047552 | 0.00013 | 0.00025 | 0.00038 | 0.0005 | 0.031168 | 0 | 0.017801 |  | 0.056 | 0.0561 | 0.0788 | 0.0795
2014-06-16 | 15時 |  | 0 | 0 | 0 | 0 | [9 empty] | 0 | 0 | 0 | 0 | 0 | 0 | 0 | 0 | 0 | 0 | 0 | 0 | 0 | 0 | 0 | 0 | 0 | 0 | 0 | 0 | 0 | 0 | 0.047552 | 0.00013 | 0.00025 | 0.00038 | 0.0005 | 0 | 0 | 0 |  | 0.056 | 0.0561 | 0.0788 | 0.0795
2014-06-16 | 16時 |  | 0 | 0 | 0 | 0 | [9 empty] | 0 | 0 | 0 | 0 | 0 | 0 | 0 | 0 | 0 | 0 | 0 | 0 | 0 | 0 | 0 | 0 | 0 | 0 | 0 | 0 | 0 | 0 | 0.047552 | 0.00033 | 0.00067 | 0.001 | 0.00133 | 0.062335 | 0 | 0.0052775 |  | 0.0483 | 0.0483 | 0.0711 | 0.0717
2014-06-16 | 17時 |  | 0 | 0 | 0 | 0 | [9 empty] | 0 | 0 | 0 | 0 | 0 | 0 | 0 | 0 | 0 | 0 | 0 | 0 | 0 | 0 | 0 | 0 | 0 | 0 | 0 | 0 | 0 | 0 | 0.047552 | 0.00033 | 0.00067 | 0.001 | 0.00133 | 0.10536 | 0 | 0.0082775 |  | 0.1304 | 0.2048 | 0.3019 | 0.3026
2014-06-16 | 18時 |  | 0 | 0 | 0 | 0 | [9 empty] | 0 | 0 | 0 | 0 | 0 | 0 | 0 | 0 | 0 | 0 | 0 | 0 | 0 | 0 | 0 | 0 | 0 | 0 | 0 | 0 | 0 | 0 | 0.047552 | 0.00642 | 0.01284 | 0.01926 | 0.02568 | 0.12467 | 0 | 0.0082775 |  | 0.303 | 0.3387 | 0.3972 | 0.5469
2014-06-16 | 19時 |  | 0 | 0 | 0 | 0 | [9 empty] | 0 | 0 | 0 | 0 | 0 | 0 | 0 | 0 | 0 | 0 | 0 | 0 | 0 | 0 | 0 | 0 | 0 | 0 | 0 | 0 | 0 | 0 | 0.047552 | 0.00642 | 0.01284 | 0.01926 | 0.02568 | 0.21072 | 0.10708 | 0.0082775 |  | 0.0991 | 0.1348 | 0.1932 | 0.1939
2014-06-16 | 20時 |  | 0 | 0 | 0 | 0 | [9 empty] | 0 | 0 | 0 | 0 | 0 | 0 | 0 | 0 | 0 | 0 | 0 | 0 | 0 | 0 | 0 | 0 | 0 | 0 | 0 | 0 | 0 | 0 | 0.047552 | 0.00033 | 0.00067 | 0.001 | 0.00133 | 0.14927 | 0.027125 | 0 |  | 0.0917 | 0.1275 | 0.2102 | 0.2109
2014-06-16 | 21時 |  | 0 | 0 | 0 | 0 | [9 empty] | 0 | 0 | 0 | 0 | 0 | 0 | 0 | 0 | 0 | 0 | 0 | 0 | 0 | 0 | 0 | 0 | 0 | 0 | 0 | 0 | 0 | 0 | 0.047552 | 0.00033 | 0.00067 | 0.001 | 0.00133 | 0.14618 | 0.10814 | 0.031304 |  | 0.1216 | 0.1873 | 0.2837 | 0.2844
2014-06-16 | 22時 |  | 0 | 0 | 0 | 0 | [9 empty] | 0 | 0 | 0 | 0 | 0 | 0 | 0 | 0 | 0 | 0 | 0 | 0 | 0 | 0 | 0 | 0 | 0 | 0 | 0 | 0 | 0 | 0 | 0.047552 | 0.00628 | 0.01256 | 0.01884 | 0.02512 | 0.12467 | 0.16133 | 0.043827 |  | 0.1738 | 0.1917 | 0.262 | 0.2626
2014-06-16 | 23時 |  | 0 | 0 | 0 | 0 | [9 empty] | 0 | 0 | 0 | 0 | 0 | 0 | 0 | 0 | 0 | 0 | 0 | 0 | 0 | 0 | 0 | 0 | 0 | 0 | 0 | 0 | 0 | 0 | 0.047552 | 0.0067 | 0.01339 | 0.02009 | 0.02679 | 0.12467 | 0.18881 | 0.031848 |  | 0.1877 | 0.2176 | 0.2756 | 0.2763
2014-06-17 | 0時 |  | 0 | 0 | 0 | 0 | [9 empty] | 0 | 0 | 0 | 0 | 0 | 0 | 0 | 0 | 0 | 0 | 0 | 0 | 0 | 0 | 0 | 0 | 0 | 0 | 0 | 0 | 0 | 0 | 0.047552 | 0.00013 | 0.00025 | 0.00038 | 0.0005 | 0 | 0 | 0 |  | 0.1578 | 0.1578 | 0.1806 | 0.1812
2014-06-17 | 1時 |  | 0 | 0 | 0 | 0 | [9 empty] | 0 | 0 | 0 | 0 | 0 | 0 | 0 | 0 | 0 | 0 | 0 | 0 | 0 | 0 | 0 | 0 | 0 | 0 | 0 | 0 | 0 | 0 | 0.047552 | 0.00013 | 0.00025 | 0.00038 | 0.0005 | 0 | 0 | 0 |  | 0.0483 | 0.0483 | 0.0711 | 0.0717
2014-06-17 | 2時 |  | 0 | 0 | 0 | 0 | [9 empty] | 0 | 0 | 0 | 0 | 0 | 0 | 0 | 0 | 0 | 0 | 0 | 0 | 0 | 0 | 0 | 0 | 0 | 0 | 0 | 0 | 0 | 0 | 0.047552 | 0.00013 | 0.00025 | 0.00038 | 0.0005 | 0 | 0 | 0 |  | 0.056 | 0.0561 | 0.0788 | 0.0795
2014-06-17 | 3時 |  | 0 | 0 | 0 | 0 | [9 empty] | 0 | 0 | 0 | 0 | 0 | 0 | 0 | 0 | 0 | 0 | 0 | 0 | 0 | 0 | 0 | 0 | 0 | 0 | 0 | 0 | 0 | 0 | 0.047552 | 0.00013 | 0.00025 | 0.00038 | 0.0005 | 0 | 0 | 0 |  | 0.056 | 0.0561 | 0.0788 | 0.0795
2014-06-17 | 4時 |  | 0 | 0 | 0 | 0 | [9 empty] | 0 | 0 | 0 | 0 | 0 | 0 | 0 | 0 | 0 | 0 | 0 | 0 | 0 | 0 | 0 | 0 | 0 | 0 | 0 | 0 | 0 | 0 | 0.047552 | 0.00013 | 0.00025 | 0.00038 | 0.0005 | 0 | 0 | 0 |  | 0.0483 | 0.0483 | 0.0711 | 0.0717
2014-06-17 | 5時 |  | 0 | 0 | 0 | 0 | [9 empty] | 0 | 0 | 0 | 0 | 0 | 0 | 0 | 0 | 0 | 0 | 0 | 0 | 0 | 0 | 0 | 0 | 0 | 0 | 0 | 0 | 0 | 0 | 0.047552 | 0.00013 | 0.00025 | 0.00038 | 0.0005 | 0 | 0 | 0 |  | 0.056 | 0.0561 | 0.0788 | 0.0795
2014-06-17 | 6時 |  | 0 | 0 | 0 | 0 | [9 empty] | 0 | 0 | 0 | 0 | 0 | 0 | 0 | 0 | 0 | 0 | 0 | 0 | 0 | 0 | 0 | 0 | 0 | 0 | 0 | 0 | 0 | 0 | 0.047552 | 0.00013 | 0.00025 | 0.00038 | 0.0005 | 0 | 0 | 0 |  | 0.056 | 0.0561 | 0.0788 | 0.0795
2014-06-17 | 7時 |  | 0 | 0 | 0 | 0 | [9 empty] | 0 | 0 | 0 | 0 | 0 | 0 | 0 | 0 | 0 | 0 | 0 | 0 | 0 | 0 | 0 | 0 | 0 | 0 | 0 | 0 | 0 | 0 | 0.047552 | 0.00054 | 0.00108 | 0.00163 | 0.00217 | 0 | 0.024649 | 0.022689 |  | 0.1168 | 0.1854 | 0.2767 | 0.2774
2014-06-17 | 8時 |  | 0 | 0 | 0 | 0 | [9 empty] | 0 | 0 | 0 | 0 | 0 | 0 | 0 | 0 | 0 | 0 | 0 | 0 | 0 | 0 | 0 | 0 | 0 | 0 | 0 | 0 | 0 | 0 | 0.047552 | 0.00379 | 0.00759 | 0.01138 | 0.01518 | 0.084877 | 0.078545 | 0.064582 |  | 0.2156 | 0.2812 | 0.3696 | 0.3702
2014-06-17 | 9時 |  | 0 | 0 | 0 | 0 | [9 empty] | 0 | 0 | 0 | 0 | 0 | 0 | 0 | 0 | 0 | 0 | 0 | 0 | 0 | 0 | 0 | 0 | 0 | 0 | 0 | 0 | 0 | 0 | 0.047552 | 0.00033 | 0.00067 | 0.001 | 0.00133 | 0.23209 | 0.16325 | 0.052059 |  | 0.2163 | 0.252 | 0.3265 | 0.3272
2014-06-17 | 10時 |  | 0 | 0 | 0 | 0 | [9 empty] | 0 | 0 | 0 | 0 | 0 | 0 | 0 | 0 | 0 | 0 | 0.11142 | 0 | 0 | 0 | 0 | 0 | 0 | 0 | 0 | 0 | 0 | 0 | 0.047552 | 0.00054 | 0.00108 | 0.00163 | 0.00217 | 0.12467 | 0.21558 | 0.037471 |  | 0.1917 | 0.2274 | 0.3128 | 0.3134
2014-06-17 | 11時 |  | 0 | 0 | 0 | 0 | [9 empty] | 0 | 0 | 0 | 0 | 0 | 0 | 0 | 0 | 0 | 0 | 0.35998 | 0 | 0 | 0 | 0 | 0 | 0 | 0 | 0 | 0 | 0 | 0 | 0.047552 | 0.00033 | 0.00067 | 0.001 | 0.00133 | 0.12467 | 0.21558 | 0 |  | 0.1994 | 0.2352 | 0.315 | 0.3157
2014-06-17 | 12時 |  | 0 | 0 | 0 | 0 | [9 empty] | 0 | 0 | 0 | 0 | 0 | 0 | 0 | 0 | 0 | 0 | 0.37087 | 0 | 0 | 0 | 0 | 0 | 0 | 0 | 0 | 0 | 0 | 0 | 0.047552 | 0.00338 | 0.00675 | 0.01013 | 0.01351 | 0.14721 | 0.13456 | 0.018352 |  | 0.1983 | 0.2727 | 0.3698 | 0.3705
2014-06-17 | 13時 |  | 0 | 0 | 0 | 0 | [9 empty] | 0 | 0 | 0 | 0 | 0 | 0 | 0 | 0 | 0 | 0 | 0.27411 | 0 | 0 | 0 | 0 | 0 | 0 | 0 | 0 | 0 | 0 | 0 | 0.047552 | 0.00033 | 0.00067 | 0.001 | 0.00133 | 0.13756 | 0.026771 | 0.023629 |  | 0.0483 | 0.0483 | 0.0711 | 0.0717
2014-06-17 | 14時 |  | 0 | 0 | 0 | 0 | [9 empty] | 0 | 0 | 0 | 0 | 0 | 0 | 0 | 0 | 0 | 0 | 0.14381 | 0 | 0 | 0 | 0 | 0 | 0 | 0 | 0 | 0 | 0 | 0 | 0.047552 | 0.00013 | 0.00025 | 0.00038 | 0.0005 | 0 | 0 | 0 |  | 0.056 | 0.0561 | 0.0788 | 0.0795
2014-06-17 | 15時 |  | 0 | 0 | 0 | 0 | [9 empty] | 0 | 0 | 0 | 0 | 0 | 0 | 0 | 0 | 0 | 0 | 0.28658 | 0 | 0 | 0 | 0 | 0 | 0 | 0 | 0 | 0 | 0 | 0 | 0.047552 | 0.00013 | 0.00025 | 0.00038 | 0.0005 | 0 | 0 | 0 |  | 0.056 | 0.0561 | 0.0788 | 0.0795
2014-06-17 | 16時 |  | 0 | 0 | 0 | 0 | [9 empty] | 0 | 0 | 0 | 0 | 0 | 0 | 0 | 0 | 0 | 0 | 0.39238 | 0 | 0 | 0 | 0 | 0 | 0 | 0 | 0 | 0 | 0 | 0 | 0.047552 | 0.00054 | 0.00108 | 0.00163 | 0.00217 | 0.062335 | 0.054249 | 0.024058 |  | 0.2095 | 0.275 | 0.3956 | 0.5453
2014-06-17 | 17時 |  | 0 | 0 | 0 | 0 | [9 empty] | 0 | 0 | 0 | 0 | 0 | 0 | 0 | 0 | 0 | 0 | 0.073108 | 0 | 0 | 0 | 0 | 0 | 0 | 0 | 0 | 0 | 0 | 0 | 0.047552 | 0.00642 | 0.01284 | 0.01926 | 0.02568 | 0.12467 | 0.1085 | 0.026923 |  | 0.2423 | 0.2781 | 0.3689 | 0.5187
2014-06-17 | 18時 |  | 0 | 0 | 0 | 0 | [9 empty] | 0 | 0 | 0 | 0 | 0 | 0 | 0 | 0 | 0 | 0 | 0.095151 | 0 | 0 | 0 | 0 | 0 | 0 | 0 | 0 | 0 | 0 | 0 | 0.047552 | 0.00642 | 0.01284 | 0.01926 | 0.02568 | 0.21072 | 0.1085 | 0 |  | 0.1819 | 0.2177 | 0.2978 | 0.4476
2014-06-17 | 19時 |  | 0 | 0 | 0 | 0 | [9 empty] | 0 | 0 | 0 | 0 | 0 | 0 | 0 | 0 | 0 | 0 | 0.0013144 | 0 | 0 | 0 | 0 | 0 | 0 | 0 | 0 | 0 | 0 | 0 | 0.047552 | 0.00013 | 0.00025 | 0.00038 | 0.0005 | 0.12879 | 0 | 0.006537 |  | 0.0998 | 0.1355 | 0.2049 | 0.2056
2014-06-17 | 20時 |  | 0 | 0 | 0 | 0 | [9 empty] | 0 | 0 | 0 | 0 | 0 | 0 | 0 | 0 | 0 | 0 | 0.020932 | 0 | 0 | 0 | 0 | 0 | 0 | 0 | 0 | 0 | 0 | 0 | 0.047552 | 0.00033 | 0.00067 | 0.001 | 0.00133 | 0.16769 | 0.10779 | 0.006537 |  | 0.0917 | 0.1275 | 0.2183 | 0.219
2014-06-17 | 21時 |  | 0 | 0 | 0 | 0 | [9 empty] | 0 | 0 | 0 | 0 | 0 | 0 | 0 | 0 | 0 | 0 | 0.001932 | 0 | 0 | 0 | 0 | 0 | 0 | 0 | 0 | 0 | 0 | 0 | 0.047552 | 0.00628 | 0.01256 | 0.01884 | 0.02512 | 0.12467 | 0.18846 | 0.012659 |  | 0.1755 | 0.2411 | 0.3458 | 0.3465
2014-06-17 | 22時 |  | 0 | 0 | 0 | 0 | [9 empty] | 0 | 0 | 0 | 0 | 0 | 0 | 0 | 0 | 0 | 0 | 0 | 0 | 0 | 0 | 0 | 0 | 0 | 0 | 0 | 0 | 0 | 0 | 0.047552 | 0.00649 | 0.01298 | 0.01947 | 0.02595 | 0.12467 | 0.16133 | 0.043827 |  | 0.1139 | 0.1795 | 0.3002 | 0.3009
2014-06-17 | 23時 |  | 0 | 0 | 0 | 0 | [9 empty] | 0 | 0 | 0 | 0 | 0 | 0 | 0 | 0 | 0 | 0 | 0 | 0 | 0 | 0 | 0 | 0 | 0 | 0 | 0 | 0 | 0 | 0 | 0.047552 | 0.00331 | 0.00661 | 0.00992 | 0.01323 | 0.062335 | 0.15709 | 0.04296 |  | 0.1578 | 0.1578 | 0.1806 | 0.1812
2014-06-18 | 0時 |  | 0 | 0 | 0 | 0 | [9 empty] | 0 | 0 | 0 | 0 | 0 | 0 | 0 | 0 | 0 | 0 | 0 | 0 | 0 | 0 | 0 | 0 | 0 | 0 | 0 | 0 | 0 | 0 | 0.047552 | 0.00013 | 0.00025 | 0.00038 | 0.0005 | 0 | 0 | 0 |  | 0.1578 | 0.1578 | 0.1806 | 0.1812
2014-06-18 | 1時 |  | 0 | 0 | 0 | 0 | [9 empty] | 0 | 0 | 0 | 0 | 0 | 0 | 0 | 0 | 0 | 0 | 0 | 0 | 0 | 0 | 0 | 0 | 0 | 0 | 0 | 0 | 0 | 0 | 0.047552 | 0.00013 | 0.00025 | 0.00038 | 0.0005 | 0 | 0 | 0 |  | 0.0483 | 0.0483 | 0.0711 | 0.0717
2014-06-18 | 2時 |  | 0 | 0 | 0 | 0 | [9 empty] | 0 | 0 | 0 | 0 | 0 | 0 | 0 | 0 | 0 | 0 | 0 | 0 | 0 | 0 | 0 | 0 | 0 | 0 | 0 | 0 | 0 | 0 | 0.047552 | 0.00013 | 0.00025 | 0.00038 | 0.0005 | 0 | 0 | 0 |  | 0.056 | 0.0561 | 0.0788 | 0.0795
2014-06-18 | 3時 |  | 0 | 0 | 0 | 0 | [9 empty] | 0 | 0 | 0 | 0 | 0 | 0 | 0 | 0 | 0 | 0 | 0 | 0 | 0 | 0 | 0 | 0 | 0 | 0 | 0 | 0 | 0 | 0 | 0.047552 | 0.00013 | 0.00025 | 0.00038 | 0.0005 | 0 | 0 | 0 |  | 0.056 | 0.0561 | 0.0788 | 0.0795
2014-06-18 | 4時 |  | 0 | 0 | 0 | 0 | [9 empty] | 0 | 0 | 0 | 0 | 0 | 0 | 0 | 0 | 0 | 0 | 0 | 0 | 0 | 0 | 0 | 0 | 0 | 0 | 0 | 0 | 0 | 0 | 0.047552 | 0.00013 | 0.00025 | 0.00038 | 0.0005 | 0 | 0 | 0 |  | 0.0483 | 0.0483 | 0.0711 | 0.0717
2014-06-18 | 5時 |  | 0 | 0 | 0 | 0 | [9 empty] | 0 | 0 | 0 | 0 | 0 | 0 | 0 | 0 | 0 | 0 | 0 | 0 | 0 | 0 | 0 | 0 | 0 | 0 | 0 | 0 | 0 | 0 | 0.047552 | 0.00013 | 0.00025 | 0.00038 | 0.0005 | 0 | 0 | 0 |  | 0.056 | 0.0561 | 0.0788 | 0.0795
2014-06-18 | 6時 |  | 0 | 0 | 0 | 0 | [9 empty] | 0 | 0 | 0 | 0 | 0 | 0 | 0 | 0 | 0 | 0 | 0 | 0 | 0 | 0 | 0 | 0 | 0 | 0 | 0 | 0 | 0 | 0 | 0.047552 | 0.00013 | 0.00025 | 0.00038 | 0.0005 | 0 | 0 | 0 |  | 0.056 | 0.0561 | 0.0788 | 0.0795
2014-06-18 | 7時 |  | 0 | 0 | 0 | 0 | [9 empty] | 0 | 0 | 0 | 0 | 0 | 0 | 0 | 0 | 0 | 0 | 0 | 0 | 0 | 0 | 0 | 0 | 0 | 0 | 0 | 0 | 0 | 0 | 0.047552 | 0.00054 | 0.00108 | 0.00163 | 0.00217 | 0 | 0.024649 | 0.022689 |  | 0.1168 | 0.1854 | 0.2767 | 0.2774
2014-06-18 | 8時 |  | 0 | 0 | 0 | 0 | [9 empty] | 0 | 0 | 0 | 0 | 0 | 0 | 0 | 0 | 0 | 0 | 0.59164 | 0 | 0 | 0 | 0 | 0 | 0 | 0 | 0 | 0 | 0 | 0 | 0.047552 | 0.00379 | 0.00759 | 0.01138 | 0.01518 | 0.084877 | 0.078545 | 0.064582 |  | 0.2156 | 0.2812 | 0.3696 | 0.3702
2014-06-18 | 9時 |  | 0 | 0 | 0 | 0 | [9 empty] | 0 | 0 | 0 | 0 | 0 | 0 | 0 | 0 | 0 | 0 | 1.2387 | 0 | 0 | 0 | 0 | 0 | 0 | 0 | 0 | 0 | 0 | 0 | 0.047552 | 0.00033 | 0.00067 | 0.001 | 0.00133 | 0.23209 | 0.16325 | 0.052059 |  | 0.2163 | 0.252 | 0.3265 | 0.3272
2014-06-18 | 10時 |  | 0 | 0 | 0 | 0 | [9 empty] | 0 | 0 | 0 | 0 | 0 | 0 | 0 | 0 | 0 | 0 | 1.5274 | 0 | 0 | 0 | 0 | 0 | 0 | 0 | 0 | 0 | 0 | 0 | 0.047552 | 0.00054 | 0.00108 | 0.00163 | 0.00217 | 0.12467 | 0.21558 | 0.037471 |  | 0.1917 | 0.2274 | 0.3128 | 0.3134
2014-06-18 | 11時 |  | 0 | 0 | 0 | 0 | [9 empty] | 0 | 0 | 0 | 0 | 0 | 0 | 0 | 0 | 0 | 0 | 1.5871 | 0 | 0 | 0 | 0 | 0 | 0 | 0 | 0 | 0 | 0 | 0 | 0.047552 | 0.00033 | 0.00067 | 0.001 | 0.00133 | 0.12467 | 0.21558 | 0 |  | 0.1994 | 0.2352 | 0.315 | 0.3157
2014-06-18 | 12時 |  | 0 | 0 | 0 | 0 | [9 empty] | 0 | 0 | 0 | 0 | 0 | 0 | 0 | 0 | 0 | 0 | 1.6052 | 0 | 0 | 0 | 0 | 0 | 0 | 0 | 0 | 0 | 0 | 0 | 0.047552 | 0.00338 | 0.00675 | 0.01013 | 0.01351 | 0.14721 | 0.13456 | 0.018352 |  | 0.1983 | 0.2727 | 0.3698 | 0.3705
2014-06-18 | 13時 |  | 0 | 0 | 0 | 0 | [9 empty] | 0 | 0 | 0 | 0 | 0 | 0 | 0 | 0 | 0 | 0 | 1.6237 | 0 | 0 | 0 | 0 | 0 | 0 | 0 | 0 | 0 | 0 | 0 | 0.047552 | 0.00033 | 0.00067 | 0.001 | 0.00133 | 0.13756 | 0.026771 | 0.023629 |  | 0.0483 | 0.0483 | 0.0711 | 0.0717
2014-06-18 | 14時 |  | 0 | 0 | 0 | 0 | [9 empty] | 0 | 0 | 0 | 0 | 0 | 0 | 0 | 0 | 0 | 0 | 1.6681 | 0 | 0 | 0 | 0 | 0 | 0 | 0 | 0 | 0 | 0 | 0 | 0.047552 | 0.00013 | 0.00025 | 0.00038 | 0.0005 | 0 | 0 | 0 |  | 0.056 | 0.0561 | 0.0788 | 0.0795
2014-06-18 | 15時 |  | 0 | 0 | 0 | 0 | [9 empty] | 0 | 0 | 0 | 0 | 0 | 0 | 0 | 0 | 0 | 0 | 1.6821 | 0 | 0 | 0 | 0 | 0 | 0 | 0 | 0 | 0 | 0 | 0 | 0.047552 | 0.00013 | 0.00025 | 0.00038 | 0.0005 | 0 | 0 | 0 |  | 0.056 | 0.0561 | 0.0788 | 0.0795
2014-06-18 | 16時 |  | 0 | 0 | 0 | 0 | [9 empty] | 0 | 0 | 0 | 0 | 0 | 0 | 0 | 0 | 0 | 0 | 1.3213 | 0 | 0 | 0 | 0 | 0 | 0 | 0 | 0 | 0 | 0 | 0 | 0.047552 | 0.00054 | 0.00108 | 0.00163 | 0.00217 | 0.062335 | 0.054249 | 0.024058 |  | 0.2095 | 0.275 | 0.3956 | 0.5453
2014-06-18 | 17時 |  | 0 | 0 | 0 | 0 | [9 empty] | 0 | 0 | 0 | 0 | 0 | 0 | 0 | 0 | 0 | 0 | 0.85841 | 0 | 0 | 0 | 0 | 0 | 0 | 0 | 0 | 0 | 0 | 0 | 0.047552 | 0.00642 | 0.01284 | 0.01926 | 0.02568 | 0.12467 | 0.1085 | 0.026923 |  | 0.2423 | 0.2781 | 0.3689 | 0.5187
2014-06-18 | 18時 |  | 0 | 0 | 0 | 0 | [9 empty] | 0 | 0 | 0 | 0 | 0 | 0 | 0 | 0 | 0 | 0 | 0.42987 | 0 | 0 | 0 | 0 | 0 | 0 | 0 | 0 | 0 | 0 | 0 | 0.047552 | 0.00642 | 0.01284 | 0.01926 | 0.02568 | 0.21072 | 0.1085 | 0 |  | 0.1819 | 0.2177 | 0.2978 | 0.4476
2014-06-18 | 19時 |  | 0 | 0 | 0 | 0 | [9 empty] | 0 | 0 | 0 | 0 | 0 | 0 | 0 | 0 | 0 | 0 | 0.2419 | 0 | 0 | 0 | 0 | 0 | 0 | 0 | 0 | 0 | 0 | 0 | 0.047552 | 0.00013 | 0.00025 | 0.00038 | 0.0005 | 0.12879 | 0 | 0.006537 |  | 0.0998 | 0.1355 | 0.2049 | 0.2056
2014-06-18 | 20時 |  | 0 | 0 | 0 | 0 | [9 empty] | 0 | 0 | 0 | 0 | 0 | 0 | 0 | 0 | 0 | 0 | 0.15941 | 0 | 0 | 0 | 0 | 0 | 0 | 0 | 0 | 0 | 0 | 0 | 0.047552 | 0.00033 | 0.00067 | 0.001 | 0.00133 | 0.16769 | 0.10779 | 0.006537 |  | 0.0917 | 0.1275 | 0.2183 | 0.219
2014-06-18 | 21時 |  | 0 | 0 | 0 | 0 | [9 empty] | 0 | 0 | 0 | 0 | 0 | 0 | 0 | 0 | 0 | 0 | 0.096495 | 0 | 0 | 0 | 0 | 0 | 0 | 0 | 0 | 0 | 0 | 0 | 0.047552 | 0.00628 | 0.01256 | 0.01884 | 0.02512 | 0.12467 | 0.18846 | 0.012659 |  | 0.1755 | 0.2411 | 0.3458 | 0.3465
2014-06-18 | 22時 |  | 0 | 0 | 0 | 0 | [9 empty] | 0 | 0 | 0 | 0 | 0 | 0 | 0 | 0 | 0 | 0 | 0.006099 | 0 | 0 | 0 | 0 | 0 | 0 | 0 | 0 | 0 | 0 | 0 | 0.047552 | 0.00649 | 0.01298 | 0.01947 | 0.02595 | 0.12467 | 0.16133 | 0.043827 |  | 0.1139 | 0.1795 | 0.3002 | 0.3009
2014-06-18 | 23時 |  | 0 | 0 | 0 | 0 | [9 empty] | 0 | 0 | 0 | 0 | 0 | 0 | 0 | 0 | 0 | 0 | 0 | 0 | 0 | 0 | 0 | 0 | 0 | 0 | 0 | 0 | 0 | 0 | 0.047552 | 0.00331 | 0.00661 | 0.00992 | 0.01323 | 0.062335 | 0.15709 | 0.04296 |  | 0.1578 | 0.1578 | 0.1806 | 0.1812
2014-06-19 | 0時 |  | 0 | 0 | 0 | 0 | [9 empty] | 0 | 0 | 0 | 0 | 0 | 0 | 0 | 0 | 0 | 0 | 0 | 0 | 0 | 0 | 0 | 0 | 0 | 0 | 0 | 0 | 0 | 0 | 0.047552 | 0.00013 | 0.00025 | 0.00038 | 0.0005 | 0 | 0.078899 | 0.011656 |  | 0.1578 | 0.1578 | 0.1806 | 0.1812
2014-06-19 | 1時 |  | 0 | 0 | 0 | 0 | [9 empty] | 0 | 0 | 0 | 0 | 0 | 0 | 0 | 0 | 0 | 0 | 0 | 0 | 0 | 0 | 0 | 0 | 0 | 0 | 0 | 0 | 0 | 0 | 0.047552 | 0.00013 | 0.00025 | 0.00038 | 0.0005 | 0 | 0 | 0 |  | 0.0483 | 0.0483 | 0.0711 | 0.0717
2014-06-19 | 2時 |  | 0 | 0 | 0 | 0 | [9 empty] | 0 | 0 | 0 | 0 | 0 | 0 | 0 | 0 | 0 | 0 | 0 | 0 | 0 | 0 | 0 | 0 | 0 | 0 | 0 | 0 | 0 | 0 | 0.047552 | 0.00013 | 0.00025 | 0.00038 | 0.0005 | 0 | 0 | 0 |  | 0.056 | 0.0561 | 0.0788 | 0.0795
2014-06-19 | 3時 |  | 0 | 0 | 0 | 0 | [9 empty] | 0 | 0 | 0 | 0 | 0 | 0 | 0 | 0 | 0 | 0 | 0 | 0 | 0 | 0 | 0 | 0 | 0 | 0 | 0 | 0 | 0 | 0 | 0.047552 | 0.00013 | 0.00025 | 0.00038 | 0.0005 | 0 | 0 | 0 |  | 0.056 | 0.0561 | 0.0788 | 0.0795
2014-06-19 | 4時 |  | 0 | 0 | 0 | 0 | [9 empty] | 0 | 0 | 0 | 0 | 0 | 0 | 0 | 0 | 0 | 0 | 0 | 0 | 0 | 0 | 0 | 0 | 0 | 0 | 0 | 0 | 0 | 0 | 0.047552 | 0.00013 | 0.00025 | 0.00038 | 0.0005 | 0 | 0 | 0 |  | 0.0483 | 0.0483 | 0.0711 | 0.0717
2014-06-19 | 5時 |  | 0 | 0 | 0 | 0 | [9 empty] | 0 | 0 | 0 | 0 | 0 | 0 | 0 | 0 | 0 | 0 | 0 | 0 | 0 | 0 | 0 | 0 | 0 | 0 | 0 | 0 | 0 | 0 | 0.047552 | 0.00013 | 0.00025 | 0.00038 | 0.0005 | 0 | 0 | 0 |  | 0.056 | 0.0561 | 0.0788 | 0.0795
2014-06-19 | 6時 |  | 0 | 0 | 0 | 0 | [9 empty] | 0 | 0 | 0 | 0 | 0 | 0 | 0 | 0 | 0 | 0 | 0 | 0 | 0 | 0 | 0 | 0 | 0 | 0 | 0 | 0 | 0 | 0 | 0.047552 | 0.00338 | 0.00675 | 0.01013 | 0.01351 | 0 | 0.024649 | 0.011815 |  | 0.1925 | 0.2611 | 0.3525 | 0.3531
2014-06-19 | 7時 |  | 0 | 0 | 0 | 0 | [9 empty] | 0 | 0 | 0 | 0 | 0 | 0 | 0 | 0 | 0 | 0 | 0.067703 | 0 | 0 | 0 | 0 | 0 | 0 | 0 | 0 | 0 | 0 | 0 | 0.047552 | 0.00054 | 0.00108 | 0.00163 | 0.00217 | 0.13859 | 0.053895 | 0.036861 |  | 0.1524 | 0.248 | 0.3662 | 0.3669
2014-06-19 | 8時 |  | 0 | 0 | 0 | 0 | [9 empty] | 0 | 0 | 0 | 0 | 0 | 0 | 0 | 0 | 0 | 0 | 0.48854 | 0 | 0 | 0 | 0 | 0 | 0 | 0 | 0 | 0 | 0 | 0 | 0.047552 | 0.00054 | 0.00108 | 0.00163 | 0.00217 | 0.093503 | 0 | 0.035602 |  | 0.1091 | 0.1448 | 0.2032 | 0.2039
2014-06-19 | 9時 |  | 0 | 0 | 0 | 0 | [9 empty] | 0 | 0 | 0 | 0 | 0 | 0 | 0 | 0 | 0 | 0 | 0.76763 | 0 | 0 | 0 | 0 | 0 | 0 | 0 | 0 | 0 | 0 | 0 | 0.047552 | 0.00013 | 0.00025 | 0.00038 | 0.0005 | 0.17838 | 0.10971 | 0.042749 |  | 0.3011 | 0.3368 | 0.3953 | 0.396
2014-06-19 | 10時 |  | 0 | 0 | 0 | 0 | [9 empty] | 0 | 0 | 0 | 0 | 0 | 0 | 0 | 0 | 0 | 0 | 1.12 | 0 | 0 | 0 | 0 | 0 | 0 | 0 | 0 | 0 | 0 | 0 | 0.047552 | 0.00033 | 0.00067 | 0.001 | 0.00133 | 0.093503 | 0 | 0.012523 |  | 0.0483 | 0.0483 | 0.0711 | 0.0717
2014-06-19 | 11時 |  | 0 | 0 | 0 | 0 | [9 empty] | 0 | 0 | 0 | 0 | 0 | 0 | 0 | 0 | 0 | 0 | 1.8048 | 0 | 0 | 0 | 0 | 0 | 0 | 0 | 0 | 0 | 0 | 0 | 0.047552 | 0.00013 | 0.00025 | 0.00038 | 0.0005 | 0 | 0 | 0.0052775 |  | 0.056 | 0.0561 | 0.0788 | 0.0795
2014-06-19 | 12時 |  | 0 | 0 | 0 | 0 | [9 empty] | 0 | 0 | 0 | 0 | 0 | 0 | 0 | 0 | 0 | 0 | 1.9849 | 0 | 0 | 0 | 0 | 0 | 0 | 0 | 0 | 0 | 0 | 0 | 0.047552 | 0.00338 | 0.00675 | 0.01013 | 0.01351 | 0.05371 | 0 | 0.0052775 |  | 0.1983 | 0.2727 | 0.3698 | 0.3705
2014-06-19 | 13時 |  | 0 | 0 | 0 | 0 | [9 empty] | 0 | 0 | 0 | 0 | 0 | 0 | 0 | 0 | 0 | 0 | 1.9078 | 0 | 0 | 0 | 0 | 0 | 0 | 0 | 0 | 0 | 0 | 0 | 0.047552 | 0.00033 | 0.00067 | 0.001 | 0.00133 | 0.11604 | 0 | 0 |  | 0.0483 | 0.0483 | 0.0711 | 0.0717
2014-06-19 | 14時 |  | 0 | 0 | 0 | 0 | [9 empty] | 0 | 0 | 0 | 0 | 0 | 0 | 0 | 0 | 0 | 0 | 1.896 | 0 | 0 | 0 | 0 | 0 | 0 | 0 | 0 | 0 | 0 | 0 | 0.047552 | 0.00013 | 0.00025 | 0.00038 | 0.0005 | 0.031168 | 0 | 0.017801 |  | 0.056 | 0.0561 | 0.0788 | 0.0795
2014-06-19 | 15時 |  | 0 | 0 | 0 | 0 | [9 empty] | 0 | 0 | 0 | 0 | 0 | 0 | 0 | 0 | 0 | 0 | 1.8705 | 0 | 0 | 0 | 0 | 0 | 0 | 0 | 0 | 0 | 0 | 0 | 0.047552 | 0.00013 | 0.00025 | 0.00038 | 0.0005 | 0 | 0 | 0 |  | 0.056 | 0.0561 | 0.0788 | 0.0795
2014-06-19 | 16時 |  | 0 | 0 | 0 | 0 | [9 empty] | 0 | 0 | 0 | 0 | 0 | 0 | 0 | 0 | 0 | 0 | 1.8272 | 0 | 0 | 0 | 0 | 0 | 0 | 0 | 0 | 0 | 0 | 0 | 0.047552 | 0.00033 | 0.00067 | 0.001 | 0.00133 | 0.062335 | 0 | 0.0052775 |  | 0.0483 | 0.0483 | 0.0711 | 0.0717
2014-06-19 | 17時 |  | 0 | 0 | 0 | 0 | [9 empty] | 0 | 0 | 0 | 0 | 0 | 0 | 0 | 0 | 0 | 0 | 1.6799 | 0 | 0 | 0 | 0 | 0 | 0 | 0 | 0 | 0 | 0 | 0 | 0.047552 | 0.00033 | 0.00067 | 0.001 | 0.00133 | 0.10536 | 0 | 0.0082775 |  | 0.1304 | 0.2048 | 0.3019 | 0.3026
2014-06-19 | 18時 |  | 0 | 0 | 0 | 0 | [9 empty] | 0 | 0 | 0 | 0 | 0 | 0 | 0 | 0 | 0 | 0 | 0.99591 | 0 | 0 | 0 | 0 | 0 | 0 | 0 | 0 | 0 | 0 | 0 | 0.047552 | 0.00642 | 0.01284 | 0.01926 | 0.02568 | 0.12467 | 0 | 0.0082775 |  | 0.303 | 0.3387 | 0.3972 | 0.5469
2014-06-19 | 19時 |  | 0 | 0 | 0 | 0 | [9 empty] | 0 | 0 | 0 | 0 | 0 | 0 | 0 | 0 | 0 | 0 | 0.51631 | 0 | 0 | 0 | 0 | 0 | 0 | 0 | 0 | 0 | 0 | 0 | 0.047552 | 0.00642 | 0.01284 | 0.01926 | 0.02568 | 0.21072 | 0.10708 | 0.0082775 |  | 0.0991 | 0.1348 | 0.1932 | 0.1939
2014-06-19 | 20時 |  | 0 | 0 | 0 | 0 | [9 empty] | 0 | 0 | 0 | 0 | 0 | 0 | 0 | 0 | 0 | 0 | 0.30832 | 0 | 0 | 0 | 0 | 0 | 0 | 0 | 0 | 0 | 0 | 0 | 0.047552 | 0.00033 | 0.00067 | 0.001 | 0.00133 | 0.14927 | 0.027125 | 0 |  | 0.0917 | 0.1275 | 0.2102 | 0.2109
2014-06-19 | 21時 |  | 0 | 0 | 0 | 0 | [9 empty] | 0 | 0 | 0 | 0 | 0 | 0 | 0 | 0 | 0 | 0 | 0.16953 | 0 | 0 | 0 | 0 | 0 | 0 | 0 | 0 | 0 | 0 | 0 | 0.047552 | 0.00033 | 0.00067 | 0.001 | 0.00133 | 0.14618 | 0.10814 | 0.031304 |  | 0.1216 | 0.1873 | 0.2837 | 0.2844
2014-06-19 | 22時 |  | 0 | 0 | 0 | 0 | [9 empty] | 0 | 0 | 0 | 0 | 0 | 0 | 0 | 0 | 0 | 0 | 0.040974 | 0 | 0 | 0 | 0 | 0 | 0 | 0 | 0 | 0 | 0 | 0 | 0.047552 | 0.00628 | 0.01256 | 0.01884 | 0.02512 | 0.12467 | 0.16133 | 0.043827 |  | 0.1738 | 0.1917 | 0.262 | 0.2626
2014-06-19 | 23時 |  | 0 | 0 | 0 | 0 | [9 empty] | 0 | 0 | 0 | 0 | 0 | 0 | 0 | 0 | 0 | 0 | 0 | 0 | 0 | 0 | 0 | 0 | 0 | 0 | 0 | 0 | 0 | 0 | 0.047552 | 0.0067 | 0.01339 | 0.02009 | 0.02679 | 0.12467 | 0.18881 | 0.031848 |  | 0.1877 | 0.2176 | 0.2756 | 0.2763
2014-06-20 | 0時 |  | 0 | 0 | 0 | 0 | [9 empty] | 0 | 0 | 0 | 0 | 0 | 0 | 0 | 0 | 0 | 0 | 0 | 0 | 0 | 0 | 0 | 0 | 0 | 0 | 0 | 0 | 0 | 0 | 0.047552 | 0.00013 | 0.00025 | 0.00038 | 0.0005 | 0 | 0.078899 | 0.011656 |  | 0.1578 | 0.1578 | 0.1806 | 0.1812
2014-06-20 | 1時 |  | 0 | 0 | 0 | 0 | [9 empty] | 0 | 0 | 0 | 0 | 0 | 0 | 0 | 0 | 0 | 0 | 0 | 0 | 0 | 0 | 0 | 0 | 0 | 0 | 0 | 0 | 0 | 0 | 0.047552 | 0.00013 | 0.00025 | 0.00038 | 0.0005 | 0 | 0 | 0 |  | 0.0483 | 0.0483 | 0.0711 | 0.0717
2014-06-20 | 2時 |  | 0 | 0 | 0 | 0 | [9 empty] | 0 | 0 | 0 | 0 | 0 | 0 | 0 | 0 | 0 | 0 | 0 | 0 | 0 | 0 | 0 | 0 | 0 | 0 | 0 | 0 | 0 | 0 | 0.047552 | 0.00013 | 0.00025 | 0.00038 | 0.0005 | 0 | 0 | 0 |  | 0.056 | 0.0561 | 0.0788 | 0.0795
2014-06-20 | 3時 |  | 0 | 0 | 0 | 0 | [9 empty] | 0 | 0 | 0 | 0 | 0 | 0 | 0 | 0 | 0 | 0 | 0 | 0 | 0 | 0 | 0 | 0 | 0 | 0 | 0 | 0 | 0 | 0 | 0.047552 | 0.00013 | 0.00025 | 0.00038 | 0.0005 | 0 | 0 | 0 |  | 0.056 | 0.0561 | 0.0788 | 0.0795
2014-06-20 | 4時 |  | 0 | 0 | 0 | 0 | [9 empty] | 0 | 0 | 0 | 0 | 0 | 0 | 0 | 0 | 0 | 0 | 0 | 0 | 0 | 0 | 0 | 0 | 0 | 0 | 0 | 0 | 0 | 0 | 0.047552 | 0.00013 | 0.00025 | 0.00038 | 0.0005 | 0 | 0 | 0 |  | 0.0483 | 0.0483 | 0.0711 | 0.0717
2014-06-20 | 5時 |  | 0 | 0 | 0 | 0 | [9 empty] | 0 | 0 | 0 | 0 | 0 | 0 | 0 | 0 | 0 | 0 | 0 | 0 | 0 | 0 | 0 | 0 | 0 | 0 | 0 | 0 | 0 | 0 | 0.047552 | 0.00013 | 0.00025 | 0.00038 | 0.0005 | 0 | 0 | 0 |  | 0.056 | 0.0561 | 0.0788 | 0.0795
2014-06-20 | 6時 |  | 0 | 0 | 0 | 0 | [9 empty] | 0 | 0 | 0 | 0 | 0 | 0 | 0 | 0 | 0 | 0 | 0 | 0 | 0 | 0 | 0 | 0 | 0 | 0 | 0 | 0 | 0 | 0 | 0.047552 | 0.00338 | 0.00675 | 0.01013 | 0.01351 | 0 | 0.024649 | 0.011815 |  | 0.1925 | 0.2611 | 0.3525 | 0.3531
2014-06-20 | 7時 |  | 0 | 0 | 0 | 0 | [9 empty] | 0 | 0 | 0 | 0 | 0 | 0 | 0 | 0 | 0 | 0 | 0 | 0 | 0 | 0 | 0 | 0 | 0 | 0 | 0 | 0 | 0 | 0 | 0.047552 | 0.00054 | 0.00108 | 0.00163 | 0.00217 | 0.13859 | 0.053895 | 0.036861 |  | 0.1524 | 0.248 | 0.3662 | 0.3669
2014-06-20 | 8時 |  | 0 | 0 | 0 | 0 | [9 empty] | 0 | 0 | 0 | 0 | 0 | 0 | 0 | 0 | 0 | 0 | 0.2619 | 0 | 0 | 0 | 0 | 0 | 0 | 0 | 0 | 0 | 0 | 0 | 0.047552 | 0.00054 | 0.00108 | 0.00163 | 0.00217 | 0.093503 | 0 | 0.035602 |  | 0.1091 | 0.1448 | 0.2032 | 0.2039
2014-06-20 | 9時 |  | 0 | 0 | 0 | 0 | [9 empty] | 0 | 0 | 0 | 0 | 0 | 0 | 0 | 0 | 0 | 0 | 0.62052 | 0 | 0 | 0 | 0 | 0 | 0 | 0 | 0 | 0 | 0 | 0 | 0.047552 | 0.00013 | 0.00025 | 0.00038 | 0.0005 | 0.17838 | 0.10971 | 0.042749 |  | 0.3011 | 0.3368 | 0.3953 | 0.396
2014-06-20 | 10時 |  | 0 | 0 | 0 | 0 | [9 empty] | 0 | 0 | 0 | 0 | 0 | 0 | 0 | 0 | 0 | 0 | 1.216 | 0 | 0 | 0 | 0 | 0 | 0 | 0 | 0 | 0 | 0 | 0 | 0.047552 | 0.00033 | 0.00067 | 0.001 | 0.00133 | 0.093503 | 0 | 0.012523 |  | 0.0483 | 0.0483 | 0.0711 | 0.0717
2014-06-20 | 11時 |  | 0 | 0 | 0 | 0 | [9 empty] | 0 | 0 | 0 | 0 | 0 | 0 | 0 | 0 | 0 | 0 | 1.7511 | 0 | 0 | 0 | 0 | 0 | 0 | 0 | 0 | 0 | 0 | 0 | 0.047552 | 0.00013 | 0.00025 | 0.00038 | 0.0005 | 0 | 0 | 0.0052775 |  | 0.056 | 0.0561 | 0.0788 | 0.0795
2014-06-20 | 12時 |  | 0 | 0 | 0 | 0 | [9 empty] | 0 | 0 | 0 | 0 | 0 | 0 | 0 | 0 | 0 | 0 | 1.7755 | 0 | 0 | 0 | 0 | 0 | 0 | 0 | 0 | 0 | 0 | 0 | 0.047552 | 0.00338 | 0.00675 | 0.01013 | 0.01351 | 0.05371 | 0 | 0.0052775 |  | 0.1983 | 0.2727 | 0.3698 | 0.3705
2014-06-20 | 13時 |  | 0 | 0 | 0 | 0 | [9 empty] | 0 | 0 | 0 | 0 | 0 | 0 | 0 | 0 | 0 | 0 | 2.061 | 0 | 0 | 0 | 0 | 0 | 0 | 0 | 0 | 0 | 0 | 0 | 0.047552 | 0.00033 | 0.00067 | 0.001 | 0.00133 | 0.11604 | 0 | 0 |  | 0.0483 | 0.0483 | 0.0711 | 0.0717
2014-06-20 | 14時 |  | 0 | 0 | 0 | 0 | [9 empty] | 0 | 0 | 0 | 0 | 0 | 0 | 0 | 0 | 0 | 0 | 1.981 | 0 | 0 | 0 | 0 | 0 | 0 | 0 | 0 | 0 | 0 | 0 | 0.047552 | 0.00013 | 0.00025 | 0.00038 | 0.0005 | 0.031168 | 0 | 0.017801 |  | 0.056 | 0.0561 | 0.0788 | 0.0795
2014-06-20 | 15時 |  | 0 | 0 | 0 | 0 | [9 empty] | 0 | 0 | 0 | 0 | 0 | 0 | 0 | 0 | 0 | 0 | 1.9259 | 0 | 0 | 0 | 0 | 0 | 0 | 0 | 0 | 0 | 0 | 0 | 0.047552 | 0.00013 | 0.00025 | 0.00038 | 0.0005 | 0 | 0 | 0 |  | 0.056 | 0.0561 | 0.0788 | 0.0795
2014-06-20 | 16時 |  | 0 | 0 | 0 | 0 | [9 empty] | 0 | 0 | 0 | 0 | 0 | 0 | 0 | 0 | 0 | 0 | 1.6314 | 0 | 0 | 0 | 0 | 0 | 0 | 0 | 0 | 0 | 0 | 0 | 0.047552 | 0.00033 | 0.00067 | 0.001 | 0.00133 | 0.062335 | 0 | 0.0052775 |  | 0.0483 | 0.0483 | 0.0711 | 0.0717
2014-06-20 | 17時 |  | 0 | 0 | 0 | 0 | [9 empty] | 0 | 0 | 0 | 0 | 0 | 0 | 0 | 0 | 0 | 0 | 0.94798 | 0 | 0 | 0 | 0 | 0 | 0 | 0 | 0 | 0 | 0 | 0 | 0.047552 | 0.00033 | 0.00067 | 0.001 | 0.00133 | 0.10536 | 0 | 0.0082775 |  | 0.1304 | 0.2048 | 0.3019 | 0.3026
2014-06-20 | 18時 |  | 0 | 0 | 0 | 0 | [9 empty] | 0 | 0 | 0 | 0 | 0 | 0 | 0 | 0 | 0 | 0 | 0.45135 | 0 | 0 | 0 | 0 | 0 | 0 | 0 | 0 | 0 | 0 | 0 | 0.047552 | 0.00642 | 0.01284 | 0.01926 | 0.02568 | 0.12467 | 0 | 0.0082775 |  | 0.303 | 0.3387 | 0.3972 | 0.5469
2014-06-20 | 19時 |  | 0 | 0 | 0 | 0 | [9 empty] | 0 | 0 | 0 | 0 | 0 | 0 | 0 | 0 | 0 | 0 | 0.37825 | 0 | 0 | 0 | 0 | 0 | 0 | 0 | 0 | 0 | 0 | 0 | 0.047552 | 0.00642 | 0.01284 | 0.01926 | 0.02568 | 0.21072 | 0.10708 | 0.0082775 |  | 0.0991 | 0.1348 | 0.1932 | 0.1939
2014-06-20 | 20時 |  | 0 | 0 | 0 | 0 | [9 empty] | 0 | 0 | 0 | 0 | 0 | 0 | 0 | 0 | 0 | 0 | 0.23699 | 0 | 0 | 0 | 0 | 0 | 0 | 0 | 0 | 0 | 0 | 0 | 0.047552 | 0.00033 | 0.00067 | 0.001 | 0.00133 | 0.14927 | 0.027125 | 0 |  | 0.0917 | 0.1275 | 0.2102 | 0.2109
2014-06-20 | 21時 |  | 0 | 0 | 0 | 0 | [9 empty] | 0 | 0 | 0 | 0 | 0 | 0 | 0 | 0 | 0 | 0 | 0.18389 | 0 | 0 | 0 | 0 | 0 | 0 | 0 | 0 | 0 | 0 | 0 | 0.047552 | 0.00033 | 0.00067 | 0.001 | 0.00133 | 0.14618 | 0.10814 | 0.031304 |  | 0.1216 | 0.1873 | 0.2837 | 0.2844
2014-06-20 | 22時 |  | 0 | 0 | 0 | 0 | [9 empty] | 0 | 0 | 0 | 0 | 0 | 0 | 0 | 0 | 0 | 0 | 0.060069 | 0 | 0 | 0 | 0 | 0 | 0 | 0 | 0 | 0 | 0 | 0 | 0.047552 | 0.00628 | 0.01256 | 0.01884 | 0.02512 | 0.12467 | 0.16133 | 0.043827 |  | 0.1738 | 0.1917 | 0.262 | 0.2626
2014-06-20 | 23時 |  | 0 | 0 | 0 | 0 | [9 empty] | 0 | 0 | 0 | 0 | 0 | 0 | 0 | 0 | 0 | 0 | 0.0014951 | 0 | 0 | 0 | 0 | 0 | 0 | 0 | 0 | 0 | 0 | 0 | 0.047552 | 0.0067 | 0.01339 | 0.02009 | 0.02679 | 0.12467 | 0.18881 | 0.031848 |  | 0.1877 | 0.2176 | 0.2756 | 0.2763
2014-06-21 | 0時 |  | 0 | 0 | 0 | 0 | [9 empty] | 0 | 0 | 0 | 0 | 0 | 0 | 0 | 0 | 0 | 0 | 0 | 0 | 0 | 0 | 0 | 0 | 0 | 0 | 0 | 0 | 0 | 0 | 0.047552 | 0.00013 | 0.00025 | 0.00038 | 0.0005 | 0 | 0.078899 | 0.011656 |  | 0.1578 | 0.1578 | 0.1806 | 0.1812
2014-06-21 | 1時 |  | 0 | 0 | 0 | 0 | [9 empty] | 0 | 0 | 0 | 0 | 0 | 0 | 0 | 0 | 0 | 0 | 0 | 0 | 0 | 0 | 0 | 0 | 0 | 0 | 0 | 0 | 0 | 0 | 0.047552 | 0.00013 | 0.00025 | 0.00038 | 0.0005 | 0 | 0 | 0 |  | 0.0483 | 0.0483 | 0.0711 | 0.0717
2014-06-21 | 2時 |  | 0 | 0 | 0 | 0 | [9 empty] | 0 | 0 | 0 | 0 | 0 | 0 | 0 | 0 | 0 | 0 | 0 | 0 | 0 | 0 | 0 | 0 | 0 | 0 | 0 | 0 | 0 | 0 | 0.047552 | 0.00013 | 0.00025 | 0.00038 | 0.0005 | 0 | 0 | 0 |  | 0.056 | 0.0561 | 0.0788 | 0.0795
2014-06-21 | 3時 |  | 0 | 0 | 0 | 0 | [9 empty] | 0 | 0 | 0 | 0 | 0 | 0 | 0 | 0 | 0 | 0 | 0 | 0 | 0 | 0 | 0 | 0 | 0 | 0 | 0 | 0 | 0 | 0 | 0.047552 | 0.00013 | 0.00025 | 0.00038 | 0.0005 | 0 | 0 | 0 |  | 0.056 | 0.0561 | 0.0788 | 0.0795
2014-06-21 | 4時 |  | 0 | 0 | 0 | 0 | [9 empty] | 0 | 0 | 0 | 0 | 0 | 0 | 0 | 0 | 0 | 0 | 0 | 0 | 0 | 0 | 0 | 0 | 0 | 0 | 0 | 0 | 0 | 0 | 0.047552 | 0.00013 | 0.00025 | 0.00038 | 0.0005 | 0 | 0 | 0 |  | 0.0483 | 0.0483 | 0.0711 | 0.0717
2014-06-21 | 5時 |  | 0 | 0 | 0 | 0 | [9 empty] | 0 | 0 | 0 | 0 | 0 | 0 | 0 | 0 | 0 | 0 | 0 | 0 | 0 | 0 | 0 | 0 | 0 | 0 | 0 | 0 | 0 | 0 | 0.047552 | 0.00013 | 0.00025 | 0.00038 | 0.0005 | 0 | 0 | 0 |  | 0.056 | 0.0561 | 0.0788 | 0.0795
2014-06-21 | 6時 |  | 0 | 0 | 0 | 0 | [9 empty] | 0 | 0 | 0 | 0 | 0 | 0 | 0 | 0 | 0 | 0 | 0 | 0 | 0 | 0 | 0 | 0 | 0 | 0 | 0 | 0 | 0 | 0 | 0.047552 | 0.00338 | 0.00675 | 0.01013 | 0.01351 | 0 | 0.024649 | 0.011815 |  | 0.1925 | 0.2611 | 0.3525 | 0.3531
2014-06-21 | 7時 |  | 0 | 0 | 0 | 0 | [9 empty] | 0 | 0 | 0 | 0 | 0 | 0 | 0 | 0 | 0 | 0 | 0 | 0 | 0 | 0 | 0 | 0 | 0 | 0 | 0 | 0 | 0 | 0 | 0.047552 | 0.00054 | 0.00108 | 0.00163 | 0.00217 | 0.13859 | 0.053895 | 0.036861 |  | 0.1524 | 0.248 | 0.3662 | 0.3669
2014-06-21 | 8時 |  | 0 | 0 | 0 | 0 | [9 empty] | 0 | 0 | 0 | 0 | 0 | 0 | 0 | 0 | 0 | 0 | 0 | 0 | 0 | 0 | 0 | 0 | 0 | 0 | 0 | 0 | 0 | 0 | 0.047552 | 0.00054 | 0.00108 | 0.00163 | 0.00217 | 0.093503 | 0 | 0.035602 |  | 0.1091 | 0.1448 | 0.2032 | 0.2039
2014-06-21 | 9時 |  | 0 | 0 | 0 | 0 | [9 empty] | 0 | 0 | 0 | 0 | 0 | 0 | 0 | 0 | 0 | 0 | 0 | 0 | 0 | 0 | 0 | 0 | 0 | 0 | 0 | 0 | 0 | 0 | 0.047552 | 0.00013 | 0.00025 | 0.00038 | 0.0005 | 0.17838 | 0.10971 | 0.042749 |  | 0.3011 | 0.3368 | 0.3953 | 0.396
2014-06-21 | 10時 |  | 0 | 0 | 0 | 0 | [9 empty] | 0 | 0 | 0 | 0 | 0 | 0 | 0 | 0 | 0 | 0 | 0.0028322 | 0 | 0 | 0 | 0 | 0 | 0 | 0 | 0 | 0 | 0 | 0 | 0.047552 | 0.00033 | 0.00067 | 0.001 | 0.00133 | 0.093503 | 0 | 0.012523 |  | 0.0483 | 0.0483 | 0.0711 | 0.0717
2014-06-21 | 11時 |  | 0 | 0 | 0 | 0 | [9 empty] | 0 | 0 | 0 | 0 | 0 | 0 | 0 | 0 | 0 | 0 | 0.011393 | 0 | 0 | 0 | 0 | 0 | 0 | 0 | 0 | 0 | 0 | 0 | 0.047552 | 0.00013 | 0.00025 | 0.00038 | 0.0005 | 0 | 0 | 0.0052775 |  | 0.056 | 0.0561 | 0.0788 | 0.0795
2014-06-21 | 12時 |  | 0 | 0 | 0 | 0 | [9 empty] | 0 | 0 | 0 | 0 | 0 | 0 | 0 | 0 | 0 | 0 | 0.14277 | 0 | 0 | 0 | 0 | 0 | 0 | 0 | 0 | 0 | 0 | 0 | 0.047552 | 0.00338 | 0.00675 | 0.01013 | 0.01351 | 0.05371 | 0 | 0.0052775 |  | 0.1983 | 0.2727 | 0.3698 | 0.3705
2014-06-21 | 13時 |  | 0 | 0 | 0 | 0 | [9 empty] | 0 | 0 | 0 | 0 | 0 | 0 | 0 | 0 | 0 | 0 | 0.14635 | 0 | 0 | 0 | 0 | 0 | 0 | 0 | 0 | 0 | 0 | 0 | 0.047552 | 0.00033 | 0.00067 | 0.001 | 0.00133 | 0.11604 | 0 | 0 |  | 0.0483 | 0.0483 | 0.0711 | 0.0717
2014-06-21 | 14時 |  | 0 | 0 | 0 | 0 | [9 empty] | 0 | 0 | 0 | 0 | 0 | 0 | 0 | 0 | 0 | 0 | 0.1743 | 0 | 0 | 0 | 0 | 0 | 0 | 0 | 0 | 0 | 0 | 0 | 0.047552 | 0.00013 | 0.00025 | 0.00038 | 0.0005 | 0.031168 | 0 | 0.017801 |  | 0.056 | 0.0561 | 0.0788 | 0.0795
2014-06-21 | 15時 |  | 0 | 0 | 0 | 0 | [9 empty] | 0 | 0 | 0 | 0 | 0 | 0 | 0 | 0 | 0 | 0 | 0.18207 | 0 | 0 | 0 | 0 | 0 | 0 | 0 | 0 | 0 | 0 | 0 | 0.047552 | 0.00013 | 0.00025 | 0.00038 | 0.0005 | 0 | 0 | 0 |  | 0.056 | 0.0561 | 0.0788 | 0.0795
2014-06-21 | 16時 |  | 0 | 0 | 0 | 0 | [9 empty] | 0 | 0 | 0 | 0 | 0 | 0 | 0 | 0 | 0 | 0 | 0.12178 | 0 | 0 | 0 | 0 | 0 | 0 | 0 | 0 | 0 | 0 | 0 | 0.047552 | 0.00033 | 0.00067 | 0.001 | 0.00133 | 0.062335 | 0 | 0.0052775 |  | 0.0483 | 0.0483 | 0.0711 | 0.0717
2014-06-21 | 17時 |  | 0 | 0 | 0 | 0 | [9 empty] | 0 | 0 | 0 | 0 | 0 | 0 | 0 | 0 | 0 | 0 | 0.022053 | 0 | 0 | 0 | 0 | 0 | 0 | 0 | 0 | 0 | 0 | 0 | 0.047552 | 0.00033 | 0.00067 | 0.001 | 0.00133 | 0.10536 | 0 | 0.0082775 |  | 0.1304 | 0.2048 | 0.3019 | 0.3026
2014-06-21 | 18時 |  | 0 | 0 | 0 | 0 | [9 empty] | 0 | 0 | 0 | 0 | 0 | 0 | 0 | 0 | 0 | 0 | 0.0060799 | 0 | 0 | 0 | 0 | 0 | 0 | 0 | 0 | 0 | 0 | 0 | 0.047552 | 0.00642 | 0.01284 | 0.01926 | 0.02568 | 0.12467 | 0 | 0.0082775 |  | 0.303 | 0.3387 | 0.3972 | 0.5469
2014-06-21 | 19時 |  | 0 | 0 | 0 | 0 | [9 empty] | 0 | 0 | 0 | 0 | 0 | 0 | 0 | 0 | 0 | 0 | 0.00095861 | 0 | 0 | 0 | 0 | 0 | 0 | 0 | 0 | 0 | 0 | 0 | 0.047552 | 0.00642 | 0.01284 | 0.01926 | 0.02568 | 0.21072 | 0.10708 | 0.0082775 |  | 0.0991 | 0.1348 | 0.1932 | 0.1939
2014-06-21 | 20時 |  | 0 | 0 | 0 | 0 | [9 empty] | 0 | 0 | 0 | 0 | 0 | 0 | 0 | 0 | 0 | 0 | 0.029879 | 0 | 0 | 0 | 0 | 0 | 0 | 0 | 0 | 0 | 0 | 0 | 0.047552 | 0.00033 | 0.00067 | 0.001 | 0.00133 | 0.14927 | 0.027125 | 0 |  | 0.0917 | 0.1275 | 0.2102 | 0.2109
2014-06-21 | 21時 |  | 0 | 0 | 0 | 0 | [9 empty] | 0 | 0 | 0 | 0 | 0 | 0 | 0 | 0 | 0 | 0 | 0.0037096 | 0 | 0 | 0 | 0 | 0 | 0 | 0 | 0 | 0 | 0 | 0 | 0.047552 | 0.00033 | 0.00067 | 0.001 | 0.00133 | 0.14618 | 0.10814 | 0.031304 |  | 0.1216 | 0.1873 | 0.2837 | 0.2844
2014-06-21 | 22時 |  | 0 | 0 | 0 | 0 | [9 empty] | 0 | 0 | 0 | 0 | 0 | 0 | 0 | 0 | 0 | 0 | 0 | 0 | 0 | 0 | 0 | 0 | 0 | 0 | 0 | 0 | 0 | 0 | 0.047552 | 0.00628 | 0.01256 | 0.01884 | 0.02512 | 0.12467 | 0.16133 | 0.043827 |  | 0.1738 | 0.1917 | 0.262 | 0.2626
2014-06-21 | 23時 |  | 0 | 0 | 0 | 0 | [9 empty] | 0 | 0 | 0 | 0 | 0 | 0 | 0 | 0 | 0 | 0 | 0 | 0 | 0 | 0 | 0 | 0 | 0 | 0 | 0 | 0 | 0 | 0 | 0.047552 | 0.0067 | 0.01339 | 0.02009 | 0.02679 | 0.12467 | 0.18881 | 0.031848 |  | 0.1877 | 0.2176 | 0.2756 | 0.2763
2014-06-22 | 0時 |  | 0 | 0 | 0 | 0 | [9 empty] | 0 | 0 | 0 | 0 | 0 | 0 | 0 | 0 | 0 | 0 | 0 | 0 | 0 | 0 | 0 | 0 | 0 | 0 | 0 | 0 | 0 | 0 | 0.047552 | 0.00013 | 0.00025 | 0.00038 | 0.0005 | 0 | 0.078899 | 0.011656 |  | 0.1578 | 0.1578 | 0.1806 | 0.1812
2014-06-22 | 1時 |  | 0 | 0 | 0 | 0 | [9 empty] | 0 | 0 | 0 | 0 | 0 | 0 | 0 | 0 | 0 | 0 | 0 | 0 | 0 | 0 | 0 | 0 | 0 | 0 | 0 | 0 | 0 | 0 | 0.047552 | 0.00013 | 0.00025 | 0.00038 | 0.0005 | 0 | 0 | 0 |  | 0.0483 | 0.0483 | 0.0711 | 0.0717
2014-06-22 | 2時 |  | 0 | 0 | 0 | 0 | [9 empty] | 0 | 0 | 0 | 0 | 0 | 0 | 0 | 0 | 0 | 0 | 0 | 0 | 0 | 0 | 0 | 0 | 0 | 0 | 0 | 0 | 0 | 0 | 0.047552 | 0.00013 | 0.00025 | 0.00038 | 0.0005 | 0 | 0 | 0 |  | 0.056 | 0.0561 | 0.0788 | 0.0795
2014-06-22 | 3時 |  | 0 | 0 | 0 | 0 | [9 empty] | 0 | 0 | 0 | 0 | 0 | 0 | 0 | 0 | 0 | 0 | 0 | 0 | 0 | 0 | 0 | 0 | 0 | 0 | 0 | 0 | 0 | 0 | 0.047552 | 0.00013 | 0.00025 | 0.00038 | 0.0005 | 0 | 0 | 0 |  | 0.056 | 0.0561 | 0.0788 | 0.0795
2014-06-22 | 4時 |  | 0 | 0 | 0 | 0 | [9 empty] | 0 | 0 | 0 | 0 | 0 | 0 | 0 | 0 | 0 | 0 | 0 | 0 | 0 | 0 | 0 | 0 | 0 | 0 | 0 | 0 | 0 | 0 | 0.047552 | 0.00013 | 0.00025 | 0.00038 | 0.0005 | 0 | 0 | 0 |  | 0.0483 | 0.0483 | 0.0711 | 0.0717
2014-06-22 | 5時 |  | 0 | 0 | 0 | 0 | [9 empty] | 0 | 0 | 0 | 0 | 0 | 0 | 0 | 0 | 0 | 0 | 0 | 0 | 0 | 0 | 0 | 0 | 0 | 0 | 0 | 0 | 0 | 0 | 0.047552 | 0.00013 | 0.00025 | 0.00038 | 0.0005 | 0 | 0 | 0 |  | 0.056 | 0.0561 | 0.0788 | 0.0795
2014-06-22 | 6時 |  | 0 | 0 | 0 | 0 | [9 empty] | 0 | 0 | 0 | 0 | 0 | 0 | 0 | 0 | 0 | 0 | 0 | 0 | 0 | 0 | 0 | 0 | 0 | 0 | 0 | 0 | 0 | 0 | 0.047552 | 0.00338 | 0.00675 | 0.01013 | 0.01351 | 0 | 0.024649 | 0.011815 |  | 0.1925 | 0.2611 | 0.3525 | 0.3531
2014-06-22 | 7時 |  | 0 | 0 | 0 | 0 | [9 empty] | 0 | 0 | 0 | 0 | 0 | 0 | 0 | 0 | 0 | 0 | 0 | 0 | 0 | 0 | 0 | 0 | 0 | 0 | 0 | 0 | 0 | 0 | 0.047552 | 0.00054 | 0.00108 | 0.00163 | 0.00217 | 0.13859 | 0.053895 | 0.036861 |  | 0.1524 | 0.248 | 0.3662 | 0.3669
2014-06-22 | 8時 |  | 0 | 0 | 0 | 0 | [9 empty] | 0 | 0 | 0 | 0 | 0 | 0 | 0 | 0 | 0 | 0 | 0 | 0 | 0 | 0 | 0 | 0 | 0 | 0 | 0 | 0 | 0 | 0 | 0.047552 | 0.00054 | 0.00108 | 0.00163 | 0.00217 | 0.093503 | 0 | 0.035602 |  | 0.1091 | 0.1448 | 0.2032 | 0.2039
2014-06-22 | 9時 |  | 0 | 0 | 0 | 0 | [9 empty] | 0 | 0 | 0 | 0 | 0 | 0 | 0 | 0 | 0 | 0 | 0 | 0 | 0 | 0 | 0 | 0 | 0 | 0 | 0 | 0 | 0 | 0 | 0.047552 | 0.00013 | 0.00025 | 0.00038 | 0.0005 | 0.17838 | 0.10971 | 0.042749 |  | 0.3011 | 0.3368 | 0.3953 | 0.396
2014-06-22 | 10時 |  | 0 | 0 | 0 | 0 | [9 empty] | 0 | 0 | 0 | 0 | 0 | 0 | 0 | 0 | 0 | 0 | 0 | 0 | 0 | 0 | 0 | 0 | 0 | 0 | 0 | 0 | 0 | 0 | 0.047552 | 0.00033 | 0.00067 | 0.001 | 0.00133 | 0.093503 | 0 | 0.012523 |  | 0.0483 | 0.0483 | 0.0711 | 0.0717
2014-06-22 | 11時 |  | 0 | 0 | 0 | 0 | [9 empty] | 0 | 0 | 0 | 0 | 0 | 0 | 0 | 0 | 0 | 0 | 0.021067 | 0 | 0 | 0 | 0 | 0 | 0 | 0 | 0 | 0 | 0 | 0 | 0.047552 | 0.00013 | 0.00025 | 0.00038 | 0.0005 | 0 | 0 | 0.0052775 |  | 0.056 | 0.0561 | 0.0788 | 0.0795
2014-06-22 | 12時 |  | 0 | 0 | 0 | 0 | [9 empty] | 0 | 0 | 0 | 0 | 0 | 0 | 0 | 0 | 0 | 0 | 0.28266 | 0 | 0 | 0 | 0 | 0 | 0 | 0 | 0 | 0 | 0 | 0 | 0.047552 | 0.00338 | 0.00675 | 0.01013 | 0.01351 | 0.05371 | 0 | 0.0052775 |  | 0.1983 | 0.2727 | 0.3698 | 0.3705
2014-06-22 | 13時 |  | 0 | 0 | 0 | 0 | [9 empty] | 0 | 0 | 0 | 0 | 0 | 0 | 0 | 0 | 0 | 0 | 0.30612 | 0 | 0 | 0 | 0 | 0 | 0 | 0 | 0 | 0 | 0 | 0 | 0.047552 | 0.00033 | 0.00067 | 0.001 | 0.00133 | 0.11604 | 0 | 0 |  | 0.0483 | 0.0483 | 0.0711 | 0.0717
2014-06-22 | 14時 |  | 0 | 0 | 0 | 0 | [9 empty] | 0 | 0 | 0 | 0 | 0 | 0 | 0 | 0 | 0 | 0 | 0.32614 | 0 | 0 | 0 | 0 | 0 | 0 | 0 | 0 | 0 | 0 | 0 | 0.047552 | 0.00013 | 0.00025 | 0.00038 | 0.0005 | 0.031168 | 0 | 0.017801 |  | 0.056 | 0.0561 | 0.0788 | 0.0795
2014-06-22 | 15時 |  | 0 | 0 | 0 | 0 | [9 empty] | 0 | 0 | 0 | 0 | 0 | 0 | 0 | 0 | 0 | 0 | 0.42862 | 0 | 0 | 0 | 0 | 0 | 0 | 0 | 0 | 0 | 0 | 0 | 0.047552 | 0.00013 | 0.00025 | 0.00038 | 0.0005 | 0 | 0 | 0 |  | 0.056 | 0.0561 | 0.0788 | 0.0795
2014-06-22 | 16時 |  | 0 | 0 | 0 | 0 | [9 empty] | 0 | 0 | 0 | 0 | 0 | 0 | 0 | 0 | 0 | 0 | 0.41226 | 0 | 0 | 0 | 0 | 0 | 0 | 0 | 0 | 0 | 0 | 0 | 0.047552 | 0.00033 | 0.00067 | 0.001 | 0.00133 | 0.062335 | 0 | 0.0052775 |  | 0.0483 | 0.0483 | 0.0711 | 0.0717
2014-06-22 | 17時 |  | 0 | 0 | 0 | 0 | [9 empty] | 0 | 0 | 0 | 0 | 0 | 0 | 0 | 0 | 0 | 0 | 0.32936 | 0 | 0 | 0 | 0 | 0 | 0 | 0 | 0 | 0 | 0 | 0 | 0.047552 | 0.00033 | 0.00067 | 0.001 | 0.00133 | 0.10536 | 0 | 0.0082775 |  | 0.1304 | 0.2048 | 0.3019 | 0.3026
2014-06-22 | 18時 |  | 0 | 0 | 0 | 0 | [9 empty] | 0 | 0 | 0 | 0 | 0 | 0 | 0 | 0 | 0 | 0 | 0.15733 | 0 | 0 | 0 | 0 | 0 | 0 | 0 | 0 | 0 | 0 | 0 | 0.047552 | 0.00642 | 0.01284 | 0.01926 | 0.02568 | 0.12467 | 0 | 0.0082775 |  | 0.303 | 0.3387 | 0.3972 | 0.5469
2014-06-22 | 19時 |  | 0 | 0 | 0 | 0 | [9 empty] | 0 | 0 | 0 | 0 | 0 | 0 | 0 | 0 | 0 | 0 | 0.19866 | 0 | 0 | 0 | 0 | 0 | 0 | 0 | 0 | 0 | 0 | 0 | 0.047552 | 0.00642 | 0.01284 | 0.01926 | 0.02568 | 0.21072 | 0.10708 | 0.0082775 |  | 0.0991 | 0.1348 | 0.1932 | 0.1939
2014-06-22 | 20時 |  | 0 | 0 | 0 | 0 | [9 empty] | 0 | 0 | 0 | 0 | 0 | 0 | 0 | 0 | 0 | 0 | 0.11901 | 0 | 0 | 0 | 0 | 0 | 0 | 0 | 0 | 0 | 0 | 0 | 0.047552 | 0.00033 | 0.00067 | 0.001 | 0.00133 | 0.14927 | 0.027125 | 0 |  | 0.0917 | 0.1275 | 0.2102 | 0.2109
2014-06-22 | 21時 |  | 0 | 0 | 0 | 0 | [9 empty] | 0 | 0 | 0 | 0 | 0 | 0 | 0 | 0 | 0 | 0 | 0.044635 | 0 | 0 | 0 | 0 | 0 | 0 | 0 | 0 | 0 | 0 | 0 | 0.047552 | 0.00033 | 0.00067 | 0.001 | 0.00133 | 0.14618 | 0.10814 | 0.031304 |  | 0.1216 | 0.1873 | 0.2837 | 0.2844
2014-06-22 | 22時 |  | 0 | 0 | 0 | 0 | [9 empty] | 0 | 0 | 0 | 0 | 0 | 0 | 0 | 0 | 0 | 0 | 0.0039775 | 0 | 0 | 0 | 0 | 0 | 0 | 0 | 0 | 0 | 0 | 0 | 0.047552 | 0.00628 | 0.01256 | 0.01884 | 0.02512 | 0.12467 | 0.16133 | 0.043827 |  | 0.1738 | 0.1917 | 0.262 | 0.2626
2014-06-22 | 23時 |  | 0 | 0 | 0 | 0 | [9 empty] | 0 | 0 | 0 | 0 | 0 | 0 | 0 | 0 | 0 | 0 | 0 | 0 | 0 | 0 | 0 | 0 | 0 | 0 | 0 | 0 | 0 | 0 | 0.047552 | 0.0067 | 0.01339 | 0.02009 | 0.02679 | 0.12467 | 0.18881 | 0.031848 |  | 0.1877 | 0.2176 | 0.2756 | 0.2763
2014-06-23 | 0時 |  | 0 | 0 | 0 | 0 | [9 empty] | 0 | 0 | 0 | 0 | 0 | 0 | 0 | 0 | 0 | 0 | 0 | 0 | 0 | 0 | 0 | 0 | 0 | 0 | 0 | 0 | 0 | 0 | 0.047552 | 0.00013 | 0.00025 | 0.00038 | 0.0005 | 0 | 0.078899 | 0.011656 |  | 0.1578 | 0.1578 | 0.1806 | 0.1812
2014-06-23 | 1時 |  | 0 | 0 | 0 | 0 | [9 empty] | 0 | 0 | 0 | 0 | 0 | 0 | 0 | 0 | 0 | 0 | 0 | 0 | 0 | 0 | 0 | 0 | 0 | 0 | 0 | 0 | 0 | 0 | 0.047552 | 0.00013 | 0.00025 | 0.00038 | 0.0005 | 0 | 0 | 0 |  | 0.0483 | 0.0483 | 0.0711 | 0.0717
2014-06-23 | 2時 |  | 0 | 0 | 0 | 0 | [9 empty] | 0 | 0 | 0 | 0 | 0 | 0 | 0 | 0 | 0 | 0 | 0 | 0 | 0 | 0 | 0 | 0 | 0 | 0 | 0 | 0 | 0 | 0 | 0.047552 | 0.00013 | 0.00025 | 0.00038 | 0.0005 | 0 | 0 | 0 |  | 0.056 | 0.0561 | 0.0788 | 0.0795
2014-06-23 | 3時 |  | 0 | 0 | 0 | 0 | [9 empty] | 0 | 0 | 0 | 0 | 0 | 0 | 0 | 0 | 0 | 0 | 0 | 0 | 0 | 0 | 0 | 0 | 0 | 0 | 0 | 0 | 0 | 0 | 0.047552 | 0.00013 | 0.00025 | 0.00038 | 0.0005 | 0 | 0 | 0 |  | 0.056 | 0.0561 | 0.0788 | 0.0795
2014-06-23 | 4時 |  | 0 | 0 | 0 | 0 | [9 empty] | 0 | 0 | 0 | 0 | 0 | 0 | 0 | 0 | 0 | 0 | 0 | 0 | 0 | 0 | 0 | 0 | 0 | 0 | 0 | 0 | 0 | 0 | 0.047552 | 0.00013 | 0.00025 | 0.00038 | 0.0005 | 0 | 0 | 0 |  | 0.0483 | 0.0483 | 0.0711 | 0.0717
2014-06-23 | 5時 |  | 0 | 0 | 0 | 0 | [9 empty] | 0 | 0 | 0 | 0 | 0 | 0 | 0 | 0 | 0 | 0 | 0 | 0 | 0 | 0 | 0 | 0 | 0 | 0 | 0 | 0 | 0 | 0 | 0.047552 | 0.00013 | 0.00025 | 0.00038 | 0.0005 | 0 | 0 | 0 |  | 0.056 | 0.0561 | 0.0788 | 0.0795
2014-06-23 | 6時 |  | 0 | 0 | 0 | 0 | [9 empty] | 0 | 0 | 0 | 0 | 0 | 0 | 0 | 0 | 0 | 0 | 0 | 0 | 0 | 0 | 0 | 0 | 0 | 0 | 0 | 0 | 0 | 0 | 0.047552 | 0.00338 | 0.00675 | 0.01013 | 0.01351 | 0 | 0.024649 | 0.011815 |  | 0.1925 | 0.2611 | 0.3525 | 0.3531
2014-06-23 | 7時 |  | 0 | 0 | 0 | 0 | [9 empty] | 0 | 0 | 0 | 0 | 0 | 0 | 0 | 0 | 0 | 0 | 0 | 0 | 0 | 0 | 0 | 0 | 0 | 0 | 0 | 0 | 0 | 0 | 0.047552 | 0.00054 | 0.00108 | 0.00163 | 0.00217 | 0.13859 | 0.053895 | 0.036861 |  | 0.1524 | 0.248 | 0.3662 | 0.3669
2014-06-23 | 8時 |  | 0 | 0 | 0 | 0 | [9 empty] | 0 | 0 | 0 | 0 | 0 | 0 | 0 | 0 | 0 | 0 | 0 | 0 | 0 | 0 | 0 | 0 | 0 | 0 | 0 | 0 | 0 | 0 | 0.047552 | 0.00054 | 0.00108 | 0.00163 | 0.00217 | 0.093503 | 0 | 0.035602 |  | 0.1091 | 0.1448 | 0.2032 | 0.2039
2014-06-23 | 9時 |  | 0 | 0 | 0 | 0 | [9 empty] | 0 | 0 | 0 | 0 | 0 | 0 | 0 | 0 | 0 | 0 | 0 | 0 | 0 | 0 | 0 | 0 | 0 | 0 | 0 | 0 | 0 | 0 | 0.047552 | 0.00013 | 0.00025 | 0.00038 | 0.0005 | 0.17838 | 0.10971 | 0.042749 |  | 0.3011 | 0.3368 | 0.3953 | 0.396
2014-06-23 | 10時 |  | 0 | 0 | 0 | 0 | [9 empty] | 0 | 0 | 0 | 0 | 0 | 0 | 0 | 0 | 0 | 0 | 0 | 0 | 0 | 0 | 0 | 0 | 0 | 0 | 0 | 0 | 0 | 0 | 0.047552 | 0.00033 | 0.00067 | 0.001 | 0.00133 | 0.093503 | 0 | 0.012523 |  | 0.0483 | 0.0483 | 0.0711 | 0.0717
2014-06-23 | 11時 |  | 0 | 0 | 0 | 0 | [9 empty] | 0 | 0 | 0 | 0 | 0 | 0 | 0 | 0 | 0 | 0 | 0 | 0 | 0 | 0 | 0 | 0 | 0 | 0 | 0 | 0 | 0 | 0 | 0.047552 | 0.00013 | 0.00025 | 0.00038 | 0.0005 | 0 | 0 | 0.0052775 |  | 0.056 | 0.0561 | 0.0788 | 0.0795
2014-06-23 | 12時 |  | 0 | 0 | 0 | 0 | [9 empty] | 0 | 0 | 0 | 0 | 0 | 0 | 0 | 0 | 0 | 0 | 0 | 0 | 0 | 0 | 0 | 0 | 0 | 0 | 0 | 0 | 0 | 0 | 0.047552 | 0.00338 | 0.00675 | 0.01013 | 0.01351 | 0.05371 | 0 | 0.0052775 |  | 0.1983 | 0.2727 | 0.3698 | 0.3705
2014-06-23 | 13時 |  | 0 | 0 | 0 | 0 | [9 empty] | 0 | 0 | 0 | 0 | 0 | 0 | 0 | 0 | 0 | 0 | 0 | 0 | 0 | 0 | 0 | 0 | 0 | 0 | 0 | 0 | 0 | 0 | 0.047552 | 0.00033 | 0.00067 | 0.001 | 0.00133 | 0.11604 | 0 | 0 |  | 0.0483 | 0.0483 | 0.0711 | 0.0717
2014-06-23 | 14時 |  | 0 | 0 | 0 | 0 | [9 empty] | 0 | 0 | 0 | 0 | 0 | 0 | 0 | 0 | 0 | 0 | 0 | 0 | 0 | 0 | 0 | 0 | 0 | 0 | 0 | 0 | 0 | 0 | 0.047552 | 0.00013 | 0.00025 | 0.00038 | 0.0005 | 0.031168 | 0 | 0.017801 |  | 0.056 | 0.0561 | 0.0788 | 0.0795
2014-06-23 | 15時 |  | 0 | 0 | 0 | 0 | [9 empty] | 0 | 0 | 0 | 0 | 0 | 0 | 0 | 0 | 0 | 0 | 0 | 0 | 0 | 0 | 0 | 0 | 0 | 0 | 0 | 0 | 0 | 0 | 0.047552 | 0.00013 | 0.00025 | 0.00038 | 0.0005 | 0 | 0 | 0 |  | 0.056 | 0.0561 | 0.0788 | 0.0795
2014-06-23 | 16時 |  | 0 | 0 | 0 | 0 | [9 empty] | 0 | 0 | 0 | 0 | 0 | 0 | 0 | 0 | 0 | 0 | 0 | 0 | 0 | 0 | 0 | 0 | 0 | 0 | 0 | 0 | 0 | 0 | 0.047552 | 0.00033 | 0.00067 | 0.001 | 0.00133 | 0.062335 | 0 | 0.0052775 |  | 0.0483 | 0.0483 | 0.0711 | 0.0717
2014-06-23 | 17時 |  | 0 | 0 | 0 | 0 | [9 empty] | 0 | 0 | 0 | 0 | 0 | 0 | 0 | 0 | 0 | 0 | 0 | 0 | 0 | 0 | 0 | 0 | 0 | 0 | 0 | 0 | 0 | 0 | 0.047552 | 0.00033 | 0.00067 | 0.001 | 0.00133 | 0.10536 | 0 | 0.0082775 |  | 0.1304 | 0.2048 | 0.3019 | 0.3026
2014-06-23 | 18時 |  | 0 | 0 | 0 | 0 | [9 empty] | 0 | 0 | 0 | 0 | 0 | 0 | 0 | 0 | 0 | 0 | 0 | 0 | 0 | 0 | 0 | 0 | 0 | 0 | 0 | 0 | 0 | 0 | 0.047552 | 0.00642 | 0.01284 | 0.01926 | 0.02568 | 0.12467 | 0 | 0.0082775 |  | 0.303 | 0.3387 | 0.3972 | 0.5469
2014-06-23 | 19時 |  | 0 | 0 | 0 | 0 | [9 empty] | 0 | 0 | 0 | 0 | 0 | 0 | 0 | 0 | 0 | 0 | 0 | 0 | 0 | 0 | 0 | 0 | 0 | 0 | 0 | 0 | 0 | 0 | 0.047552 | 0.00642 | 0.01284 | 0.01926 | 0.02568 | 0.21072 | 0.10708 | 0.0082775 |  | 0.0991 | 0.1348 | 0.1932 | 0.1939
2014-06-23 | 20時 |  | 0 | 0 | 0 | 0 | [9 empty] | 0 | 0 | 0 | 0 | 0 | 0 | 0 | 0 | 0 | 0 | 0.00071915 | 0 | 0 | 0 | 0 | 0 | 0 | 0 | 0 | 0 | 0 | 0 | 0.047552 | 0.00033 | 0.00067 | 0.001 | 0.00133 | 0.14927 | 0.027125 | 0 |  | 0.0917 | 0.1275 | 0.2102 | 0.2109
2014-06-23 | 21時 |  | 0 | 0 | 0 | 0 | [9 empty] | 0 | 0 | 0 | 0 | 0 | 0 | 0 | 0 | 0 | 0 | 0 | 0 | 0 | 0 | 0 | 0 | 0 | 0 | 0 | 0 | 0 | 0 | 0.047552 | 0.00033 | 0.00067 | 0.001 | 0.00133 | 0.14618 | 0.10814 | 0.031304 |  | 0.1216 | 0.1873 | 0.2837 | 0.2844
2014-06-23 | 22時 |  | 0 | 0 | 0 | 0 | [9 empty] | 0 | 0 | 0 | 0 | 0 | 0 | 0 | 0 | 0 | 0 | 0 | 0 | 0 | 0 | 0 | 0 | 0 | 0 | 0 | 0 | 0 | 0 | 0.047552 | 0.00628 | 0.01256 | 0.01884 | 0.02512 | 0.12467 | 0.16133 | 0.043827 |  | 0.1738 | 0.1917 | 0.262 | 0.2626
2014-06-23 | 23時 |  | 0 | 0 | 0 | 0 | [9 empty] | 0 | 0 | 0 | 0 | 0 | 0 | 0 | 0 | 0 | 0 | 0 | 0 | 0 | 0 | 0 | 0 | 0 | 0 | 0 | 0 | 0 | 0 | 0.047552 | 0.0067 | 0.01339 | 0.02009 | 0.02679 | 0.12467 | 0.18881 | 0.031848 |  | 0.1877 | 0.2176 | 0.2756 | 0.2763
2014-06-24 | 0時 |  | 0 | 0 | 0 | 0 | [9 empty] | 0 | 0 | 0 | 0 | 0 | 0 | 0 | 0 | 0 | 0 | 0 | 0 | 0 | 0 | 0 | 0 | 0 | 0 | 0 | 0 | 0 | 0 | 0.047552 | 0.00013 | 0.00025 | 0.00038 | 0.0005 | 0 | 0 | 0 |  | 0.1578 | 0.1578 | 0.1806 | 0.1812
2014-06-24 | 1時 |  | 0 | 0 | 0 | 0 | [9 empty] | 0 | 0 | 0 | 0 | 0 | 0 | 0 | 0 | 0 | 0 | 0 | 0 | 0 | 0 | 0 | 0 | 0 | 0 | 0 | 0 | 0 | 0 | 0.047552 | 0.00013 | 0.00025 | 0.00038 | 0.0005 | 0 | 0 | 0 |  | 0.0483 | 0.0483 | 0.0711 | 0.0717
2014-06-24 | 2時 |  | 0 | 0 | 0 | 0 | [9 empty] | 0 | 0 | 0 | 0 | 0 | 0 | 0 | 0 | 0 | 0 | 0 | 0 | 0 | 0 | 0 | 0 | 0 | 0 | 0 | 0 | 0 | 0 | 0.047552 | 0.00013 | 0.00025 | 0.00038 | 0.0005 | 0 | 0 | 0 |  | 0.056 | 0.0561 | 0.0788 | 0.0795
2014-06-24 | 3時 |  | 0 | 0 | 0 | 0 | [9 empty] | 0 | 0 | 0 | 0 | 0 | 0 | 0 | 0 | 0 | 0 | 0 | 0 | 0 | 0 | 0 | 0 | 0 | 0 | 0 | 0 | 0 | 0 | 0.047552 | 0.00013 | 0.00025 | 0.00038 | 0.0005 | 0 | 0 | 0 |  | 0.056 | 0.0561 | 0.0788 | 0.0795
2014-06-24 | 4時 |  | 0 | 0 | 0 | 0 | [9 empty] | 0 | 0 | 0 | 0 | 0 | 0 | 0 | 0 | 0 | 0 | 0 | 0 | 0 | 0 | 0 | 0 | 0 | 0 | 0 | 0 | 0 | 0 | 0.047552 | 0.00013 | 0.00025 | 0.00038 | 0.0005 | 0 | 0 | 0 |  | 0.0483 | 0.0483 | 0.0711 | 0.0717
2014-06-24 | 5時 |  | 0 | 0 | 0 | 0 | [9 empty] | 0 | 0 | 0 | 0 | 0 | 0 | 0 | 0 | 0 | 0 | 0 | 0 | 0 | 0 | 0 | 0 | 0 | 0 | 0 | 0 | 0 | 0 | 0.047552 | 0.00013 | 0.00025 | 0.00038 | 0.0005 | 0 | 0 | 0 |  | 0.056 | 0.0561 | 0.0788 | 0.0795
2014-06-24 | 6時 |  | 0 | 0 | 0 | 0 | [9 empty] | 0 | 0 | 0 | 0 | 0 | 0 | 0 | 0 | 0 | 0 | 0 | 0 | 0 | 0 | 0 | 0 | 0 | 0 | 0 | 0 | 0 | 0 | 0.047552 | 0.00013 | 0.00025 | 0.00038 | 0.0005 | 0 | 0 | 0 |  | 0.056 | 0.0561 | 0.0788 | 0.0795
2014-06-24 | 7時 |  | 0 | 0 | 0 | 0 | [9 empty] | 0 | 0 | 0 | 0 | 0 | 0 | 0 | 0 | 0 | 0 | 0 | 0 | 0 | 0 | 0 | 0 | 0 | 0 | 0 | 0 | 0 | 0 | 0.047552 | 0.00054 | 0.00108 | 0.00163 | 0.00217 | 0 | 0.024649 | 0.022689 |  | 0.1168 | 0.1854 | 0.2767 | 0.2774
2014-06-24 | 8時 |  | 0 | 0 | 0 | 0 | [9 empty] | 0 | 0 | 0 | 0 | 0 | 0 | 0 | 0 | 0 | 0 | 0 | 0 | 0 | 0 | 0 | 0 | 0 | 0 | 0 | 0 | 0 | 0 | 0.047552 | 0.00379 | 0.00759 | 0.01138 | 0.01518 | 0.084877 | 0.078545 | 0.064582 |  | 0.2156 | 0.2812 | 0.3696 | 0.3702
2014-06-24 | 9時 |  | 0 | 0 | 0 | 0 | [9 empty] | 0 | 0 | 0 | 0 | 0 | 0 | 0 | 0 | 0 | 0 | 0.87964 | 0 | 0 | 0 | 0 | 0 | 0 | 0 | 0 | 0 | 0 | 0 | 0.047552 | 0.00033 | 0.00067 | 0.001 | 0.00133 | 0.23209 | 0.16325 | 0.052059 |  | 0.2163 | 0.252 | 0.3265 | 0.3272
2014-06-24 | 10時 |  | 0 | 0 | 0 | 0 | [9 empty] | 0 | 0 | 0 | 0 | 0 | 0 | 0 | 0 | 0 | 0 | 1.7491 | 0 | 0 | 0 | 0 | 0 | 0 | 0 | 0 | 0 | 0 | 0 | 0.047552 | 0.00054 | 0.00108 | 0.00163 | 0.00217 | 0.12467 | 0.21558 | 0.037471 |  | 0.1917 | 0.2274 | 0.3128 | 0.3134
2014-06-24 | 11時 |  | 0 | 0 | 0 | 0 | [9 empty] | 0 | 0 | 0 | 0 | 0 | 0 | 0 | 0 | 0 | 0 | 1.793 | 0 | 0 | 0 | 0 | 0 | 0 | 0 | 0 | 0 | 0 | 0 | 0.047552 | 0.00033 | 0.00067 | 0.001 | 0.00133 | 0.12467 | 0.21558 | 0 |  | 0.1994 | 0.2352 | 0.315 | 0.3157
2014-06-24 | 12時 |  | 0 | 0 | 0 | 0 | [9 empty] | 0 | 0 | 0 | 0 | 0 | 0 | 0 | 0 | 0 | 0 | 1.3805 | 0 | 0 | 0 | 0 | 0 | 0 | 0 | 0 | 0 | 0 | 0 | 0.047552 | 0.00338 | 0.00675 | 0.01013 | 0.01351 | 0.14721 | 0.13456 | 0.018352 |  | 0.1983 | 0.2727 | 0.3698 | 0.3705
2014-06-24 | 13時 |  | 0 | 0 | 0 | 0 | [9 empty] | 0 | 0 | 0 | 0 | 0 | 0 | 0 | 0 | 0 | 0 | 0.62473 | 0 | 0 | 0 | 0 | 0 | 0 | 0 | 0 | 0 | 0 | 0 | 0.047552 | 0.00033 | 0.00067 | 0.001 | 0.00133 | 0.13756 | 0.026771 | 0.023629 |  | 0.0483 | 0.0483 | 0.0711 | 0.0717
2014-06-24 | 14時 |  | 0 | 0 | 0 | 0 | [9 empty] | 0 | 0 | 0 | 0 | 0 | 0 | 0 | 0 | 0 | 0 | 0.52823 | 0 | 0 | 0 | 0 | 0 | 0 | 0 | 0 | 0 | 0 | 0 | 0.047552 | 0.00013 | 0.00025 | 0.00038 | 0.0005 | 0 | 0 | 0 |  | 0.056 | 0.0561 | 0.0788 | 0.0795
2014-06-24 | 15時 |  | 0 | 0 | 0 | 0 | [9 empty] | 0 | 0 | 0 | 0 | 0 | 0 | 0 | 0 | 0 | 0 | 0.67169 | 0 | 0 | 0 | 0 | 0 | 0 | 0 | 0 | 0 | 0 | 0 | 0.047552 | 0.00013 | 0.00025 | 0.00038 | 0.0005 | 0 | 0 | 0 |  | 0.056 | 0.0561 | 0.0788 | 0.0795
2014-06-24 | 16時 |  | 0 | 0 | 0 | 0 | [9 empty] | 0 | 0 | 0 | 0 | 0 | 0 | 0 | 0 | 0 | 0 | 0.60339 | 0 | 0 | 0 | 0 | 0 | 0 | 0 | 0 | 0 | 0 | 0 | 0.047552 | 0.00054 | 0.00108 | 0.00163 | 0.00217 | 0.062335 | 0.054249 | 0.024058 |  | 0.2095 | 0.275 | 0.3956 | 0.5453
2014-06-24 | 17時 |  | 0 | 0 | 0 | 0 | [9 empty] | 0 | 0 | 0 | 0 | 0 | 0 | 0 | 0 | 0 | 0 | 0.12765 | 0 | 0 | 0 | 0 | 0 | 0 | 0 | 0 | 0 | 0 | 0 | 0.047552 | 0.00642 | 0.01284 | 0.01926 | 0.02568 | 0.12467 | 0.1085 | 0.026923 |  | 0.2423 | 0.2781 | 0.3689 | 0.5187
2014-06-24 | 18時 |  | 0 | 0 | 0 | 0 | [9 empty] | 0 | 0 | 0 | 0 | 0 | 0 | 0 | 0 | 0 | 0 | 0.15163 | 0 | 0 | 0 | 0 | 0 | 0 | 0 | 0 | 0 | 0 | 0 | 0.047552 | 0.00642 | 0.01284 | 0.01926 | 0.02568 | 0.21072 | 0.1085 | 0 |  | 0.1819 | 0.2177 | 0.2978 | 0.4476
2014-06-24 | 19時 |  | 0 | 0 | 0 | 0 | [9 empty] | 0 | 0 | 0 | 0 | 0 | 0 | 0 | 0 | 0 | 0 | 0.026596 | 0 | 0 | 0 | 0 | 0 | 0 | 0 | 0 | 0 | 0 | 0 | 0.047552 | 0.00013 | 0.00025 | 0.00038 | 0.0005 | 0.12879 | 0 | 0.006537 |  | 0.0998 | 0.1355 | 0.2049 | 0.2056
2014-06-24 | 20時 |  | 0 | 0 | 0 | 0 | [9 empty] | 0 | 0 | 0 | 0 | 0 | 0 | 0 | 0 | 0 | 0 | 0.042966 | 0 | 0 | 0 | 0 | 0 | 0 | 0 | 0 | 0 | 0 | 0 | 0.047552 | 0.00033 | 0.00067 | 0.001 | 0.00133 | 0.16769 | 0.10779 | 0.006537 |  | 0.0917 | 0.1275 | 0.2183 | 0.219
2014-06-24 | 21時 |  | 0 | 0 | 0 | 0 | [9 empty] | 0 | 0 | 0 | 0 | 0 | 0 | 0 | 0 | 0 | 0 | 0.021255 | 0 | 0 | 0 | 0 | 0 | 0 | 0 | 0 | 0 | 0 | 0 | 0.047552 | 0.00628 | 0.01256 | 0.01884 | 0.02512 | 0.12467 | 0.18846 | 0.012659 |  | 0.1755 | 0.2411 | 0.3458 | 0.3465
2014-06-24 | 22時 |  | 0 | 0 | 0 | 0 | [9 empty] | 0 | 0 | 0 | 0 | 0 | 0 | 0 | 0 | 0 | 0 | 0 | 0 | 0 | 0 | 0 | 0 | 0 | 0 | 0 | 0 | 0 | 0 | 0.047552 | 0.00649 | 0.01298 | 0.01947 | 0.02595 | 0.12467 | 0.16133 | 0.043827 |  | 0.1139 | 0.1795 | 0.3002 | 0.3009
2014-06-24 | 23時 |  | 0 | 0 | 0 | 0 | [9 empty] | 0 | 0 | 0 | 0 | 0 | 0 | 0 | 0 | 0 | 0 | 0 | 0 | 0 | 0 | 0 | 0 | 0 | 0 | 0 | 0 | 0 | 0 | 0.047552 | 0.00331 | 0.00661 | 0.00992 | 0.01323 | 0.062335 | 0.15709 | 0.04296 |  | 0.1578 | 0.1578 | 0.1806 | 0.1812
2014-06-25 | 0時 |  | 0 | 0 | 0 | 0 | [9 empty] | 0 | 0 | 0 | 0 | 0 | 0 | 0 | 0 | 0 | 0 | 0 | 0 | 0 | 0 | 0 | 0 | 0 | 0 | 0 | 0 | 0 | 0 | 0.047552 | 0.00013 | 0.00025 | 0.00038 | 0.0005 | 0 | 0 | 0 |  | 0.1578 | 0.1578 | 0.1806 | 0.1812
2014-06-25 | 1時 |  | 0 | 0 | 0 | 0 | [9 empty] | 0 | 0 | 0 | 0 | 0 | 0 | 0 | 0 | 0 | 0 | 0 | 0 | 0 | 0 | 0 | 0 | 0 | 0 | 0 | 0 | 0 | 0 | 0.047552 | 0.00013 | 0.00025 | 0.00038 | 0.0005 | 0 | 0 | 0 |  | 0.0483 | 0.0483 | 0.0711 | 0.0717
2014-06-25 | 2時 |  | 0 | 0 | 0 | 0 | [9 empty] | 0 | 0 | 0 | 0 | 0 | 0 | 0 | 0 | 0 | 0 | 0 | 0 | 0 | 0 | 0 | 0 | 0 | 0 | 0 | 0 | 0 | 0 | 0.047552 | 0.00013 | 0.00025 | 0.00038 | 0.0005 | 0 | 0 | 0 |  | 0.056 | 0.0561 | 0.0788 | 0.0795
2014-06-25 | 3時 |  | 0 | 0 | 0 | 0 | [9 empty] | 0 | 0 | 0 | 0 | 0 | 0 | 0 | 0 | 0 | 0 | 0 | 0 | 0 | 0 | 0 | 0 | 0 | 0 | 0 | 0 | 0 | 0 | 0.047552 | 0.00013 | 0.00025 | 0.00038 | 0.0005 | 0 | 0 | 0 |  | 0.056 | 0.0561 | 0.0788 | 0.0795
2014-06-25 | 4時 |  | 0 | 0 | 0 | 0 | [9 empty] | 0 | 0 | 0 | 0 | 0 | 0 | 0 | 0 | 0 | 0 | 0 | 0 | 0 | 0 | 0 | 0 | 0 | 0 | 0 | 0 | 0 | 0 | 0.047552 | 0.00013 | 0.00025 | 0.00038 | 0.0005 | 0 | 0 | 0 |  | 0.0483 | 0.0483 | 0.0711 | 0.0717
2014-06-25 | 5時 |  | 0 | 0 | 0 | 0 | [9 empty] | 0 | 0 | 0 | 0 | 0 | 0 | 0 | 0 | 0 | 0 | 0 | 0 | 0 | 0 | 0 | 0 | 0 | 0 | 0 | 0 | 0 | 0 | 0.047552 | 0.00013 | 0.00025 | 0.00038 | 0.0005 | 0 | 0 | 0 |  | 0.056 | 0.0561 | 0.0788 | 0.0795
2014-06-25 | 6時 |  | 0 | 0 | 0 | 0 | [9 empty] | 0 | 0 | 0 | 0 | 0 | 0 | 0 | 0 | 0 | 0 | 0 | 0 | 0 | 0 | 0 | 0 | 0 | 0 | 0 | 0 | 0 | 0 | 0.047552 | 0.00033 | 0.00067 | 0.001 | 0.00133 | 0 | 0.024649 | 0.011815 |  | 0.0859 | 0.1159 | 0.1685 | 0.1692
2014-06-25 | 7時 |  | 0 | 0 | 0 | 0 | [9 empty] | 0 | 0 | 0 | 0 | 0 | 0 | 0 | 0 | 0 | 0 | 0 | 0 | 0 | 0 | 0 | 0 | 0 | 0 | 0 | 0 | 0 | 0 | 0.047552 | 0.00033 | 0.00067 | 0.001 | 0.00133 | 0.093503 | 0 | 0.015347 |  | 0.2346 | 0.2703 | 0.3287 | 0.3294
2014-06-25 | 8時 |  | 0 | 0 | 0 | 0 | [9 empty] | 0 | 0 | 0 | 0 | 0 | 0 | 0 | 0 | 0 | 0 | 0 | 0 | 0 | 0 | 0 | 0 | 0 | 0 | 0 | 0 | 0 | 0 | 0.047552 | 0.00705 | 0.01409 | 0.02114 | 0.02818 | 0.13653 | 0.078545 | 0.060527 |  | 0.2282 | 0.3325 | 0.4595 | 0.4602
2014-06-25 | 9時 |  | 0 | 0 | 0 | 0 | [9 empty] | 0 | 0 | 0 | 0 | 0 | 0 | 0 | 0 | 0 | 0 | 0.089022 | 0 | 0 | 0 | 0 | 0 | 0 | 0 | 0 | 0 | 0 | 0 | 0.047552 | 0.00013 | 0.00025 | 0.00038 | 0.0005 | 0.084877 | 0.053895 | 0.0052775 |  | 0.056 | 0.0561 | 0.0788 | 0.0795
2014-06-25 | 10時 |  | 0 | 0 | 0 | 0 | [9 empty] | 0 | 0 | 0 | 0 | 0 | 0 | 0 | 0 | 0 | 0 | 0.70335 | 0 | 0 | 0 | 0 | 0 | 0 | 0 | 0 | 0 | 0 | 0 | 0.047552 | 0.00013 | 0.00025 | 0.00038 | 0.0005 | 0 | 0 | 0 |  | 0.0483 | 0.0483 | 0.0711 | 0.0717
2014-06-25 | 11時 |  | 0 | 0 | 0 | 0 | [9 empty] | 0 | 0 | 0 | 0 | 0 | 0 | 0 | 0 | 0 | 0 | 0.53693 | 0 | 0 | 0 | 0 | 0 | 0 | 0 | 0 | 0 | 0 | 0 | 0.047552 | 0.00013 | 0.00025 | 0.00038 | 0.0005 | 0 | 0 | 0 |  | 0.056 | 0.0561 | 0.0788 | 0.0795
2014-06-25 | 12時 |  | 0 | 0 | 0 | 0 | [9 empty] | 0 | 0 | 0 | 0 | 0 | 0 | 0 | 0 | 0 | 0 | 0.35934 | 0 | 0 | 0 | 0 | 0 | 0 | 0 | 0 | 0 | 0 | 0 | 0.047552 | 0.00013 | 0.00025 | 0.00038 | 0.0005 | 0 | 0 | 0 |  | 0.056 | 0.0561 | 0.0788 | 0.0795
2014-06-25 | 13時 |  | 0 | 0 | 0 | 0 | [9 empty] | 0 | 0 | 0 | 0 | 0 | 0 | 0 | 0 | 0 | 0 | 0.16368 | 0 | 0 | 0 | 0 | 0 | 0 | 0 | 0 | 0 | 0 | 0 | 0.047552 | 0.00013 | 0.00025 | 0.00038 | 0.0005 | 0 | 0 | 0 |  | 0.0483 | 0.0483 | 0.0711 | 0.0717
2014-06-25 | 14時 |  | 0 | 0 | 0 | 0 | [9 empty] | 0 | 0 | 0 | 0 | 0 | 0 | 0 | 0 | 0 | 0 | 0.27299 | 0 | 0 | 0 | 0 | 0 | 0 | 0 | 0 | 0 | 0 | 0 | 0.047552 | 0.00013 | 0.00025 | 0.00038 | 0.0005 | 0 | 0 | 0 |  | 0.056 | 0.0561 | 0.0788 | 0.0795
2014-06-25 | 15時 |  | 0 | 0 | 0 | 0 | [9 empty] | 0 | 0 | 0 | 0 | 0 | 0 | 0 | 0 | 0 | 0 | 0.93314 | 0 | 0 | 0 | 0 | 0 | 0 | 0 | 0 | 0 | 0 | 0 | 0.047552 | 0.00013 | 0.00025 | 0.00038 | 0.0005 | 0 | 0 | 0 |  | 0.056 | 0.0561 | 0.0788 | 0.0795
2014-06-25 | 16時 |  | 0 | 0 | 0 | 0 | [9 empty] | 0 | 0 | 0 | 0 | 0 | 0 | 0 | 0 | 0 | 0 | 1.1185 | 0 | 0 | 0 | 0 | 0 | 0 | 0 | 0 | 0 | 0 | 0 | 0.047552 | 0.00013 | 0.00025 | 0.00038 | 0.0005 | 0 | 0 | 0 |  | 0.0483 | 0.0483 | 0.0711 | 0.0717
2014-06-25 | 17時 |  | 0 | 0 | 0 | 0 | [9 empty] | 0 | 0 | 0 | 0 | 0 | 0 | 0 | 0 | 0 | 0 | 1.2578 | 0 | 0 | 0 | 0 | 0 | 0 | 0 | 0 | 0 | 0 | 0 | 0.047552 | 0.00013 | 0.00025 | 0.00038 | 0.0005 | 0 | 0 | 0 |  | 0.056 | 0.0561 | 0.0788 | 0.0795
2014-06-25 | 18時 |  | 0 | 0 | 0 | 0 | [9 empty] | 0 | 0 | 0 | 0 | 0 | 0 | 0 | 0 | 0 | 0 | 0.88454 | 0 | 0 | 0 | 0 | 0 | 0 | 0 | 0 | 0 | 0 | 0 | 0.047552 | 0.00013 | 0.00025 | 0.00038 | 0.0005 | 0 | 0 | 0 |  | 0.056 | 0.0561 | 0.0788 | 0.0795
2014-06-25 | 19時 |  | 0 | 0 | 0 | 0 | [9 empty] | 0 | 0 | 0 | 0 | 0 | 0 | 0 | 0 | 0 | 0 | 0.78703 | 0 | 0 | 0 | 0 | 0 | 0 | 0 | 0 | 0 | 0 | 0 | 0.047552 | 0.00013 | 0.00025 | 0.00038 | 0.0005 | 0 | 0 | 0 |  | 0.0483 | 0.0483 | 0.0711 | 0.0717
2014-06-25 | 20時 |  | 0 | 0 | 0 | 0 | [9 empty] | 0 | 0 | 0 | 0 | 0 | 0 | 0 | 0 | 0 | 0 | 0.67353 | 0 | 0 | 0 | 0 | 0 | 0 | 0 | 0 | 0 | 0 | 0 | 0.047552 | 0.00054 | 0.00108 | 0.00163 | 0.00217 | 0.062335 | 0 | 0.0082775 |  | 0.1304 | 0.2048 | 0.3129 | 0.4626
2014-06-25 | 21時 |  | 0 | 0 | 0 | 0 | [9 empty] | 0 | 0 | 0 | 0 | 0 | 0 | 0 | 0 | 0 | 0 | 0.5353 | 0 | 0 | 0 | 0 | 0 | 0 | 0 | 0 | 0 | 0 | 0 | 0.047552 | 0.00033 | 0.00067 | 0.001 | 0.00133 | 0.12467 | 0.026771 | 0.031304 |  | 0.1755 | 0.2411 | 0.3322 | 0.4447
2014-06-25 | 22時 |  | 0 | 0 | 0 | 0 | [9 empty] | 0 | 0 | 0 | 0 | 0 | 0 | 0 | 0 | 0 | 0 | 0.067594 | 0 | 0 | 0 | 0 | 0 | 0 | 0 | 0 | 0 | 0 | 0 | 0.047552 | 0.00352 | 0.00703 | 0.01055 | 0.01406 | 0.12467 | 0.16133 | 0.043827 |  | 0.051 | 0.0511 | 0.0952 | 0.0959
2014-06-25 | 23時 |  | 0 | 0 | 0 | 0 | [9 empty] | 0 | 0 | 0 | 0 | 0 | 0 | 0 | 0 | 0 | 0 | 0.005793 | 0 | 0 | 0 | 0 | 0 | 0 | 0 | 0 | 0 | 0 | 0 | 0.047552 | 0.00628 | 0.01256 | 0.01884 | 0.02512 | 0.062335 | 0.15709 | 0.044922 |  | 0.1877 | 0.2176 | 0.2703 | 0.2709
2014-06-26 | 0時 |  | 0 | 0 | 0 | 0 | [9 empty] | 0 | 0 | 0 | 0 | 0 | 0 | 0 | 0 | 0 | 0 | 0 | 0 | 0 | 0 | 0 | 0 | 0 | 0 | 0 | 0 | 0 | 0 | 0.047552 | 0.00013 | 0.00025 | 0.00038 | 0.0005 | 0 | 0.078899 | 0.011656 |  | 0.1578 | 0.1578 | 0.1806 | 0.1812
2014-06-26 | 1時 |  | 0 | 0 | 0 | 0 | [9 empty] | 0 | 0 | 0 | 0 | 0 | 0 | 0 | 0 | 0 | 0 | 0 | 0 | 0 | 0 | 0 | 0 | 0 | 0 | 0 | 0 | 0 | 0 | 0.047552 | 0.00013 | 0.00025 | 0.00038 | 0.0005 | 0 | 0 | 0 |  | 0.0483 | 0.0483 | 0.0711 | 0.0717
2014-06-26 | 2時 |  | 0 | 0 | 0 | 0 | [9 empty] | 0 | 0 | 0 | 0 | 0 | 0 | 0 | 0 | 0 | 0 | 0 | 0 | 0 | 0 | 0 | 0 | 0 | 0 | 0 | 0 | 0 | 0 | 0.047552 | 0.00013 | 0.00025 | 0.00038 | 0.0005 | 0 | 0 | 0 |  | 0.056 | 0.0561 | 0.0788 | 0.0795
2014-06-26 | 3時 |  | 0 | 0 | 0 | 0 | [9 empty] | 0 | 0 | 0 | 0 | 0 | 0 | 0 | 0 | 0 | 0 | 0 | 0 | 0 | 0 | 0 | 0 | 0 | 0 | 0 | 0 | 0 | 0 | 0.047552 | 0.00013 | 0.00025 | 0.00038 | 0.0005 | 0 | 0 | 0 |  | 0.056 | 0.0561 | 0.0788 | 0.0795
2014-06-26 | 4時 |  | 0 | 0 | 0 | 0 | [9 empty] | 0 | 0 | 0 | 0 | 0 | 0 | 0 | 0 | 0 | 0 | 0 | 0 | 0 | 0 | 0 | 0 | 0 | 0 | 0 | 0 | 0 | 0 | 0.047552 | 0.00013 | 0.00025 | 0.00038 | 0.0005 | 0 | 0 | 0 |  | 0.0483 | 0.0483 | 0.0711 | 0.0717
2014-06-26 | 5時 |  | 0 | 0 | 0 | 0 | [9 empty] | 0 | 0 | 0 | 0 | 0 | 0 | 0 | 0 | 0 | 0 | 0 | 0 | 0 | 0 | 0 | 0 | 0 | 0 | 0 | 0 | 0 | 0 | 0.047552 | 0.00013 | 0.00025 | 0.00038 | 0.0005 | 0 | 0 | 0 |  | 0.056 | 0.0561 | 0.0788 | 0.0795
2014-06-26 | 6時 |  | 0 | 0 | 0 | 0 | [9 empty] | 0 | 0 | 0 | 0 | 0 | 0 | 0 | 0 | 0 | 0 | 0.0028959 | 0 | 0 | 0 | 0 | 0 | 0 | 0 | 0 | 0 | 0 | 0 | 0.047552 | 0.00338 | 0.00675 | 0.01013 | 0.01351 | 0 | 0.024649 | 0.011815 |  | 0.1925 | 0.2611 | 0.3525 | 0.3531
2014-06-26 | 7時 |  | 0 | 0 | 0 | 0 | [9 empty] | 0 | 0 | 0 | 0 | 0 | 0 | 0 | 0 | 0 | 0 | 0.88023 | 0 | 0 | 0 | 0 | 0 | 0 | 0 | 0 | 0 | 0 | 0 | 0.047552 | 0.00054 | 0.00108 | 0.00163 | 0.00217 | 0.13859 | 0.053895 | 0.036861 |  | 0.1524 | 0.248 | 0.3662 | 0.3669
2014-06-26 | 8時 |  | 0 | 0 | 0 | 0 | [9 empty] | 0 | 0 | 0 | 0 | 0 | 0 | 0 | 0 | 0 | 0 | 1.7592 | 0 | 0 | 0 | 0 | 0 | 0 | 0 | 0 | 0 | 0 | 0 | 0.047552 | 0.00054 | 0.00108 | 0.00163 | 0.00217 | 0.093503 | 0 | 0.035602 |  | 0.1091 | 0.1448 | 0.2032 | 0.2039
2014-06-26 | 9時 |  | 0 | 0 | 0 | 0 | [9 empty] | 0 | 0 | 0 | 0 | 0 | 0 | 0 | 0 | 0 | 0 | 1.8239 | 0 | 0 | 0 | 0 | 0 | 0 | 0 | 0 | 0 | 0 | 0 | 0.047552 | 0.00013 | 0.00025 | 0.00038 | 0.0005 | 0.17838 | 0.10971 | 0.042749 |  | 0.3011 | 0.3368 | 0.3953 | 0.396
2014-06-26 | 10時 |  | 0 | 0 | 0 | 0 | [9 empty] | 0 | 0 | 0 | 0 | 0 | 0 | 0 | 0 | 0 | 0 | 1.902 | 0 | 0 | 0 | 0 | 0 | 0 | 0 | 0 | 0 | 0 | 0 | 0.047552 | 0.00033 | 0.00067 | 0.001 | 0.00133 | 0.093503 | 0 | 0.012523 |  | 0.0483 | 0.0483 | 0.0711 | 0.0717
2014-06-26 | 11時 |  | 0 | 0 | 0 | 0 | [9 empty] | 0 | 0 | 0 | 0 | 0 | 0 | 0 | 0 | 0 | 0 | 1.9762 | 0 | 0 | 0 | 0 | 0 | 0 | 0 | 0 | 0 | 0 | 0 | 0.047552 | 0.00013 | 0.00025 | 0.00038 | 0.0005 | 0 | 0 | 0.0052775 |  | 0.056 | 0.0561 | 0.0788 | 0.0795
2014-06-26 | 12時 |  | 0 | 0 | 0 | 0 | [9 empty] | 0 | 0 | 0 | 0 | 0 | 0 | 0 | 0 | 0 | 0 | 1.9187 | 0 | 0 | 0 | 0 | 0 | 0 | 0 | 0 | 0 | 0 | 0 | 0.047552 | 0.00338 | 0.00675 | 0.01013 | 0.01351 | 0.05371 | 0 | 0.0052775 |  | 0.1983 | 0.2727 | 0.3698 | 0.3705
2014-06-26 | 13時 |  | 0 | 0 | 0 | 0 | [9 empty] | 0 | 0 | 0 | 0 | 0 | 0 | 0 | 0 | 0 | 0 | 1.9145 | 0 | 0 | 0 | 0 | 0 | 0 | 0 | 0 | 0 | 0 | 0 | 0.047552 | 0.00033 | 0.00067 | 0.001 | 0.00133 | 0.11604 | 0 | 0 |  | 0.0483 | 0.0483 | 0.0711 | 0.0717
2014-06-26 | 14時 |  | 0 | 0 | 0 | 0 | [9 empty] | 0 | 0 | 0 | 0 | 0 | 0 | 0 | 0 | 0 | 0 | 1.9955 | 0 | 0 | 0 | 0 | 0 | 0 | 0 | 0 | 0 | 0 | 0 | 0.047552 | 0.00013 | 0.00025 | 0.00038 | 0.0005 | 0.031168 | 0 | 0.017801 |  | 0.056 | 0.0561 | 0.0788 | 0.0795
2014-06-26 | 15時 |  | 0 | 0 | 0 | 0 | [9 empty] | 0 | 0 | 0 | 0 | 0 | 0 | 0 | 0 | 0 | 0 | 1.8606 | 0 | 0 | 0 | 0 | 0 | 0 | 0 | 0 | 0 | 0 | 0 | 0.047552 | 0.00013 | 0.00025 | 0.00038 | 0.0005 | 0 | 0 | 0 |  | 0.056 | 0.0561 | 0.0788 | 0.0795
2014-06-26 | 16時 |  | 0 | 0 | 0 | 0 | [9 empty] | 0 | 0 | 0 | 0 | 0 | 0 | 0 | 0 | 0 | 0 | 1.8334 | 0 | 0 | 0 | 0 | 0 | 0 | 0 | 0 | 0 | 0 | 0 | 0.047552 | 0.00033 | 0.00067 | 0.001 | 0.00133 | 0.062335 | 0 | 0.0052775 |  | 0.0483 | 0.0483 | 0.0711 | 0.0717
2014-06-26 | 17時 |  | 0 | 0 | 0 | 0 | [9 empty] | 0 | 0 | 0 | 0 | 0 | 0 | 0 | 0 | 0 | 0 | 1.7465 | 0 | 0 | 0 | 0 | 0 | 0 | 0 | 0 | 0 | 0 | 0 | 0.047552 | 0.00033 | 0.00067 | 0.001 | 0.00133 | 0.10536 | 0 | 0.0082775 |  | 0.1304 | 0.2048 | 0.3019 | 0.3026
2014-06-26 | 18時 |  | 0 | 0 | 0 | 0 | [9 empty] | 0 | 0 | 0 | 0 | 0 | 0 | 0 | 0 | 0 | 0 | 0.87942 | 0 | 0 | 0 | 0 | 0 | 0 | 0 | 0 | 0 | 0 | 0 | 0.047552 | 0.00642 | 0.01284 | 0.01926 | 0.02568 | 0.12467 | 0 | 0.0082775 |  | 0.303 | 0.3387 | 0.3972 | 0.5469
2014-06-26 | 19時 |  | 0 | 0 | 0 | 0 | [9 empty] | 0 | 0 | 0 | 0 | 0 | 0 | 0 | 0 | 0 | 0 | 0.42782 | 0 | 0 | 0 | 0 | 0 | 0 | 0 | 0 | 0 | 0 | 0 | 0.047552 | 0.00642 | 0.01284 | 0.01926 | 0.02568 | 0.21072 | 0.10708 | 0.0082775 |  | 0.0991 | 0.1348 | 0.1932 | 0.1939
2014-06-26 | 20時 |  | 0 | 0 | 0 | 0 | [9 empty] | 0 | 0 | 0 | 0 | 0 | 0 | 0 | 0 | 0 | 0 | 0.16107 | 0 | 0 | 0 | 0 | 0 | 0 | 0 | 0 | 0 | 0 | 0 | 0.047552 | 0.00033 | 0.00067 | 0.001 | 0.00133 | 0.14927 | 0.027125 | 0 |  | 0.0917 | 0.1275 | 0.2102 | 0.2109
2014-06-26 | 21時 |  | 0 | 0 | 0 | 0 | [9 empty] | 0 | 0 | 0 | 0 | 0 | 0 | 0 | 0 | 0 | 0 | 0.03571 | 0 | 0 | 0 | 0 | 0 | 0 | 0 | 0 | 0 | 0 | 0 | 0.047552 | 0.00033 | 0.00067 | 0.001 | 0.00133 | 0.14618 | 0.10814 | 0.031304 |  | 0.1216 | 0.1873 | 0.2837 | 0.2844
2014-06-26 | 22時 |  | 0 | 0 | 0 | 0 | [9 empty] | 0 | 0 | 0 | 0 | 0 | 0 | 0 | 0 | 0 | 0 | 0.0017406 | 0 | 0 | 0 | 0 | 0 | 0 | 0 | 0 | 0 | 0 | 0 | 0.047552 | 0.00628 | 0.01256 | 0.01884 | 0.02512 | 0.12467 | 0.16133 | 0.043827 |  | 0.1738 | 0.1917 | 0.262 | 0.2626
2014-06-26 | 23時 |  | 0 | 0 | 0 | 0 | [9 empty] | 0 | 0 | 0 | 0 | 0 | 0 | 0 | 0 | 0 | 0 | 0 | 0 | 0 | 0 | 0 | 0 | 0 | 0 | 0 | 0 | 0 | 0 | 0.047552 | 0.0067 | 0.01339 | 0.02009 | 0.02679 | 0.12467 | 0.18881 | 0.031848 |  | 0.1877 | 0.2176 | 0.2756 | 0.2763
2014-06-27 | 0時 |  | 0 | 0 | 0 | 0 | [9 empty] | 0 | 0 | 0 | 0 | 0 | 0 | 0 | 0 | 0 | 0 | 0 | 0 | 0 | 0 | 0 | 0 | 0 | 0 | 0 | 0 | 0 | 0 | 0.047552 | 0.00013 | 0.00025 | 0.00038 | 0.0005 | 0 | 0.078899 | 0.011656 |  | 0.1578 | 0.1578 | 0.1806 | 0.1812
2014-06-27 | 1時 |  | 0 | 0 | 0 | 0 | [9 empty] | 0 | 0 | 0 | 0 | 0 | 0 | 0 | 0 | 0 | 0 | 0 | 0 | 0 | 0 | 0 | 0 | 0 | 0 | 0 | 0 | 0 | 0 | 0.047552 | 0.00013 | 0.00025 | 0.00038 | 0.0005 | 0 | 0 | 0 |  | 0.0483 | 0.0483 | 0.0711 | 0.0717
2014-06-27 | 2時 |  | 0 | 0 | 0 | 0 | [9 empty] | 0 | 0 | 0 | 0 | 0 | 0 | 0 | 0 | 0 | 0 | 0 | 0 | 0 | 0 | 0 | 0 | 0 | 0 | 0 | 0 | 0 | 0 | 0.047552 | 0.00013 | 0.00025 | 0.00038 | 0.0005 | 0 | 0 | 0 |  | 0.056 | 0.0561 | 0.0788 | 0.0795
2014-06-27 | 3時 |  | 0 | 0 | 0 | 0 | [9 empty] | 0 | 0 | 0 | 0 | 0 | 0 | 0 | 0 | 0 | 0 | 0 | 0 | 0 | 0 | 0 | 0 | 0 | 0 | 0 | 0 | 0 | 0 | 0.047552 | 0.00013 | 0.00025 | 0.00038 | 0.0005 | 0 | 0 | 0 |  | 0.056 | 0.0561 | 0.0788 | 0.0795
2014-06-27 | 4時 |  | 0 | 0 | 0 | 0 | [9 empty] | 0 | 0 | 0 | 0 | 0 | 0 | 0 | 0 | 0 | 0 | 0 | 0 | 0 | 0 | 0 | 0 | 0 | 0 | 0 | 0 | 0 | 0 | 0.047552 | 0.00013 | 0.00025 | 0.00038 | 0.0005 | 0 | 0 | 0 |  | 0.0483 | 0.0483 | 0.0711 | 0.0717
2014-06-27 | 5時 |  | 0 | 0 | 0 | 0 | [9 empty] | 0 | 0 | 0 | 0 | 0 | 0 | 0 | 0 | 0 | 0 | 0 | 0 | 0 | 0 | 0 | 0 | 0 | 0 | 0 | 0 | 0 | 0 | 0.047552 | 0.00013 | 0.00025 | 0.00038 | 0.0005 | 0 | 0 | 0 |  | 0.056 | 0.0561 | 0.0788 | 0.0795
2014-06-27 | 6時 |  | 0 | 0 | 0 | 0 | [9 empty] | 0 | 0 | 0 | 0 | 0 | 0 | 0 | 0 | 0 | 0 | 0 | 0 | 0 | 0 | 0 | 0 | 0 | 0 | 0 | 0 | 0 | 0 | 0.047552 | 0.00338 | 0.00675 | 0.01013 | 0.01351 | 0 | 0.024649 | 0.011815 |  | 0.1925 | 0.2611 | 0.3525 | 0.3531
2014-06-27 | 7時 |  | 0 | 0 | 0 | 0 | [9 empty] | 0 | 0 | 0 | 0 | 0 | 0 | 0 | 0 | 0 | 0 | 0 | 0 | 0 | 0 | 0 | 0 | 0 | 0 | 0 | 0 | 0 | 0 | 0.047552 | 0.00054 | 0.00108 | 0.00163 | 0.00217 | 0.13859 | 0.053895 | 0.036861 |  | 0.1524 | 0.248 | 0.3662 | 0.3669
2014-06-27 | 8時 |  | 0 | 0 | 0 | 0 | [9 empty] | 0 | 0 | 0 | 0 | 0 | 0 | 0 | 0 | 0 | 0 | 0.1293 | 0 | 0 | 0 | 0 | 0 | 0 | 0 | 0 | 0 | 0 | 0 | 0.047552 | 0.00054 | 0.00108 | 0.00163 | 0.00217 | 0.093503 | 0 | 0.035602 |  | 0.1091 | 0.1448 | 0.2032 | 0.2039
2014-06-27 | 9時 |  | 0 | 0 | 0 | 0 | [9 empty] | 0 | 0 | 0 | 0 | 0 | 0 | 0 | 0 | 0 | 0 | 0.26621 | 0 | 0 | 0 | 0 | 0 | 0 | 0 | 0 | 0 | 0 | 0 | 0.047552 | 0.00013 | 0.00025 | 0.00038 | 0.0005 | 0.17838 | 0.10971 | 0.042749 |  | 0.3011 | 0.3368 | 0.3953 | 0.396
2014-06-27 | 10時 |  | 0 | 0 | 0 | 0 | [9 empty] | 0 | 0 | 0 | 0 | 0 | 0 | 0 | 0 | 0 | 0 | 0.43255 | 0 | 0 | 0 | 0 | 0 | 0 | 0 | 0 | 0 | 0 | 0 | 0.047552 | 0.00033 | 0.00067 | 0.001 | 0.00133 | 0.093503 | 0 | 0.012523 |  | 0.0483 | 0.0483 | 0.0711 | 0.0717
2014-06-27 | 11時 |  | 0 | 0 | 0 | 0 | [9 empty] | 0 | 0 | 0 | 0 | 0 | 0 | 0 | 0 | 0 | 0 | 0.85349 | 0 | 0 | 0 | 0 | 0 | 0 | 0 | 0 | 0 | 0 | 0 | 0.047552 | 0.00013 | 0.00025 | 0.00038 | 0.0005 | 0 | 0 | 0.0052775 |  | 0.056 | 0.0561 | 0.0788 | 0.0795
2014-06-27 | 12時 |  | 0 | 0 | 0 | 0 | [9 empty] | 0 | 0 | 0 | 0 | 0 | 0 | 0 | 0 | 0 | 0 | 1.5339 | 0 | 0 | 0 | 0 | 0 | 0 | 0 | 0 | 0 | 0 | 0 | 0.047552 | 0.00338 | 0.00675 | 0.01013 | 0.01351 | 0.05371 | 0 | 0.0052775 |  | 0.1983 | 0.2727 | 0.3698 | 0.3705
2014-06-27 | 13時 |  | 0 | 0 | 0 | 0 | [9 empty] | 0 | 0 | 0 | 0 | 0 | 0 | 0 | 0 | 0 | 0 | 1.7397 | 0 | 0 | 0 | 0 | 0 | 0 | 0 | 0 | 0 | 0 | 0 | 0.047552 | 0.00033 | 0.00067 | 0.001 | 0.00133 | 0.11604 | 0 | 0 |  | 0.0483 | 0.0483 | 0.0711 | 0.0717
2014-06-27 | 14時 |  | 0 | 0 | 0 | 0 | [9 empty] | 0 | 0 | 0 | 0 | 0 | 0 | 0 | 0 | 0 | 0 | 1.9973 | 0 | 0 | 0 | 0 | 0 | 0 | 0 | 0 | 0 | 0 | 0 | 0.047552 | 0.00013 | 0.00025 | 0.00038 | 0.0005 | 0.031168 | 0 | 0.017801 |  | 0.056 | 0.0561 | 0.0788 | 0.0795
2014-06-27 | 15時 |  | 0 | 0 | 0 | 0 | [9 empty] | 0 | 0 | 0 | 0 | 0 | 0 | 0 | 0 | 0 | 0 | 1.9172 | 0 | 0 | 0 | 0 | 0 | 0 | 0 | 0 | 0 | 0 | 0 | 0.047552 | 0.00013 | 0.00025 | 0.00038 | 0.0005 | 0 | 0 | 0 |  | 0.056 | 0.0561 | 0.0788 | 0.0795
2014-06-27 | 16時 |  | 0 | 0 | 0 | 0 | [9 empty] | 0 | 0 | 0 | 0 | 0 | 0 | 0 | 0 | 0 | 0 | 1.8423 | 0 | 0 | 0 | 0 | 0 | 0 | 0 | 0 | 0 | 0 | 0 | 0.047552 | 0.00033 | 0.00067 | 0.001 | 0.00133 | 0.062335 | 0 | 0.0052775 |  | 0.0483 | 0.0483 | 0.0711 | 0.0717
2014-06-27 | 17時 |  | 0 | 0 | 0 | 0 | [9 empty] | 0 | 0 | 0 | 0 | 0 | 0 | 0 | 0 | 0 | 0 | 1.7182 | 0 | 0 | 0 | 0 | 0 | 0 | 0 | 0 | 0 | 0 | 0 | 0.047552 | 0.00033 | 0.00067 | 0.001 | 0.00133 | 0.10536 | 0 | 0.0082775 |  | 0.1304 | 0.2048 | 0.3019 | 0.3026
2014-06-27 | 18時 |  | 0 | 0 | 0 | 0 | [9 empty] | 0 | 0 | 0 | 0 | 0 | 0 | 0 | 0 | 0 | 0 | 1.1638 | 0 | 0 | 0 | 0 | 0 | 0 | 0 | 0 | 0 | 0 | 0 | 0.047552 | 0.00642 | 0.01284 | 0.01926 | 0.02568 | 0.12467 | 0 | 0.0082775 |  | 0.303 | 0.3387 | 0.3972 | 0.5469
2014-06-27 | 19時 |  | 0 | 0 | 0 | 0 | [9 empty] | 0 | 0 | 0 | 0 | 0 | 0 | 0 | 0 | 0 | 0 | 0.75037 | 0 | 0 | 0 | 0 | 0 | 0 | 0 | 0 | 0 | 0 | 0 | 0.047552 | 0.00642 | 0.01284 | 0.01926 | 0.02568 | 0.21072 | 0.10708 | 0.0082775 |  | 0.0991 | 0.1348 | 0.1932 | 0.1939
2014-06-27 | 20時 |  | 0 | 0 | 0 | 0 | [9 empty] | 0 | 0 | 0 | 0 | 0 | 0 | 0 | 0 | 0 | 0 | 0.53833 | 0 | 0 | 0 | 0 | 0 | 0 | 0 | 0 | 0 | 0 | 0 | 0.047552 | 0.00033 | 0.00067 | 0.001 | 0.00133 | 0.14927 | 0.027125 | 0 |  | 0.0917 | 0.1275 | 0.2102 | 0.2109
2014-06-27 | 21時 |  | 0 | 0 | 0 | 0 | [9 empty] | 0 | 0 | 0 | 0 | 0 | 0 | 0 | 0 | 0 | 0 | 0.34366 | 0 | 0 | 0 | 0 | 0 | 0 | 0 | 0 | 0 | 0 | 0 | 0.047552 | 0.00033 | 0.00067 | 0.001 | 0.00133 | 0.14618 | 0.10814 | 0.031304 |  | 0.1216 | 0.1873 | 0.2837 | 0.2844
2014-06-27 | 22時 |  | 0 | 0 | 0 | 0 | [9 empty] | 0 | 0 | 0 | 0 | 0 | 0 | 0 | 0 | 0 | 0 | 0.09542 | 0 | 0 | 0 | 0 | 0 | 0 | 0 | 0 | 0 | 0 | 0 | 0.047552 | 0.00628 | 0.01256 | 0.01884 | 0.02512 | 0.12467 | 0.16133 | 0.043827 |  | 0.1738 | 0.1917 | 0.262 | 0.2626
2014-06-27 | 23時 |  | 0 | 0 | 0 | 0 | [9 empty] | 0 | 0 | 0 | 0 | 0 | 0 | 0 | 0 | 0 | 0 | 0.0012587 | 0 | 0 | 0 | 0 | 0 | 0 | 0 | 0 | 0 | 0 | 0 | 0.047552 | 0.0067 | 0.01339 | 0.02009 | 0.02679 | 0.12467 | 0.18881 | 0.031848 |  | 0.1877 | 0.2176 | 0.2756 | 0.2763
2014-06-28 | 0時 |  | 0 | 0 | 0 | 0 | [9 empty] | 0 | 0 | 0 | 0 | 0 | 0 | 0 | 0 | 0 | 0 | 0 | 0 | 0 | 0 | 0 | 0 | 0 | 0 | 0 | 0 | 0 | 0 | 0.047552 | 0.00013 | 0.00025 | 0.00038 | 0.0005 | 0 | 0.078899 | 0.011656 |  | 0.1578 | 0.1578 | 0.1806 | 0.1812
2014-06-28 | 1時 |  | 0 | 0 | 0 | 0 | [9 empty] | 0 | 0 | 0 | 0 | 0 | 0 | 0 | 0 | 0 | 0 | 0 | 0 | 0 | 0 | 0 | 0 | 0 | 0 | 0 | 0 | 0 | 0 | 0.047552 | 0.00013 | 0.00025 | 0.00038 | 0.0005 | 0 | 0 | 0 |  | 0.0483 | 0.0483 | 0.0711 | 0.0717
2014-06-28 | 2時 |  | 0 | 0 | 0 | 0 | [9 empty] | 0 | 0 | 0 | 0 | 0 | 0 | 0 | 0 | 0 | 0 | 0 | 0 | 0 | 0 | 0 | 0 | 0 | 0 | 0 | 0 | 0 | 0 | 0.047552 | 0.00013 | 0.00025 | 0.00038 | 0.0005 | 0 | 0 | 0 |  | 0.056 | 0.0561 | 0.0788 | 0.0795
2014-06-28 | 3時 |  | 0 | 0 | 0 | 0 | [9 empty] | 0 | 0 | 0 | 0 | 0 | 0 | 0 | 0 | 0 | 0 | 0 | 0 | 0 | 0 | 0 | 0 | 0 | 0 | 0 | 0 | 0 | 0 | 0.047552 | 0.00013 | 0.00025 | 0.00038 | 0.0005 | 0 | 0 | 0 |  | 0.056 | 0.0561 | 0.0788 | 0.0795
2014-06-28 | 4時 |  | 0 | 0 | 0 | 0 | [9 empty] | 0 | 0 | 0 | 0 | 0 | 0 | 0 | 0 | 0 | 0 | 0 | 0 | 0 | 0 | 0 | 0 | 0 | 0 | 0 | 0 | 0 | 0 | 0.047552 | 0.00013 | 0.00025 | 0.00038 | 0.0005 | 0 | 0 | 0 |  | 0.0483 | 0.0483 | 0.0711 | 0.0717
2014-06-28 | 5時 |  | 0 | 0 | 0 | 0 | [9 empty] | 0 | 0 | 0 | 0 | 0 | 0 | 0 | 0 | 0 | 0 | 0 | 0 | 0 | 0 | 0 | 0 | 0 | 0 | 0 | 0 | 0 | 0 | 0.047552 | 0.00013 | 0.00025 | 0.00038 | 0.0005 | 0 | 0 | 0 |  | 0.056 | 0.0561 | 0.0788 | 0.0795
2014-06-28 | 6時 |  | 0 | 0 | 0 | 0 | [9 empty] | 0 | 0 | 0 | 0 | 0 | 0 | 0 | 0 | 0 | 0 | 0 | 0 | 0 | 0 | 0 | 0 | 0 | 0 | 0 | 0 | 0 | 0 | 0.047552 | 0.00338 | 0.00675 | 0.01013 | 0.01351 | 0 | 0.024649 | 0.011815 |  | 0.1925 | 0.2611 | 0.3525 | 0.3531
2014-06-28 | 7時 |  | 0 | 0 | 0 | 0 | [9 empty] | 0 | 0 | 0 | 0 | 0 | 0 | 0 | 0 | 0 | 0 | 0 | 0 | 0 | 0 | 0 | 0 | 0 | 0 | 0 | 0 | 0 | 0 | 0.047552 | 0.00054 | 0.00108 | 0.00163 | 0.00217 | 0.13859 | 0.053895 | 0.036861 |  | 0.1524 | 0.248 | 0.3662 | 0.3669
2014-06-28 | 8時 |  | 0 | 0 | 0 | 0 | [9 empty] | 0 | 0 | 0 | 0 | 0 | 0 | 0 | 0 | 0 | 0 | 0 | 0 | 0 | 0 | 0 | 0 | 0 | 0 | 0 | 0 | 0 | 0 | 0.047552 | 0.00054 | 0.00108 | 0.00163 | 0.00217 | 0.093503 | 0 | 0.035602 |  | 0.1091 | 0.1448 | 0.2032 | 0.2039
2014-06-28 | 9時 |  | 0 | 0 | 0 | 0 | [9 empty] | 0 | 0 | 0 | 0 | 0 | 0 | 0 | 0 | 0 | 0 | 0.014341 | 0 | 0 | 0 | 0 | 0 | 0 | 0 | 0 | 0 | 0 | 0 | 0.047552 | 0.00013 | 0.00025 | 0.00038 | 0.0005 | 0.17838 | 0.10971 | 0.042749 |  | 0.3011 | 0.3368 | 0.3953 | 0.396
2014-06-28 | 10時 |  | 0 | 0 | 0 | 0 | [9 empty] | 0 | 0 | 0 | 0 | 0 | 0 | 0 | 0 | 0 | 0 | 0.1599 | 0 | 0 | 0 | 0 | 0 | 0 | 0 | 0 | 0 | 0 | 0 | 0.047552 | 0.00033 | 0.00067 | 0.001 | 0.00133 | 0.093503 | 0 | 0.012523 |  | 0.0483 | 0.0483 | 0.0711 | 0.0717
2014-06-28 | 11時 |  | 0 | 0 | 0 | 0 | [9 empty] | 0 | 0 | 0 | 0 | 0 | 0 | 0 | 0 | 0 | 0 | 0.64464 | 0 | 0 | 0 | 0 | 0 | 0 | 0 | 0 | 0 | 0 | 0 | 0.047552 | 0.00013 | 0.00025 | 0.00038 | 0.0005 | 0 | 0 | 0.0052775 |  | 0.056 | 0.0561 | 0.0788 | 0.0795
2014-06-28 | 12時 |  | 0 | 0 | 0 | 0 | [9 empty] | 0 | 0 | 0 | 0 | 0 | 0 | 0 | 0 | 0 | 0 | 0.49327 | 0 | 0 | 0 | 0 | 0 | 0 | 0 | 0 | 0 | 0 | 0 | 0.047552 | 0.00338 | 0.00675 | 0.01013 | 0.01351 | 0.05371 | 0 | 0.0052775 |  | 0.1983 | 0.2727 | 0.3698 | 0.3705
2014-06-28 | 13時 |  | 0 | 0 | 0 | 0 | [9 empty] | 0 | 0 | 0 | 0 | 0 | 0 | 0 | 0 | 0 | 0 | 0.15827 | 0 | 0 | 0 | 0 | 0 | 0 | 0 | 0 | 0 | 0 | 0 | 0.047552 | 0.00033 | 0.00067 | 0.001 | 0.00133 | 0.11604 | 0 | 0 |  | 0.0483 | 0.0483 | 0.0711 | 0.0717
2014-06-28 | 14時 |  | 0 | 0 | 0 | 0 | [9 empty] | 0 | 0 | 0 | 0 | 0 | 0 | 0 | 0 | 0 | 0 | 0.019913 | 0 | 0 | 0 | 0 | 0 | 0 | 0 | 0 | 0 | 0 | 0 | 0.047552 | 0.00013 | 0.00025 | 0.00038 | 0.0005 | 0.031168 | 0 | 0.017801 |  | 0.056 | 0.0561 | 0.0788 | 0.0795
2014-06-28 | 15時 |  | 0 | 0 | 0 | 0 | [9 empty] | 0 | 0 | 0 | 0 | 0 | 0 | 0 | 0 | 0 | 0 | 0.14128 | 0 | 0 | 0 | 0 | 0 | 0 | 0 | 0 | 0 | 0 | 0 | 0.047552 | 0.00013 | 0.00025 | 0.00038 | 0.0005 | 0 | 0 | 0 |  | 0.056 | 0.0561 | 0.0788 | 0.0795
2014-06-28 | 16時 |  | 0 | 0 | 0 | 0 | [9 empty] | 0 | 0 | 0 | 0 | 0 | 0 | 0 | 0 | 0 | 0 | 0.19992 | 0 | 0 | 0 | 0 | 0 | 0 | 0 | 0 | 0 | 0 | 0 | 0.047552 | 0.00033 | 0.00067 | 0.001 | 0.00133 | 0.062335 | 0 | 0.0052775 |  | 0.0483 | 0.0483 | 0.0711 | 0.0717
2014-06-28 | 17時 |  | 0 | 0 | 0 | 0 | [9 empty] | 0 | 0 | 0 | 0 | 0 | 0 | 0 | 0 | 0 | 0 | 0.036082 | 0 | 0 | 0 | 0 | 0 | 0 | 0 | 0 | 0 | 0 | 0 | 0.047552 | 0.00033 | 0.00067 | 0.001 | 0.00133 | 0.10536 | 0 | 0.0082775 |  | 0.1304 | 0.2048 | 0.3019 | 0.3026
2014-06-28 | 18時 |  | 0 | 0 | 0 | 0 | [9 empty] | 0 | 0 | 0 | 0 | 0 | 0 | 0 | 0 | 0 | 0 | 0.015041 | 0 | 0 | 0 | 0 | 0 | 0 | 0 | 0 | 0 | 0 | 0 | 0.047552 | 0.00642 | 0.01284 | 0.01926 | 0.02568 | 0.12467 | 0 | 0.0082775 |  | 0.303 | 0.3387 | 0.3972 | 0.5469
2014-06-28 | 19時 |  | 0 | 0 | 0 | 0 | [9 empty] | 0 | 0 | 0 | 0 | 0 | 0 | 0 | 0 | 0 | 0 | 0.12617 | 0 | 0 | 0 | 0 | 0 | 0 | 0 | 0 | 0 | 0 | 0 | 0.047552 | 0.00642 | 0.01284 | 0.01926 | 0.02568 | 0.21072 | 0.10708 | 0.0082775 |  | 0.0991 | 0.1348 | 0.1932 | 0.1939
2014-06-28 | 20時 |  | 0 | 0 | 0 | 0 | [9 empty] | 0 | 0 | 0 | 0 | 0 | 0 | 0 | 0 | 0 | 0 | 0.11077 | 0 | 0 | 0 | 0 | 0 | 0 | 0 | 0 | 0 | 0 | 0 | 0.047552 | 0.00033 | 0.00067 | 0.001 | 0.00133 | 0.14927 | 0.027125 | 0 |  | 0.0917 | 0.1275 | 0.2102 | 0.2109
2014-06-28 | 21時 |  | 0 | 0 | 0 | 0 | [9 empty] | 0 | 0 | 0 | 0 | 0 | 0 | 0 | 0 | 0 | 0 | 0.040512 | 0 | 0 | 0 | 0 | 0 | 0 | 0 | 0 | 0 | 0 | 0 | 0.047552 | 0.00033 | 0.00067 | 0.001 | 0.00133 | 0.14618 | 0.10814 | 0.031304 |  | 0.1216 | 0.1873 | 0.2837 | 0.2844
2014-06-28 | 22時 |  | 0 | 0 | 0 | 0 | [9 empty] | 0 | 0 | 0 | 0 | 0 | 0 | 0 | 0 | 0 | 0 | 0.012663 | 0 | 0 | 0 | 0 | 0 | 0 | 0 | 0 | 0 | 0 | 0 | 0.047552 | 0.00628 | 0.01256 | 0.01884 | 0.02512 | 0.12467 | 0.16133 | 0.043827 |  | 0.1738 | 0.1917 | 0.262 | 0.2626
2014-06-28 | 23時 |  | 0 | 0 | 0 | 0 | [9 empty] | 0 | 0 | 0 | 0 | 0 | 0 | 0 | 0 | 0 | 0 | 0 | 0 | 0 | 0 | 0 | 0 | 0 | 0 | 0 | 0 | 0 | 0 | 0.047552 | 0.0067 | 0.01339 | 0.02009 | 0.02679 | 0.12467 | 0.18881 | 0.031848 |  | 0.1877 | 0.2176 | 0.2756 | 0.2763
2014-06-29 | 0時 |  | 0 | 0 | 0 | 0 | [9 empty] | 0 | 0 | 0 | 0 | 0 | 0 | 0 | 0 | 0 | 0 | 0 | 0 | 0 | 0 | 0 | 0 | 0 | 0 | 0 | 0 | 0 | 0 | 0.047552 | 0.00013 | 0.00025 | 0.00038 | 0.0005 | 0 | 0.078899 | 0.011656 |  | 0.1578 | 0.1578 | 0.1806 | 0.1812
2014-06-29 | 1時 |  | 0 | 0 | 0 | 0 | [9 empty] | 0 | 0 | 0 | 0 | 0 | 0 | 0 | 0 | 0 | 0 | 0 | 0 | 0 | 0 | 0 | 0 | 0 | 0 | 0 | 0 | 0 | 0 | 0.047552 | 0.00013 | 0.00025 | 0.00038 | 0.0005 | 0 | 0 | 0 |  | 0.0483 | 0.0483 | 0.0711 | 0.0717
2014-06-29 | 2時 |  | 0 | 0 | 0 | 0 | [9 empty] | 0 | 0 | 0 | 0 | 0 | 0 | 0 | 0 | 0 | 0 | 0 | 0 | 0 | 0 | 0 | 0 | 0 | 0 | 0 | 0 | 0 | 0 | 0.047552 | 0.00013 | 0.00025 | 0.00038 | 0.0005 | 0 | 0 | 0 |  | 0.056 | 0.0561 | 0.0788 | 0.0795
2014-06-29 | 3時 |  | 0 | 0 | 0 | 0 | [9 empty] | 0 | 0 | 0 | 0 | 0 | 0 | 0 | 0 | 0 | 0 | 0 | 0 | 0 | 0 | 0 | 0 | 0 | 0 | 0 | 0 | 0 | 0 | 0.047552 | 0.00013 | 0.00025 | 0.00038 | 0.0005 | 0 | 0 | 0 |  | 0.056 | 0.0561 | 0.0788 | 0.0795
2014-06-29 | 4時 |  | 0 | 0 | 0 | 0 | [9 empty] | 0 | 0 | 0 | 0 | 0 | 0 | 0 | 0 | 0 | 0 | 0 | 0 | 0 | 0 | 0 | 0 | 0 | 0 | 0 | 0 | 0 | 0 | 0.047552 | 0.00013 | 0.00025 | 0.00038 | 0.0005 | 0 | 0 | 0 |  | 0.0483 | 0.0483 | 0.0711 | 0.0717
2014-06-29 | 5時 |  | 0 | 0 | 0 | 0 | [9 empty] | 0 | 0 | 0 | 0 | 0 | 0 | 0 | 0 | 0 | 0 | 0 | 0 | 0 | 0 | 0 | 0 | 0 | 0 | 0 | 0 | 0 | 0 | 0.047552 | 0.00013 | 0.00025 | 0.00038 | 0.0005 | 0 | 0 | 0 |  | 0.056 | 0.0561 | 0.0788 | 0.0795
2014-06-29 | 6時 |  | 0 | 0 | 0 | 0 | [9 empty] | 0 | 0 | 0 | 0 | 0 | 0 | 0 | 0 | 0 | 0 | 0 | 0 | 0 | 0 | 0 | 0 | 0 | 0 | 0 | 0 | 0 | 0 | 0.047552 | 0.00338 | 0.00675 | 0.01013 | 0.01351 | 0 | 0.024649 | 0.011815 |  | 0.1925 | 0.2611 | 0.3525 | 0.3531
2014-06-29 | 7時 |  | 0 | 0 | 0 | 0 | [9 empty] | 0 | 0 | 0 | 0 | 0 | 0 | 0 | 0 | 0 | 0 | 0 | 0 | 0 | 0 | 0 | 0 | 0 | 0 | 0 | 0 | 0 | 0 | 0.047552 | 0.00054 | 0.00108 | 0.00163 | 0.00217 | 0.13859 | 0.053895 | 0.036861 |  | 0.1524 | 0.248 | 0.3662 | 0.3669
2014-06-29 | 8時 |  | 0 | 0 | 0 | 0 | [9 empty] | 0 | 0 | 0 | 0 | 0 | 0 | 0 | 0 | 0 | 0 | 0 | 0 | 0 | 0 | 0 | 0 | 0 | 0 | 0 | 0 | 0 | 0 | 0.047552 | 0.00054 | 0.00108 | 0.00163 | 0.00217 | 0.093503 | 0 | 0.035602 |  | 0.1091 | 0.1448 | 0.2032 | 0.2039
2014-06-29 | 9時 |  | 0 | 0 | 0 | 0 | [9 empty] | 0 | 0 | 0 | 0 | 0 | 0 | 0 | 0 | 0 | 0 | 0.00052026 | 0 | 0 | 0 | 0 | 0 | 0 | 0 | 0 | 0 | 0 | 0 | 0.047552 | 0.00013 | 0.00025 | 0.00038 | 0.0005 | 0.17838 | 0.10971 | 0.042749 |  | 0.3011 | 0.3368 | 0.3953 | 0.396
2014-06-29 | 10時 |  | 0 | 0 | 0 | 0 | [9 empty] | 0 | 0 | 0 | 0 | 0 | 0 | 0 | 0 | 0 | 0 | 0.013674 | 0 | 0 | 0 | 0 | 0 | 0 | 0 | 0 | 0 | 0 | 0 | 0.047552 | 0.00033 | 0.00067 | 0.001 | 0.00133 | 0.093503 | 0 | 0.012523 |  | 0.0483 | 0.0483 | 0.0711 | 0.0717
2014-06-29 | 11時 |  | 0 | 0 | 0 | 0 | [9 empty] | 0 | 0 | 0 | 0 | 0 | 0 | 0 | 0 | 0 | 0 | 0.10412 | 0 | 0 | 0 | 0 | 0 | 0 | 0 | 0 | 0 | 0 | 0 | 0.047552 | 0.00013 | 0.00025 | 0.00038 | 0.0005 | 0 | 0 | 0.0052775 |  | 0.056 | 0.0561 | 0.0788 | 0.0795
2014-06-29 | 12時 |  | 0 | 0 | 0 | 0 | [9 empty] | 0 | 0 | 0 | 0 | 0 | 0 | 0 | 0 | 0 | 0 | 0.82635 | 0 | 0 | 0 | 0 | 0 | 0 | 0 | 0 | 0 | 0 | 0 | 0.047552 | 0.00338 | 0.00675 | 0.01013 | 0.01351 | 0.05371 | 0 | 0.0052775 |  | 0.1983 | 0.2727 | 0.3698 | 0.3705
2014-06-29 | 13時 |  | 0 | 0 | 0 | 0 | [9 empty] | 0 | 0 | 0 | 0 | 0 | 0 | 0 | 0 | 0 | 0 | 1.2452 | 0 | 0 | 0 | 0 | 0 | 0 | 0 | 0 | 0 | 0 | 0 | 0.047552 | 0.00033 | 0.00067 | 0.001 | 0.00133 | 0.11604 | 0 | 0 |  | 0.0483 | 0.0483 | 0.0711 | 0.0717
2014-06-29 | 14時 |  | 0 | 0 | 0 | 0 | [9 empty] | 0 | 0 | 0 | 0 | 0 | 0 | 0 | 0 | 0 | 0 | 1.183 | 0 | 0 | 0 | 0 | 0 | 0 | 0 | 0 | 0 | 0 | 0 | 0.047552 | 0.00013 | 0.00025 | 0.00038 | 0.0005 | 0.031168 | 0 | 0.017801 |  | 0.056 | 0.0561 | 0.0788 | 0.0795
2014-06-29 | 15時 |  | 0 | 0 | 0 | 0 | [9 empty] | 0 | 0 | 0 | 0 | 0 | 0 | 0 | 0 | 0 | 0 | 1.0065 | 0 | 0 | 0 | 0 | 0 | 0 | 0 | 0 | 0 | 0 | 0 | 0.047552 | 0.00013 | 0.00025 | 0.00038 | 0.0005 | 0 | 0 | 0 |  | 0.056 | 0.0561 | 0.0788 | 0.0795
2014-06-29 | 16時 |  | 0 | 0 | 0 | 0 | [9 empty] | 0 | 0 | 0 | 0 | 0 | 0 | 0 | 0 | 0 | 0 | 1.2344 | 0 | 0 | 0 | 0 | 0 | 0 | 0 | 0 | 0 | 0 | 0 | 0.047552 | 0.00033 | 0.00067 | 0.001 | 0.00133 | 0.062335 | 0 | 0.0052775 |  | 0.0483 | 0.0483 | 0.0711 | 0.0717
2014-06-29 | 17時 |  | 0 | 0 | 0 | 0 | [9 empty] | 0 | 0 | 0 | 0 | 0 | 0 | 0 | 0 | 0 | 0 | 0.94445 | 0 | 0 | 0 | 0 | 0 | 0 | 0 | 0 | 0 | 0 | 0 | 0.047552 | 0.00033 | 0.00067 | 0.001 | 0.00133 | 0.10536 | 0 | 0.0082775 |  | 0.1304 | 0.2048 | 0.3019 | 0.3026
2014-06-29 | 18時 |  | 0 | 0 | 0 | 0 | [9 empty] | 0 | 0 | 0 | 0 | 0 | 0 | 0 | 0 | 0 | 0 | 0.50395 | 0 | 0 | 0 | 0 | 0 | 0 | 0 | 0 | 0 | 0 | 0 | 0.047552 | 0.00642 | 0.01284 | 0.01926 | 0.02568 | 0.12467 | 0 | 0.0082775 |  | 0.303 | 0.3387 | 0.3972 | 0.5469
2014-06-29 | 19時 |  | 0 | 0 | 0 | 0 | [9 empty] | 0 | 0 | 0 | 0 | 0 | 0 | 0 | 0 | 0 | 0 | 0.6205 | 0 | 0 | 0 | 0 | 0 | 0 | 0 | 0 | 0 | 0 | 0 | 0.047552 | 0.00642 | 0.01284 | 0.01926 | 0.02568 | 0.21072 | 0.10708 | 0.0082775 |  | 0.0991 | 0.1348 | 0.1932 | 0.1939
2014-06-29 | 20時 |  | 0 | 0 | 0 | 0 | [9 empty] | 0 | 0 | 0 | 0 | 0 | 0 | 0 | 0 | 0 | 0 | 0.49092 | 0 | 0 | 0 | 0 | 0 | 0 | 0 | 0 | 0 | 0 | 0 | 0.047552 | 0.00033 | 0.00067 | 0.001 | 0.00133 | 0.14927 | 0.027125 | 0 |  | 0.0917 | 0.1275 | 0.2102 | 0.2109
2014-06-29 | 21時 |  | 0 | 0 | 0 | 0 | [9 empty] | 0 | 0 | 0 | 0 | 0 | 0 | 0 | 0 | 0 | 0 | 0.36051 | 0 | 0 | 0 | 0 | 0 | 0 | 0 | 0 | 0 | 0 | 0 | 0.047552 | 0.00033 | 0.00067 | 0.001 | 0.00133 | 0.14618 | 0.10814 | 0.031304 |  | 0.1216 | 0.1873 | 0.2837 | 0.2844
2014-06-29 | 22時 |  | 0 | 0 | 0 | 0 | [9 empty] | 0 | 0 | 0 | 0 | 0 | 0 | 0 | 0 | 0 | 0 | 0.1367 | 0 | 0 | 0 | 0 | 0 | 0 | 0 | 0 | 0 | 0 | 0 | 0.047552 | 0.00628 | 0.01256 | 0.01884 | 0.02512 | 0.12467 | 0.16133 | 0.043827 |  | 0.1738 | 0.1917 | 0.262 | 0.2626
2014-06-29 | 23時 |  | 0 | 0 | 0 | 0 | [9 empty] | 0 | 0 | 0 | 0 | 0 | 0 | 0 | 0 | 0 | 0 | 0.0062707 | 0 | 0 | 0 | 0 | 0 | 0 | 0 | 0 | 0 | 0 | 0 | 0.047552 | 0.0067 | 0.01339 | 0.02009 | 0.02679 | 0.12467 | 0.18881 | 0.031848 |  | 0.1877 | 0.2176 | 0.2756 | 0.2763
2014-06-30 | 0時 |  | 0 | 0 | 0 | 0 | [9 empty] | 0 | 0 | 0 | 0 | 0 | 0 | 0 | 0 | 0 | 0 | 0 | 0 | 0 | 0 | 0 | 0 | 0 | 0 | 0 | 0 | 0 | 0 | 0.047552 | 0.00013 | 0.00025 | 0.00038 | 0.0005 | 0 | 0.078899 | 0.011656 |  | 0.1578 | 0.1578 | 0.1806 | 0.1812
2014-06-30 | 1時 |  | 0 | 0 | 0 | 0 | [9 empty] | 0 | 0 | 0 | 0 | 0 | 0 | 0 | 0 | 0 | 0 | 0 | 0 | 0 | 0 | 0 | 0 | 0 | 0 | 0 | 0 | 0 | 0 | 0.047552 | 0.00013 | 0.00025 | 0.00038 | 0.0005 | 0 | 0 | 0 |  | 0.0483 | 0.0483 | 0.0711 | 0.0717
2014-06-30 | 2時 |  | 0 | 0 | 0 | 0 | [9 empty] | 0 | 0 | 0 | 0 | 0 | 0 | 0 | 0 | 0 | 0 | 0 | 0 | 0 | 0 | 0 | 0 | 0 | 0 | 0 | 0 | 0 | 0 | 0.047552 | 0.00013 | 0.00025 | 0.00038 | 0.0005 | 0 | 0 | 0 |  | 0.056 | 0.0561 | 0.0788 | 0.0795
2014-06-30 | 3時 |  | 0 | 0 | 0 | 0 | [9 empty] | 0 | 0 | 0 | 0 | 0 | 0 | 0 | 0 | 0 | 0 | 0 | 0 | 0 | 0 | 0 | 0 | 0 | 0 | 0 | 0 | 0 | 0 | 0.047552 | 0.00013 | 0.00025 | 0.00038 | 0.0005 | 0 | 0 | 0 |  | 0.056 | 0.0561 | 0.0788 | 0.0795
2014-06-30 | 4時 |  | 0 | 0 | 0 | 0 | [9 empty] | 0 | 0 | 0 | 0 | 0 | 0 | 0 | 0 | 0 | 0 | 0 | 0 | 0 | 0 | 0 | 0 | 0 | 0 | 0 | 0 | 0 | 0 | 0.047552 | 0.00013 | 0.00025 | 0.00038 | 0.0005 | 0 | 0 | 0 |  | 0.0483 | 0.0483 | 0.0711 | 0.0717
2014-06-30 | 5時 |  | 0 | 0 | 0 | 0 | [9 empty] | 0 | 0 | 0 | 0 | 0 | 0 | 0 | 0 | 0 | 0 | 0 | 0 | 0 | 0 | 0 | 0 | 0 | 0 | 0 | 0 | 0 | 0 | 0.047552 | 0.00013 | 0.00025 | 0.00038 | 0.0005 | 0 | 0 | 0 |  | 0.056 | 0.0561 | 0.0788 | 0.0795
2014-06-30 | 6時 |  | 0 | 0 | 0 | 0 | [9 empty] | 0 | 0 | 0 | 0 | 0 | 0 | 0 | 0 | 0 | 0 | 0 | 0 | 0 | 0 | 0 | 0 | 0 | 0 | 0 | 0 | 0 | 0 | 0.047552 | 0.00338 | 0.00675 | 0.01013 | 0.01351 | 0 | 0.024649 | 0.011815 |  | 0.1925 | 0.2611 | 0.3525 | 0.3531
2014-06-30 | 7時 |  | 0 | 0 | 0 | 0 | [9 empty] | 0 | 0 | 0 | 0 | 0 | 0 | 0 | 0 | 0 | 0 | 0.015772 | 0 | 0 | 0 | 0 | 0 | 0 | 0 | 0 | 0 | 0 | 0 | 0.047552 | 0.00054 | 0.00108 | 0.00163 | 0.00217 | 0.13859 | 0.053895 | 0.036861 |  | 0.1524 | 0.248 | 0.3662 | 0.3669
2014-06-30 | 8時 |  | 0 | 0 | 0 | 0 | [9 empty] | 0 | 0 | 0 | 0 | 0 | 0 | 0 | 0 | 0 | 0 | 0.51947 | 0 | 0 | 0 | 0 | 0 | 0 | 0 | 0 | 0 | 0 | 0 | 0.047552 | 0.00054 | 0.00108 | 0.00163 | 0.00217 | 0.093503 | 0 | 0.035602 |  | 0.1091 | 0.1448 | 0.2032 | 0.2039
2014-06-30 | 9時 |  | 0 | 0 | 0 | 0 | [9 empty] | 0 | 0 | 0 | 0 | 0 | 0 | 0 | 0 | 0 | 0 | 1.3032 | 0 | 0 | 0 | 0 | 0 | 0 | 0 | 0 | 0 | 0 | 0 | 0.047552 | 0.00013 | 0.00025 | 0.00038 | 0.0005 | 0.17838 | 0.10971 | 0.042749 |  | 0.3011 | 0.3368 | 0.3953 | 0.396
2014-06-30 | 10時 |  | 0 | 0 | 0 | 0 | [9 empty] | 0 | 0 | 0 | 0 | 0 | 0 | 0 | 0 | 0 | 0 | 1.8641 | 0 | 0 | 0 | 0 | 0 | 0 | 0 | 0 | 0 | 0 | 0 | 0.047552 | 0.00033 | 0.00067 | 0.001 | 0.00133 | 0.093503 | 0 | 0.012523 |  | 0.0483 | 0.0483 | 0.0711 | 0.0717
2014-06-30 | 11時 |  | 0 | 0 | 0 | 0 | [9 empty] | 0 | 0 | 0 | 0 | 0 | 0 | 0 | 0 | 0 | 0 | 2.0127 | 0 | 0 | 0 | 0 | 0 | 0 | 0 | 0 | 0 | 0 | 0 | 0.047552 | 0.00013 | 0.00025 | 0.00038 | 0.0005 | 0 | 0 | 0.0052775 |  | 0.056 | 0.0561 | 0.0788 | 0.0795
2014-06-30 | 12時 |  | 0 | 0 | 0 | 0 | [9 empty] | 0 | 0 | 0 | 0 | 0 | 0 | 0 | 0 | 0 | 0 | 2.2269 | 0 | 0 | 0 | 0 | 0 | 0 | 0 | 0 | 0 | 0 | 0 | 0.047552 | 0.00338 | 0.00675 | 0.01013 | 0.01351 | 0.05371 | 0 | 0.0052775 |  | 0.1983 | 0.2727 | 0.3698 | 0.3705
2014-06-30 | 13時 |  | 0 | 0 | 0 | 0 | [9 empty] | 0 | 0 | 0 | 0 | 0 | 0 | 0 | 0 | 0 | 0 | 2.004 | 0 | 0 | 0 | 0 | 0 | 0 | 0 | 0 | 0 | 0 | 0 | 0.047552 | 0.00033 | 0.00067 | 0.001 | 0.00133 | 0.11604 | 0 | 0 |  | 0.0483 | 0.0483 | 0.0711 | 0.0717
2014-06-30 | 14時 |  | 0 | 0 | 0 | 0 | [9 empty] | 0 | 0 | 0 | 0 | 0 | 0 | 0 | 0 | 0 | 0 | 1.9328 | 0 | 0 | 0 | 0 | 0 | 0 | 0 | 0 | 0 | 0 | 0 | 0.047552 | 0.00013 | 0.00025 | 0.00038 | 0.0005 | 0.031168 | 0 | 0.017801 |  | 0.056 | 0.0561 | 0.0788 | 0.0795
2014-06-30 | 15時 |  | 0 | 0 | 0 | 0 | [9 empty] | 0 | 0 | 0 | 0 | 0 | 0 | 0 | 0 | 0 | 0 | 1.9571 | 0 | 0 | 0 | 0 | 0 | 0 | 0 | 0 | 0 | 0 | 0 | 0.047552 | 0.00013 | 0.00025 | 0.00038 | 0.0005 | 0 | 0 | 0 |  | 0.056 | 0.0561 | 0.0788 | 0.0795
2014-06-30 | 16時 |  | 0 | 0 | 0 | 0 | [9 empty] | 0 | 0 | 0 | 0 | 0 | 0 | 0 | 0 | 0 | 0 | 2.0452 | 0 | 0 | 0 | 0 | 0 | 0 | 0 | 0 | 0 | 0 | 0 | 0.047552 | 0.00033 | 0.00067 | 0.001 | 0.00133 | 0.062335 | 0 | 0.0052775 |  | 0.0483 | 0.0483 | 0.0711 | 0.0717
2014-06-30 | 17時 |  | 0 | 0 | 0 | 0 | [9 empty] | 0 | 0 | 0 | 0 | 0 | 0 | 0 | 0 | 0 | 0 | 1.7027 | 0 | 0 | 0 | 0 | 0 | 0 | 0 | 0 | 0 | 0 | 0 | 0.047552 | 0.00033 | 0.00067 | 0.001 | 0.00133 | 0.10536 | 0 | 0.0082775 |  | 0.1304 | 0.2048 | 0.3019 | 0.3026
2014-06-30 | 18時 |  | 0 | 0 | 0 | 0 | [9 empty] | 0 | 0 | 0 | 0 | 0 | 0 | 0 | 0 | 0 | 0 | 1.0458 | 0 | 0 | 0 | 0 | 0 | 0 | 0 | 0 | 0 | 0 | 0 | 0.047552 | 0.00642 | 0.01284 | 0.01926 | 0.02568 | 0.12467 | 0 | 0.0082775 |  | 0.303 | 0.3387 | 0.3972 | 0.5469
2014-06-30 | 19時 |  | 0 | 0 | 0 | 0 | [9 empty] | 0 | 0 | 0 | 0 | 0 | 0 | 0 | 0 | 0 | 0 | 0.64238 | 0 | 0 | 0 | 0 | 0 | 0 | 0 | 0 | 0 | 0 | 0 | 0.047552 | 0.00642 | 0.01284 | 0.01926 | 0.02568 | 0.21072 | 0.10708 | 0.0082775 |  | 0.0991 | 0.1348 | 0.1932 | 0.1939
2014-06-30 | 20時 |  | 0 | 0 | 0 | 0 | [9 empty] | 0 | 0 | 0 | 0 | 0 | 0 | 0 | 0 | 0 | 0 | 0.36007 | 0 | 0 | 0 | 0 | 0 | 0 | 0 | 0 | 0 | 0 | 0 | 0.047552 | 0.00033 | 0.00067 | 0.001 | 0.00133 | 0.14927 | 0.027125 | 0 |  | 0.0917 | 0.1275 | 0.2102 | 0.2109
2014-06-30 | 21時 |  | 0 | 0 | 0 | 0 | [9 empty] | 0 | 0 | 0 | 0 | 0 | 0 | 0 | 0 | 0 | 0 | 0.26596 | 0 | 0 | 0 | 0 | 0 | 0 | 0 | 0 | 0 | 0 | 0 | 0.047552 | 0.00033 | 0.00067 | 0.001 | 0.00133 | 0.14618 | 0.10814 | 0.031304 |  | 0.1216 | 0.1873 | 0.2837 | 0.2844
2014-06-30 | 22時 |  | 0 | 0 | 0 | 0 | [9 empty] | 0 | 0 | 0 | 0 | 0 | 0 | 0 | 0 | 0 | 0 | 0.082963 | 0 | 0 | 0 | 0 | 0 | 0 | 0 | 0 | 0 | 0 | 0 | 0.047552 | 0.00628 | 0.01256 | 0.01884 | 0.02512 | 0.12467 | 0.16133 | 0.043827 |  | 0.1738 | 0.1917 | 0.262 | 0.2626
2014-06-30 | 23時 |  | 0 | 0 | 0 | 0 | [9 empty] | 0 | 0 | 0 | 0 | 0 | 0 | 0 | 0 | 0 | 0 | 0.0015748 | 0 | 0 | 0 | 0 | 0 | 0 | 0 | 0 | 0 | 0 | 0 | 0.047552 | 0.0067 | 0.01339 | 0.02009 | 0.02679 | 0.12467 | 0.18881 | 0.031848 |  | 0.1877 | 0.2176 | 0.2756 | 0.2763
2014-07-01 | 0時 |  | 0 | 0 | 0 | 0 | [9 empty] | 0 | 0 | 0 | 0 | 0 | 0 | 0 | 0 | 0 | 0 | 0 | 0 | 0 | 0 | 0 | 0 | 0 | 0 | 0 | 0 | 0 | 0 | 0.047552 | 0.00013 | 0.00025 | 0.00038 | 0.0005 | 0 | 0 | 0 |  | 0.1578 | 0.1578 | 0.1806 | 0.1812
2014-07-01 | 1時 |  | 0 | 0 | 0 | 0 | [9 empty] | 0 | 0 | 0 | 0 | 0 | 0 | 0 | 0 | 0 | 0 | 0 | 0 | 0 | 0 | 0 | 0 | 0 | 0 | 0 | 0 | 0 | 0 | 0.047552 | 0.00013 | 0.00025 | 0.00038 | 0.0005 | 0 | 0 | 0 |  | 0.0483 | 0.0483 | 0.0711 | 0.0717
2014-07-01 | 2時 |  | 0 | 0 | 0 | 0 | [9 empty] | 0 | 0 | 0 | 0 | 0 | 0 | 0 | 0 | 0 | 0 | 0 | 0 | 0 | 0 | 0 | 0 | 0 | 0 | 0 | 0 | 0 | 0 | 0.047552 | 0.00013 | 0.00025 | 0.00038 | 0.0005 | 0 | 0 | 0 |  | 0.056 | 0.0561 | 0.0788 | 0.0795
2014-07-01 | 3時 |  | 0 | 0 | 0 | 0 | [9 empty] | 0 | 0 | 0 | 0 | 0 | 0 | 0 | 0 | 0 | 0 | 0 | 0 | 0 | 0 | 0 | 0 | 0 | 0 | 0 | 0 | 0 | 0 | 0.047552 | 0.00013 | 0.00025 | 0.00038 | 0.0005 | 0 | 0 | 0 |  | 0.056 | 0.0561 | 0.0788 | 0.0795
2014-07-01 | 4時 |  | 0 | 0 | 0 | 0 | [9 empty] | 0 | 0 | 0 | 0 | 0 | 0 | 0 | 0 | 0 | 0 | 0 | 0 | 0 | 0 | 0 | 0 | 0 | 0 | 0 | 0 | 0 | 0 | 0.047552 | 0.00013 | 0.00025 | 0.00038 | 0.0005 | 0 | 0 | 0 |  | 0.0483 | 0.0483 | 0.0711 | 0.0717
2014-07-01 | 5時 |  | 0 | 0 | 0 | 0 | [9 empty] | 0 | 0 | 0 | 0 | 0 | 0 | 0 | 0 | 0 | 0 | 0 | 0 | 0 | 0 | 0 | 0 | 0 | 0 | 0 | 0 | 0 | 0 | 0.047552 | 0.00013 | 0.00025 | 0.00038 | 0.0005 | 0 | 0 | 0 |  | 0.056 | 0.0561 | 0.0788 | 0.0795
2014-07-01 | 6時 |  | 0 | 0 | 0 | 0 | [9 empty] | 0 | 0 | 0 | 0 | 0 | 0 | 0 | 0 | 0 | 0 | 0 | 0 | 0 | 0 | 0 | 0 | 0 | 0 | 0 | 0 | 0 | 0 | 0.047552 | 0.00013 | 0.00025 | 0.00038 | 0.0005 | 0 | 0 | 0 |  | 0.056 | 0.0561 | 0.0788 | 0.0795
2014-07-01 | 7時 |  | 0 | 0 | 0 | 0 | [9 empty] | 0 | 0 | 0 | 0 | 0 | 0 | 0 | 0 | 0 | 0 | 0.056758 | 0 | 0 | 0 | 0 | 0 | 0 | 0 | 0 | 0 | 0 | 0 | 0.047552 | 0.00054 | 0.00108 | 0.00163 | 0.00217 | 0 | 0.024649 | 0.022689 |  | 0.1168 | 0.1854 | 0.2767 | 0.2774
2014-07-01 | 8時 |  | 0 | 0 | 0 | 0 | [9 empty] | 0 | 0 | 0 | 0 | 0 | 0 | 0 | 0 | 0 | 0 | 0.19308 | 0 | 0 | 0 | 0 | 0 | 0 | 0 | 0 | 0 | 0 | 0 | 0.047552 | 0.00379 | 0.00759 | 0.01138 | 0.01518 | 0.084877 | 0.078545 | 0.064582 |  | 0.2156 | 0.2812 | 0.3696 | 0.3702
2014-07-01 | 9時 |  | 0 | 0 | 0 | 0 | [9 empty] | 0 | 0 | 0 | 0 | 0 | 0 | 0 | 0 | 0 | 0 | 0.48972 | 0 | 0 | 0 | 0 | 0 | 0 | 0 | 0 | 0 | 0 | 0 | 0.047552 | 0.00033 | 0.00067 | 0.001 | 0.00133 | 0.23209 | 0.16325 | 0.052059 |  | 0.2163 | 0.252 | 0.3265 | 0.3272
2014-07-01 | 10時 |  | 0 | 0 | 0 | 0 | [9 empty] | 0 | 0 | 0 | 0 | 0 | 0 | 0 | 0 | 0 | 0 | 0.76334 | 0 | 0 | 0 | 0 | 0 | 0 | 0 | 0 | 0 | 0 | 0 | 0.047552 | 0.00054 | 0.00108 | 0.00163 | 0.00217 | 0.12467 | 0.21558 | 0.037471 |  | 0.1917 | 0.2274 | 0.3128 | 0.3134
2014-07-01 | 11時 |  | 0 | 0 | 0 | 0 | [9 empty] | 0 | 0 | 0 | 0 | 0 | 0 | 0 | 0 | 0 | 0 | 0.48276 | 0 | 0 | 0 | 0 | 0 | 0 | 0 | 0 | 0 | 0 | 0 | 0.047552 | 0.00033 | 0.00067 | 0.001 | 0.00133 | 0.12467 | 0.21558 | 0 |  | 0.1994 | 0.2352 | 0.315 | 0.3157
2014-07-01 | 12時 |  | 0 | 0 | 0 | 0 | [9 empty] | 0 | 0 | 0 | 0 | 0 | 0 | 0 | 0 | 0 | 0 | 0.17564 | 0 | 0 | 0 | 0 | 0 | 0 | 0 | 0 | 0 | 0 | 0 | 0.047552 | 0.00338 | 0.00675 | 0.01013 | 0.01351 | 0.14721 | 0.13456 | 0.018352 |  | 0.1983 | 0.2727 | 0.3698 | 0.3705
2014-07-01 | 13時 |  | 0 | 0 | 0 | 0 | [9 empty] | 0 | 0 | 0 | 0 | 0 | 0 | 0 | 0 | 0 | 0 | 0.087787 | 0 | 0 | 0 | 0 | 0 | 0 | 0 | 0 | 0 | 0 | 0 | 0.047552 | 0.00033 | 0.00067 | 0.001 | 0.00133 | 0.13756 | 0.026771 | 0.023629 |  | 0.0483 | 0.0483 | 0.0711 | 0.0717
2014-07-01 | 14時 |  | 0 | 0 | 0 | 0 | [9 empty] | 0 | 0 | 0 | 0 | 0 | 0 | 0 | 0 | 0 | 0 | 0.083302 | 0 | 0 | 0 | 0 | 0 | 0 | 0 | 0 | 0 | 0 | 0 | 0.047552 | 0.00013 | 0.00025 | 0.00038 | 0.0005 | 0 | 0 | 0 |  | 0.056 | 0.0561 | 0.0788 | 0.0795
2014-07-01 | 15時 |  | 0 | 0 | 0 | 0 | [9 empty] | 0 | 0 | 0 | 0 | 0 | 0 | 0 | 0 | 0 | 0 | 0.38108 | 0 | 0 | 0 | 0 | 0 | 0 | 0 | 0 | 0 | 0 | 0 | 0.047552 | 0.00013 | 0.00025 | 0.00038 | 0.0005 | 0 | 0 | 0 |  | 0.056 | 0.0561 | 0.0788 | 0.0795
2014-07-01 | 16時 |  | 0 | 0 | 0 | 0 | [9 empty] | 0 | 0 | 0 | 0 | 0 | 0 | 0 | 0 | 0 | 0 | 0.5823 | 0 | 0 | 0 | 0 | 0 | 0 | 0 | 0 | 0 | 0 | 0 | 0.047552 | 0.00054 | 0.00108 | 0.00163 | 0.00217 | 0.062335 | 0.054249 | 0.024058 |  | 0.2095 | 0.275 | 0.3956 | 0.5453
2014-07-01 | 17時 |  | 0 | 0 | 0 | 0 | [9 empty] | 0 | 0 | 0 | 0 | 0 | 0 | 0 | 0 | 0 | 0 | 0.31003 | 0 | 0 | 0 | 0 | 0 | 0 | 0 | 0 | 0 | 0 | 0 | 0.047552 | 0.00642 | 0.01284 | 0.01926 | 0.02568 | 0.12467 | 0.1085 | 0.026923 |  | 0.2423 | 0.2781 | 0.3689 | 0.5187
2014-07-01 | 18時 |  | 0 | 0 | 0 | 0 | [9 empty] | 0 | 0 | 0 | 0 | 0 | 0 | 0 | 0 | 0 | 0 | 0.28079 | 0 | 0 | 0 | 0 | 0 | 0 | 0 | 0 | 0 | 0 | 0 | 0.047552 | 0.00642 | 0.01284 | 0.01926 | 0.02568 | 0.21072 | 0.1085 | 0 |  | 0.1819 | 0.2177 | 0.2978 | 0.4476
2014-07-01 | 19時 |  | 0 | 0 | 0 | 0 | [9 empty] | 0 | 0 | 0 | 0 | 0 | 0 | 0 | 0 | 0 | 0 | 0.15997 | 0 | 0 | 0 | 0 | 0 | 0 | 0 | 0 | 0 | 0 | 0 | 0.047552 | 0.00013 | 0.00025 | 0.00038 | 0.0005 | 0.12879 | 0 | 0.006537 |  | 0.0998 | 0.1355 | 0.2049 | 0.2056
2014-07-01 | 20時 |  | 0 | 0 | 0 | 0 | [9 empty] | 0 | 0 | 0 | 0 | 0 | 0 | 0 | 0 | 0 | 0 | 0.14268 | 0 | 0 | 0 | 0 | 0 | 0 | 0 | 0 | 0 | 0 | 0 | 0.047552 | 0.00033 | 0.00067 | 0.001 | 0.00133 | 0.16769 | 0.10779 | 0.006537 |  | 0.0917 | 0.1275 | 0.2183 | 0.219
2014-07-01 | 21時 |  | 0 | 0 | 0 | 0 | [9 empty] | 0 | 0 | 0 | 0 | 0 | 0 | 0 | 0 | 0 | 0 | 0.13873 | 0 | 0 | 0 | 0 | 0 | 0 | 0 | 0 | 0 | 0 | 0 | 0.047552 | 0.00628 | 0.01256 | 0.01884 | 0.02512 | 0.12467 | 0.18846 | 0.012659 |  | 0.1755 | 0.2411 | 0.3458 | 0.3465
2014-07-01 | 22時 |  | 0 | 0 | 0 | 0 | [9 empty] | 0 | 0 | 0 | 0 | 0 | 0 | 0 | 0 | 0 | 0 | 0.018731 | 0 | 0 | 0 | 0 | 0 | 0 | 0 | 0 | 0 | 0 | 0 | 0.047552 | 0.00649 | 0.01298 | 0.01947 | 0.02595 | 0.12467 | 0.16133 | 0.043827 |  | 0.1139 | 0.1795 | 0.3002 | 0.3009
2014-07-01 | 23時 |  | 0 | 0 | 0 | 0 | [9 empty] | 0 | 0 | 0 | 0 | 0 | 0 | 0 | 0 | 0 | 0 | 0 | 0 | 0 | 0 | 0 | 0 | 0 | 0 | 0 | 0 | 0 | 0 | 0.047552 | 0.00331 | 0.00661 | 0.00992 | 0.01323 | 0.062335 | 0.15709 | 0.04296 |  | 0.1578 | 0.1578 | 0.1806 | 0.1812
2014-07-02 | 0時 |  | 0 | 0 | 0 | 0 | [9 empty] | 0 | 0 | 0 | 0 | 0 | 0 | 0 | 0 | 0 | 0 | 0 | 0 | 0 | 0 | 0 | 0 | 0 | 0 | 0 | 0 | 0 | 0 | 0.047552 | 0.00013 | 0.00025 | 0.00038 | 0.0005 | 0 | 0 | 0 |  | 0.1578 | 0.1578 | 0.1806 | 0.1812
2014-07-02 | 1時 |  | 0 | 0 | 0 | 0 | [9 empty] | 0 | 0 | 0 | 0 | 0 | 0 | 0 | 0 | 0 | 0 | 0 | 0 | 0 | 0 | 0 | 0 | 0 | 0 | 0 | 0 | 0 | 0 | 0.047552 | 0.00013 | 0.00025 | 0.00038 | 0.0005 | 0 | 0 | 0 |  | 0.0483 | 0.0483 | 0.0711 | 0.0717
2014-07-02 | 2時 |  | 0 | 0 | 0 | 0 | [9 empty] | 0 | 0 | 0 | 0 | 0 | 0 | 0 | 0 | 0 | 0 | 0 | 0 | 0 | 0 | 0 | 0 | 0 | 0 | 0 | 0 | 0 | 0 | 0.047552 | 0.00013 | 0.00025 | 0.00038 | 0.0005 | 0 | 0 | 0 |  | 0.056 | 0.0561 | 0.0788 | 0.0795
2014-07-02 | 3時 |  | 0 | 0 | 0 | 0 | [9 empty] | 0 | 0 | 0 | 0 | 0 | 0 | 0 | 0 | 0 | 0 | 0 | 0 | 0 | 0 | 0 | 0 | 0 | 0 | 0 | 0 | 0 | 0 | 0.047552 | 0.00013 | 0.00025 | 0.00038 | 0.0005 | 0 | 0 | 0 |  | 0.056 | 0.0561 | 0.0788 | 0.0795
2014-07-02 | 4時 |  | 0 | 0 | 0 | 0 | [9 empty] | 0 | 0 | 0 | 0 | 0 | 0 | 0 | 0 | 0 | 0 | 0 | 0 | 0 | 0 | 0 | 0 | 0 | 0 | 0 | 0 | 0 | 0 | 0.047552 | 0.00013 | 0.00025 | 0.00038 | 0.0005 | 0 | 0 | 0 |  | 0.0483 | 0.0483 | 0.0711 | 0.0717
2014-07-02 | 5時 |  | 0 | 0 | 0 | 0 | [9 empty] | 0 | 0 | 0 | 0 | 0 | 0 | 0 | 0 | 0 | 0 | 0 | 0 | 0 | 0 | 0 | 0 | 0 | 0 | 0 | 0 | 0 | 0 | 0.047552 | 0.00013 | 0.00025 | 0.00038 | 0.0005 | 0 | 0 | 0 |  | 0.056 | 0.0561 | 0.0788 | 0.0795
2014-07-02 | 6時 |  | 0 | 0 | 0 | 0 | [9 empty] | 0 | 0 | 0 | 0 | 0 | 0 | 0 | 0 | 0 | 0 | 0 | 0 | 0 | 0 | 0 | 0 | 0 | 0 | 0 | 0 | 0 | 0 | 0.047552 | 0.00013 | 0.00025 | 0.00038 | 0.0005 | 0 | 0 | 0 |  | 0.056 | 0.0561 | 0.0788 | 0.0795
2014-07-02 | 7時 |  | 0 | 0 | 0 | 0 | [9 empty] | 0 | 0 | 0 | 0 | 0 | 0 | 0 | 0 | 0 | 0 | 0.42142 | 0 | 0 | 0 | 0 | 0 | 0 | 0 | 0 | 0 | 0 | 0 | 0.047552 | 0.00054 | 0.00108 | 0.00163 | 0.00217 | 0 | 0.024649 | 0.022689 |  | 0.1168 | 0.1854 | 0.2767 | 0.2774
2014-07-02 | 8時 |  | 0 | 0 | 0 | 0 | [9 empty] | 0 | 0 | 0 | 0 | 0 | 0 | 0 | 0 | 0 | 0 | 1.5829 | 0 | 0 | 0 | 0 | 0 | 0 | 0 | 0 | 0 | 0 | 0 | 0.047552 | 0.00379 | 0.00759 | 0.01138 | 0.01518 | 0.084877 | 0.078545 | 0.064582 |  | 0.2156 | 0.2812 | 0.3696 | 0.3702
2014-07-02 | 9時 |  | 0 | 0 | 0 | 0 | [9 empty] | 0 | 0 | 0 | 0 | 0 | 0 | 0 | 0 | 0 | 0 | 1.8388 | 0 | 0 | 0 | 0 | 0 | 0 | 0 | 0 | 0 | 0 | 0 | 0.047552 | 0.00033 | 0.00067 | 0.001 | 0.00133 | 0.23209 | 0.16325 | 0.052059 |  | 0.2163 | 0.252 | 0.3265 | 0.3272
2014-07-02 | 10時 |  | 0 | 0 | 0 | 0 | [9 empty] | 0 | 0 | 0 | 0 | 0 | 0 | 0 | 0 | 0 | 0 | 1.7338 | 0 | 0 | 0 | 0 | 0 | 0 | 0 | 0 | 0 | 0 | 0 | 0.047552 | 0.00054 | 0.00108 | 0.00163 | 0.00217 | 0.12467 | 0.21558 | 0.037471 |  | 0.1917 | 0.2274 | 0.3128 | 0.3134
2014-07-02 | 11時 |  | 0 | 0 | 0 | 0 | [9 empty] | 0 | 0 | 0 | 0 | 0 | 0 | 0 | 0 | 0 | 0 | 2.0376 | 0 | 0 | 0 | 0 | 0 | 0 | 0 | 0 | 0 | 0 | 0 | 0.047552 | 0.00033 | 0.00067 | 0.001 | 0.00133 | 0.12467 | 0.21558 | 0 |  | 0.1994 | 0.2352 | 0.315 | 0.3157
2014-07-02 | 12時 |  | 0 | 0 | 0 | 0 | [9 empty] | 0 | 0 | 0 | 0 | 0 | 0 | 0 | 0 | 0 | 0 | 1.9649 | 0 | 0 | 0 | 0 | 0 | 0 | 0 | 0 | 0 | 0 | 0 | 0.047552 | 0.00338 | 0.00675 | 0.01013 | 0.01351 | 0.14721 | 0.13456 | 0.018352 |  | 0.1983 | 0.2727 | 0.3698 | 0.3705
2014-07-02 | 13時 |  | 0 | 0 | 0 | 0 | [9 empty] | 0 | 0 | 0 | 0 | 0 | 0 | 0 | 0 | 0 | 0 | 1.9978 | 0 | 0 | 0 | 0 | 0 | 0 | 0 | 0 | 0 | 0 | 0 | 0.047552 | 0.00033 | 0.00067 | 0.001 | 0.00133 | 0.13756 | 0.026771 | 0.023629 |  | 0.0483 | 0.0483 | 0.0711 | 0.0717
2014-07-02 | 14時 |  | 0 | 0 | 0 | 0 | [9 empty] | 0 | 0 | 0 | 0 | 0 | 0 | 0 | 0 | 0 | 0 | 1.9395 | 0 | 0 | 0 | 0 | 0 | 0 | 0 | 0 | 0 | 0 | 0 | 0.047552 | 0.00013 | 0.00025 | 0.00038 | 0.0005 | 0 | 0 | 0 |  | 0.056 | 0.0561 | 0.0788 | 0.0795
2014-07-02 | 15時 |  | 0 | 0 | 0 | 0 | [9 empty] | 0 | 0 | 0 | 0 | 0 | 0 | 0 | 0 | 0 | 0 | 1.9538 | 0 | 0 | 0 | 0 | 0 | 0 | 0 | 0 | 0 | 0 | 0 | 0.047552 | 0.00013 | 0.00025 | 0.00038 | 0.0005 | 0 | 0 | 0 |  | 0.056 | 0.0561 | 0.0788 | 0.0795
2014-07-02 | 16時 |  | 0 | 0 | 0 | 0 | [9 empty] | 0 | 0 | 0 | 0 | 0 | 0 | 0 | 0 | 0 | 0 | 1.8347 | 0 | 0 | 0 | 0 | 0 | 0 | 0 | 0 | 0 | 0 | 0 | 0.047552 | 0.00054 | 0.00108 | 0.00163 | 0.00217 | 0.062335 | 0.054249 | 0.024058 |  | 0.2095 | 0.275 | 0.3956 | 0.5453
2014-07-02 | 17時 |  | 0 | 0 | 0 | 0 | [9 empty] | 0 | 0 | 0 | 0 | 0 | 0 | 0 | 0 | 0 | 0 | 1.2945 | 0 | 0 | 0 | 0 | 0 | 0 | 0 | 0 | 0 | 0 | 0 | 0.047552 | 0.00642 | 0.01284 | 0.01926 | 0.02568 | 0.12467 | 0.1085 | 0.026923 |  | 0.2423 | 0.2781 | 0.3689 | 0.5187
2014-07-02 | 18時 |  | 0 | 0 | 0 | 0 | [9 empty] | 0 | 0 | 0 | 0 | 0 | 0 | 0 | 0 | 0 | 0 | 0.46303 | 0 | 0 | 0 | 0 | 0 | 0 | 0 | 0 | 0 | 0 | 0 | 0.047552 | 0.00642 | 0.01284 | 0.01926 | 0.02568 | 0.21072 | 0.1085 | 0 |  | 0.1819 | 0.2177 | 0.2978 | 0.4476
2014-07-02 | 19時 |  | 0 | 0 | 0 | 0 | [9 empty] | 0 | 0 | 0 | 0 | 0 | 0 | 0 | 0 | 0 | 0 | 0.41984 | 0 | 0 | 0 | 0 | 0 | 0 | 0 | 0 | 0 | 0 | 0 | 0.047552 | 0.00013 | 0.00025 | 0.00038 | 0.0005 | 0.12879 | 0 | 0.006537 |  | 0.0998 | 0.1355 | 0.2049 | 0.2056
2014-07-02 | 20時 |  | 0 | 0 | 0 | 0 | [9 empty] | 0 | 0 | 0 | 0 | 0 | 0 | 0 | 0 | 0 | 0 | 0.26894 | 0 | 0 | 0 | 0 | 0 | 0 | 0 | 0 | 0 | 0 | 0 | 0.047552 | 0.00033 | 0.00067 | 0.001 | 0.00133 | 0.16769 | 0.10779 | 0.006537 |  | 0.0917 | 0.1275 | 0.2183 | 0.219
2014-07-02 | 21時 |  | 0 | 0 | 0 | 0 | [9 empty] | 0 | 0 | 0 | 0 | 0 | 0 | 0 | 0 | 0 | 0 | 0.12335 | 0 | 0 | 0 | 0 | 0 | 0 | 0 | 0 | 0 | 0 | 0 | 0.047552 | 0.00628 | 0.01256 | 0.01884 | 0.02512 | 0.12467 | 0.18846 | 0.012659 |  | 0.1755 | 0.2411 | 0.3458 | 0.3465
2014-07-02 | 22時 |  | 0 | 0 | 0 | 0 | [9 empty] | 0 | 0 | 0 | 0 | 0 | 0 | 0 | 0 | 0 | 0 | 0.0039406 | 0 | 0 | 0 | 0 | 0 | 0 | 0 | 0 | 0 | 0 | 0 | 0.047552 | 0.00649 | 0.01298 | 0.01947 | 0.02595 | 0.12467 | 0.16133 | 0.043827 |  | 0.1139 | 0.1795 | 0.3002 | 0.3009
2014-07-02 | 23時 |  | 0 | 0 | 0 | 0 | [9 empty] | 0 | 0 | 0 | 0 | 0 | 0 | 0 | 0 | 0 | 0 | 0 | 0 | 0 | 0 | 0 | 0 | 0 | 0 | 0 | 0 | 0 | 0 | 0.047552 | 0.00331 | 0.00661 | 0.00992 | 0.01323 | 0.062335 | 0.15709 | 0.04296 |  | 0.1578 | 0.1578 | 0.1806 | 0.1812
2014-07-03 | 0時 |  | 0 | 0 | 0 | 0 | [9 empty] | 0 | 0 | 0 | 0 | 0 | 0 | 0 | 0 | 0 | 0 | 0 | 0 | 0 | 0 | 0 | 0 | 0 | 0 | 0 | 0 | 0 | 0 | 0.047552 | 0.00013 | 0.00025 | 0.00038 | 0.0005 | 0 | 0.078899 | 0.011656 |  | 0.1578 | 0.1578 | 0.1806 | 0.1812
2014-07-03 | 1時 |  | 0 | 0 | 0 | 0 | [9 empty] | 0 | 0 | 0 | 0 | 0 | 0 | 0 | 0 | 0 | 0 | 0 | 0 | 0 | 0 | 0 | 0 | 0 | 0 | 0 | 0 | 0 | 0 | 0.047552 | 0.00013 | 0.00025 | 0.00038 | 0.0005 | 0 | 0 | 0 |  | 0.0483 | 0.0483 | 0.0711 | 0.0717
2014-07-03 | 2時 |  | 0 | 0 | 0 | 0 | [9 empty] | 0 | 0 | 0 | 0 | 0 | 0 | 0 | 0 | 0 | 0 | 0 | 0 | 0 | 0 | 0 | 0 | 0 | 0 | 0 | 0 | 0 | 0 | 0.047552 | 0.00013 | 0.00025 | 0.00038 | 0.0005 | 0 | 0 | 0 |  | 0.056 | 0.0561 | 0.0788 | 0.0795
2014-07-03 | 3時 |  | 0 | 0 | 0 | 0 | [9 empty] | 0 | 0 | 0 | 0 | 0 | 0 | 0 | 0 | 0 | 0 | 0 | 0 | 0 | 0 | 0 | 0 | 0 | 0 | 0 | 0 | 0 | 0 | 0.047552 | 0.00013 | 0.00025 | 0.00038 | 0.0005 | 0 | 0 | 0 |  | 0.056 | 0.0561 | 0.0788 | 0.0795
2014-07-03 | 4時 |  | 0 | 0 | 0 | 0 | [9 empty] | 0 | 0 | 0 | 0 | 0 | 0 | 0 | 0 | 0 | 0 | 0 | 0 | 0 | 0 | 0 | 0 | 0 | 0 | 0 | 0 | 0 | 0 | 0.047552 | 0.00013 | 0.00025 | 0.00038 | 0.0005 | 0 | 0 | 0 |  | 0.0483 | 0.0483 | 0.0711 | 0.0717
2014-07-03 | 5時 |  | 0 | 0 | 0 | 0 | [9 empty] | 0 | 0 | 0 | 0 | 0 | 0 | 0 | 0 | 0 | 0 | 0 | 0 | 0 | 0 | 0 | 0 | 0 | 0 | 0 | 0 | 0 | 0 | 0.047552 | 0.00013 | 0.00025 | 0.00038 | 0.0005 | 0 | 0 | 0 |  | 0.056 | 0.0561 | 0.0788 | 0.0795
2014-07-03 | 6時 |  | 0 | 0 | 0 | 0 | [9 empty] | 0 | 0 | 0 | 0 | 0 | 0 | 0 | 0 | 0 | 0 | 0 | 0 | 0 | 0 | 0 | 0 | 0 | 0 | 0 | 0 | 0 | 0 | 0.047552 | 0.00338 | 0.00675 | 0.01013 | 0.01351 | 0 | 0.024649 | 0.011815 |  | 0.1925 | 0.2611 | 0.3525 | 0.3531
2014-07-03 | 7時 |  | 0 | 0 | 0 | 0 | [9 empty] | 0 | 0 | 0 | 0 | 0 | 0 | 0 | 0 | 0 | 0 | 0 | 0 | 0 | 0 | 0 | 0 | 0 | 0 | 0 | 0 | 0 | 0 | 0.047552 | 0.00054 | 0.00108 | 0.00163 | 0.00217 | 0.13859 | 0.053895 | 0.036861 |  | 0.1524 | 0.248 | 0.3662 | 0.3669
2014-07-03 | 8時 |  | 0 | 0 | 0 | 0 | [9 empty] | 0 | 0 | 0 | 0 | 0 | 0 | 0 | 0 | 0 | 0 | 0.18954 | 0 | 0 | 0 | 0 | 0 | 0 | 0 | 0 | 0 | 0 | 0 | 0.047552 | 0.00054 | 0.00108 | 0.00163 | 0.00217 | 0.093503 | 0 | 0.035602 |  | 0.1091 | 0.1448 | 0.2032 | 0.2039
2014-07-03 | 9時 |  | 0 | 0 | 0 | 0 | [9 empty] | 0 | 0 | 0 | 0 | 0 | 0 | 0 | 0 | 0 | 0 | 0.71958 | 0 | 0 | 0 | 0 | 0 | 0 | 0 | 0 | 0 | 0 | 0 | 0.047552 | 0.00013 | 0.00025 | 0.00038 | 0.0005 | 0.17838 | 0.10971 | 0.042749 |  | 0.3011 | 0.3368 | 0.3953 | 0.396
2014-07-03 | 10時 |  | 0 | 0 | 0 | 0 | [9 empty] | 0 | 0 | 0 | 0 | 0 | 0 | 0 | 0 | 0 | 0 | 0.69149 | 0 | 0 | 0 | 0 | 0 | 0 | 0 | 0 | 0 | 0 | 0 | 0.047552 | 0.00033 | 0.00067 | 0.001 | 0.00133 | 0.093503 | 0 | 0.012523 |  | 0.0483 | 0.0483 | 0.0711 | 0.0717
2014-07-03 | 11時 |  | 0 | 0 | 0 | 0 | [9 empty] | 0 | 0 | 0 | 0 | 0 | 0 | 0 | 0 | 0 | 0 | 1.4702 | 0 | 0 | 0 | 0 | 0 | 0 | 0 | 0 | 0 | 0 | 0 | 0.047552 | 0.00013 | 0.00025 | 0.00038 | 0.0005 | 0 | 0 | 0.0052775 |  | 0.056 | 0.0561 | 0.0788 | 0.0795
2014-07-03 | 12時 |  | 0 | 0 | 0 | 0 | [9 empty] | 0 | 0 | 0 | 0 | 0 | 0 | 0 | 0 | 0 | 0 | 1.5072 | 0 | 0 | 0 | 0 | 0 | 0 | 0 | 0 | 0 | 0 | 0 | 0.047552 | 0.00338 | 0.00675 | 0.01013 | 0.01351 | 0.05371 | 0 | 0.0052775 |  | 0.1983 | 0.2727 | 0.3698 | 0.3705
2014-07-03 | 13時 |  | 0 | 0 | 0 | 0 | [9 empty] | 0 | 0 | 0 | 0 | 0 | 0 | 0 | 0 | 0 | 0 | 1.2838 | 0 | 0 | 0 | 0 | 0 | 0 | 0 | 0 | 0 | 0 | 0 | 0.047552 | 0.00033 | 0.00067 | 0.001 | 0.00133 | 0.11604 | 0 | 0 |  | 0.0483 | 0.0483 | 0.0711 | 0.0717
2014-07-03 | 14時 |  | 0 | 0 | 0 | 0 | [9 empty] | 0 | 0 | 0 | 0 | 0 | 0 | 0 | 0 | 0 | 0 | 1.5736 | 0 | 0 | 0 | 0 | 0 | 0 | 0 | 0 | 0 | 0 | 0 | 0.047552 | 0.00013 | 0.00025 | 0.00038 | 0.0005 | 0.031168 | 0 | 0.017801 |  | 0.056 | 0.0561 | 0.0788 | 0.0795
2014-07-03 | 15時 |  | 0 | 0 | 0 | 0 | [9 empty] | 0 | 0 | 0 | 0 | 0 | 0 | 0 | 0 | 0 | 0 | 1.8272 | 0 | 0 | 0 | 0 | 0 | 0 | 0 | 0 | 0 | 0 | 0 | 0.047552 | 0.00013 | 0.00025 | 0.00038 | 0.0005 | 0 | 0 | 0 |  | 0.056 | 0.0561 | 0.0788 | 0.0795
2014-07-03 | 16時 |  | 0 | 0 | 0 | 0 | [9 empty] | 0 | 0 | 0 | 0 | 0 | 0 | 0 | 0 | 0 | 0 | 1.3698 | 0 | 0 | 0 | 0 | 0 | 0 | 0 | 0 | 0 | 0 | 0 | 0.047552 | 0.00033 | 0.00067 | 0.001 | 0.00133 | 0.062335 | 0 | 0.0052775 |  | 0.0483 | 0.0483 | 0.0711 | 0.0717
2014-07-03 | 17時 |  | 0 | 0 | 0 | 0 | [9 empty] | 0 | 0 | 0 | 0 | 0 | 0 | 0 | 0 | 0 | 0 | 1.1934 | 0 | 0 | 0 | 0 | 0 | 0 | 0 | 0 | 0 | 0 | 0 | 0.047552 | 0.00033 | 0.00067 | 0.001 | 0.00133 | 0.10536 | 0 | 0.0082775 |  | 0.1304 | 0.2048 | 0.3019 | 0.3026
2014-07-03 | 18時 |  | 0 | 0 | 0 | 0 | [9 empty] | 0 | 0 | 0 | 0 | 0 | 0 | 0 | 0 | 0 | 0 | 0.54296 | 0 | 0 | 0 | 0 | 0 | 0 | 0 | 0 | 0 | 0 | 0 | 0.047552 | 0.00642 | 0.01284 | 0.01926 | 0.02568 | 0.12467 | 0 | 0.0082775 |  | 0.303 | 0.3387 | 0.3972 | 0.5469
2014-07-03 | 19時 |  | 0 | 0 | 0 | 0 | [9 empty] | 0 | 0 | 0 | 0 | 0 | 0 | 0 | 0 | 0 | 0 | 0.48584 | 0 | 0 | 0 | 0 | 0 | 0 | 0 | 0 | 0 | 0 | 0 | 0.047552 | 0.00642 | 0.01284 | 0.01926 | 0.02568 | 0.21072 | 0.10708 | 0.0082775 |  | 0.0991 | 0.1348 | 0.1932 | 0.1939
2014-07-03 | 20時 |  | 0 | 0 | 0 | 0 | [9 empty] | 0 | 0 | 0 | 0 | 0 | 0 | 0 | 0 | 0 | 0 | 0.36336 | 0 | 0 | 0 | 0 | 0 | 0 | 0 | 0 | 0 | 0 | 0 | 0.047552 | 0.00033 | 0.00067 | 0.001 | 0.00133 | 0.14927 | 0.027125 | 0 |  | 0.0917 | 0.1275 | 0.2102 | 0.2109
2014-07-03 | 21時 |  | 0 | 0 | 0 | 0 | [9 empty] | 0 | 0 | 0 | 0 | 0 | 0 | 0 | 0 | 0 | 0 | 0.3384 | 0 | 0 | 0 | 0 | 0 | 0 | 0 | 0 | 0 | 0 | 0 | 0.047552 | 0.00033 | 0.00067 | 0.001 | 0.00133 | 0.14618 | 0.10814 | 0.031304 |  | 0.1216 | 0.1873 | 0.2837 | 0.2844
2014-07-03 | 22時 |  | 0 | 0 | 0 | 0 | [9 empty] | 0 | 0 | 0 | 0 | 0 | 0 | 0 | 0 | 0 | 0 | 0.090093 | 0 | 0 | 0 | 0 | 0 | 0 | 0 | 0 | 0 | 0 | 0 | 0.047552 | 0.00628 | 0.01256 | 0.01884 | 0.02512 | 0.12467 | 0.16133 | 0.043827 |  | 0.1738 | 0.1917 | 0.262 | 0.2626
2014-07-03 | 23時 |  | 0 | 0 | 0 | 0 | [9 empty] | 0 | 0 | 0 | 0 | 0 | 0 | 0 | 0 | 0 | 0 | 0.00063297 | 0 | 0 | 0 | 0 | 0 | 0 | 0 | 0 | 0 | 0 | 0 | 0.047552 | 0.0067 | 0.01339 | 0.02009 | 0.02679 | 0.12467 | 0.18881 | 0.031848 |  | 0.1877 | 0.2176 | 0.2756 | 0.2763
2014-07-04 | 0時 |  | 0 | 0 | 0 | 0 | [9 empty] | 0 | 0 | 0 | 0 | 0 | 0 | 0 | 0 | 0 | 0 | 0 | 0 | 0 | 0 | 0 | 0 | 0 | 0 | 0 | 0 | 0 | 0 | 0.047552 | 0.00013 | 0.00025 | 0.00038 | 0.0005 | 0 | 0.078899 | 0.011656 |  | 0.1578 | 0.1578 | 0.1806 | 0.1812
2014-07-04 | 1時 |  | 0 | 0 | 0 | 0 | [9 empty] | 0 | 0 | 0 | 0 | 0 | 0 | 0 | 0 | 0 | 0 | 0 | 0 | 0 | 0 | 0 | 0 | 0 | 0 | 0 | 0 | 0 | 0 | 0.047552 | 0.00013 | 0.00025 | 0.00038 | 0.0005 | 0 | 0 | 0 |  | 0.0483 | 0.0483 | 0.0711 | 0.0717
2014-07-04 | 2時 |  | 0 | 0 | 0 | 0 | [9 empty] | 0 | 0 | 0 | 0 | 0 | 0 | 0 | 0 | 0 | 0 | 0 | 0 | 0 | 0 | 0 | 0 | 0 | 0 | 0 | 0 | 0 | 0 | 0.047552 | 0.00013 | 0.00025 | 0.00038 | 0.0005 | 0 | 0 | 0 |  | 0.056 | 0.0561 | 0.0788 | 0.0795
2014-07-04 | 3時 |  | 0 | 0 | 0 | 0 | [9 empty] | 0 | 0 | 0 | 0 | 0 | 0 | 0 | 0 | 0 | 0 | 0 | 0 | 0 | 0 | 0 | 0 | 0 | 0 | 0 | 0 | 0 | 0 | 0.047552 | 0.00013 | 0.00025 | 0.00038 | 0.0005 | 0 | 0 | 0 |  | 0.056 | 0.0561 | 0.0788 | 0.0795
2014-07-04 | 4時 |  | 0 | 0 | 0 | 0 | [9 empty] | 0 | 0 | 0 | 0 | 0 | 0 | 0 | 0 | 0 | 0 | 0 | 0 | 0 | 0 | 0 | 0 | 0 | 0 | 0 | 0 | 0 | 0 | 0.047552 | 0.00013 | 0.00025 | 0.00038 | 0.0005 | 0 | 0 | 0 |  | 0.0483 | 0.0483 | 0.0711 | 0.0717
2014-07-04 | 5時 |  | 0 | 0 | 0 | 0 | [9 empty] | 0 | 0 | 0 | 0 | 0 | 0 | 0 | 0 | 0 | 0 | 0 | 0 | 0 | 0 | 0 | 0 | 0 | 0 | 0 | 0 | 0 | 0 | 0.047552 | 0.00013 | 0.00025 | 0.00038 | 0.0005 | 0 | 0 | 0 |  | 0.056 | 0.0561 | 0.0788 | 0.0795
2014-07-04 | 6時 |  | 0 | 0 | 0 | 0 | [9 empty] | 0 | 0 | 0 | 0 | 0 | 0 | 0 | 0 | 0 | 0 | 0 | 0 | 0 | 0 | 0 | 0 | 0 | 0 | 0 | 0 | 0 | 0 | 0.047552 | 0.00338 | 0.00675 | 0.01013 | 0.01351 | 0 | 0.024649 | 0.011815 |  | 0.1925 | 0.2611 | 0.3525 | 0.3531
2014-07-04 | 7時 |  | 0 | 0 | 0 | 0 | [9 empty] | 0 | 0 | 0 | 0 | 0 | 0 | 0 | 0 | 0 | 0 | 0 | 0 | 0 | 0 | 0 | 0 | 0 | 0 | 0 | 0 | 0 | 0 | 0.047552 | 0.00054 | 0.00108 | 0.00163 | 0.00217 | 0.13859 | 0.053895 | 0.036861 |  | 0.1524 | 0.248 | 0.3662 | 0.3669
2014-07-04 | 8時 |  | 0 | 0 | 0 | 0 | [9 empty] | 0 | 0 | 0 | 0 | 0 | 0 | 0 | 0 | 0 | 0 | 0 | 0 | 0 | 0 | 0 | 0 | 0 | 0 | 0 | 0 | 0 | 0 | 0.047552 | 0.00054 | 0.00108 | 0.00163 | 0.00217 | 0.093503 | 0 | 0.035602 |  | 0.1091 | 0.1448 | 0.2032 | 0.2039
2014-07-04 | 9時 |  | 0 | 0 | 0 | 0 | [9 empty] | 0 | 0 | 0 | 0 | 0 | 0 | 0 | 0 | 0 | 0 | 0 | 0 | 0 | 0 | 0 | 0 | 0 | 0 | 0 | 0 | 0 | 0 | 0.047552 | 0.00013 | 0.00025 | 0.00038 | 0.0005 | 0.17838 | 0.10971 | 0.042749 |  | 0.3011 | 0.3368 | 0.3953 | 0.396
2014-07-04 | 10時 |  | 0 | 0 | 0 | 0 | [9 empty] | 0 | 0 | 0 | 0 | 0 | 0 | 0 | 0 | 0 | 0 | 0 | 0 | 0 | 0 | 0 | 0 | 0 | 0 | 0 | 0 | 0 | 0 | 0.047552 | 0.00033 | 0.00067 | 0.001 | 0.00133 | 0.093503 | 0 | 0.012523 |  | 0.0483 | 0.0483 | 0.0711 | 0.0717
2014-07-04 | 11時 |  | 0 | 0 | 0 | 0 | [9 empty] | 0 | 0 | 0 | 0 | 0 | 0 | 0 | 0 | 0 | 0 | 0.0042713 | 0 | 0 | 0 | 0 | 0 | 0 | 0 | 0 | 0 | 0 | 0 | 0.047552 | 0.00013 | 0.00025 | 0.00038 | 0.0005 | 0 | 0 | 0.0052775 |  | 0.056 | 0.0561 | 0.0788 | 0.0795
2014-07-04 | 12時 |  | 0 | 0 | 0 | 0 | [9 empty] | 0 | 0 | 0 | 0 | 0 | 0 | 0 | 0 | 0 | 0 | 0.011522 | 0 | 0 | 0 | 0 | 0 | 0 | 0 | 0 | 0 | 0 | 0 | 0.047552 | 0.00338 | 0.00675 | 0.01013 | 0.01351 | 0.05371 | 0 | 0.0052775 |  | 0.1983 | 0.2727 | 0.3698 | 0.3705
2014-07-04 | 13時 |  | 0 | 0 | 0 | 0 | [9 empty] | 0 | 0 | 0 | 0 | 0 | 0 | 0 | 0 | 0 | 0 | 0.012475 | 0 | 0 | 0 | 0 | 0 | 0 | 0 | 0 | 0 | 0 | 0 | 0.047552 | 0.00033 | 0.00067 | 0.001 | 0.00133 | 0.11604 | 0 | 0 |  | 0.0483 | 0.0483 | 0.0711 | 0.0717
2014-07-04 | 14時 |  | 0 | 0 | 0 | 0 | [9 empty] | 0 | 0 | 0 | 0 | 0 | 0 | 0 | 0 | 0 | 0 | 0.010912 | 0 | 0 | 0 | 0 | 0 | 0 | 0 | 0 | 0 | 0 | 0 | 0.047552 | 0.00013 | 0.00025 | 0.00038 | 0.0005 | 0.031168 | 0 | 0.017801 |  | 0.056 | 0.0561 | 0.0788 | 0.0795
2014-07-04 | 15時 |  | 0 | 0 | 0 | 0 | [9 empty] | 0 | 0 | 0 | 0 | 0 | 0 | 0 | 0 | 0 | 0 | 0.010926 | 0 | 0 | 0 | 0 | 0 | 0 | 0 | 0 | 0 | 0 | 0 | 0.047552 | 0.00013 | 0.00025 | 0.00038 | 0.0005 | 0 | 0 | 0 |  | 0.056 | 0.0561 | 0.0788 | 0.0795
2014-07-04 | 16時 |  | 0 | 0 | 0 | 0 | [9 empty] | 0 | 0 | 0 | 0 | 0 | 0 | 0 | 0 | 0 | 0 | 0.014202 | 0 | 0 | 0 | 0 | 0 | 0 | 0 | 0 | 0 | 0 | 0 | 0.047552 | 0.00033 | 0.00067 | 0.001 | 0.00133 | 0.062335 | 0 | 0.0052775 |  | 0.0483 | 0.0483 | 0.0711 | 0.0717
2014-07-04 | 17時 |  | 0 | 0 | 0 | 0 | [9 empty] | 0 | 0 | 0 | 0 | 0 | 0 | 0 | 0 | 0 | 0 | 0.011502 | 0 | 0 | 0 | 0 | 0 | 0 | 0 | 0 | 0 | 0 | 0 | 0.047552 | 0.00033 | 0.00067 | 0.001 | 0.00133 | 0.10536 | 0 | 0.0082775 |  | 0.1304 | 0.2048 | 0.3019 | 0.3026
2014-07-04 | 18時 |  | 0 | 0 | 0 | 0 | [9 empty] | 0 | 0 | 0 | 0 | 0 | 0 | 0 | 0 | 0 | 0 | 0.0056076 | 0 | 0 | 0 | 0 | 0 | 0 | 0 | 0 | 0 | 0 | 0 | 0.047552 | 0.00642 | 0.01284 | 0.01926 | 0.02568 | 0.12467 | 0 | 0.0082775 |  | 0.303 | 0.3387 | 0.3972 | 0.5469
2014-07-04 | 19時 |  | 0 | 0 | 0 | 0 | [9 empty] | 0 | 0 | 0 | 0 | 0 | 0 | 0 | 0 | 0 | 0 | 0.036565 | 0 | 0 | 0 | 0 | 0 | 0 | 0 | 0 | 0 | 0 | 0 | 0.047552 | 0.00642 | 0.01284 | 0.01926 | 0.02568 | 0.21072 | 0.10708 | 0.0082775 |  | 0.0991 | 0.1348 | 0.1932 | 0.1939
2014-07-04 | 20時 |  | 0 | 0 | 0 | 0 | [9 empty] | 0 | 0 | 0 | 0 | 0 | 0 | 0 | 0 | 0 | 0 | 0.085495 | 0 | 0 | 0 | 0 | 0 | 0 | 0 | 0 | 0 | 0 | 0 | 0.047552 | 0.00033 | 0.00067 | 0.001 | 0.00133 | 0.14927 | 0.027125 | 0 |  | 0.0917 | 0.1275 | 0.2102 | 0.2109
2014-07-04 | 21時 |  | 0 | 0 | 0 | 0 | [9 empty] | 0 | 0 | 0 | 0 | 0 | 0 | 0 | 0 | 0 | 0 | 0.019447 | 0 | 0 | 0 | 0 | 0 | 0 | 0 | 0 | 0 | 0 | 0 | 0.047552 | 0.00033 | 0.00067 | 0.001 | 0.00133 | 0.14618 | 0.10814 | 0.031304 |  | 0.1216 | 0.1873 | 0.2837 | 0.2844
2014-07-04 | 22時 |  | 0 | 0 | 0 | 0 | [9 empty] | 0 | 0 | 0 | 0 | 0 | 0 | 0 | 0 | 0 | 0 | 0 | 0 | 0 | 0 | 0 | 0 | 0 | 0 | 0 | 0 | 0 | 0 | 0.047552 | 0.00628 | 0.01256 | 0.01884 | 0.02512 | 0.12467 | 0.16133 | 0.043827 |  | 0.1738 | 0.1917 | 0.262 | 0.2626
2014-07-04 | 23時 |  | 0 | 0 | 0 | 0 | [9 empty] | 0 | 0 | 0 | 0 | 0 | 0 | 0 | 0 | 0 | 0 | 0 | 0 | 0 | 0 | 0 | 0 | 0 | 0 | 0 | 0 | 0 | 0 | 0.047552 | 0.0067 | 0.01339 | 0.02009 | 0.02679 | 0.12467 | 0.18881 | 0.031848 |  | 0.1877 | 0.2176 | 0.2756 | 0.2763
2014-07-05 | 0時 |  | 0 | 0 | 0 | 0 | [9 empty] | 0 | 0 | 0 | 0 | 0 | 0 | 0 | 0 | 0 | 0 | 0 | 0 | 0 | 0 | 0 | 0 | 0 | 0 | 0 | 0 | 0 | 0 | 0.047552 | 0.00013 | 0.00025 | 0.00038 | 0.0005 | 0 | 0.078899 | 0.011656 |  | 0.1578 | 0.1578 | 0.1806 | 0.1812
2014-07-05 | 1時 |  | 0 | 0 | 0 | 0 | [9 empty] | 0 | 0 | 0 | 0 | 0 | 0 | 0 | 0 | 0 | 0 | 0 | 0 | 0 | 0 | 0 | 0 | 0 | 0 | 0 | 0 | 0 | 0 | 0.047552 | 0.00013 | 0.00025 | 0.00038 | 0.0005 | 0 | 0 | 0 |  | 0.0483 | 0.0483 | 0.0711 | 0.0717
2014-07-05 | 2時 |  | 0 | 0 | 0 | 0 | [9 empty] | 0 | 0 | 0 | 0 | 0 | 0 | 0 | 0 | 0 | 0 | 0 | 0 | 0 | 0 | 0 | 0 | 0 | 0 | 0 | 0 | 0 | 0 | 0.047552 | 0.00013 | 0.00025 | 0.00038 | 0.0005 | 0 | 0 | 0 |  | 0.056 | 0.0561 | 0.0788 | 0.0795
2014-07-05 | 3時 |  | 0 | 0 | 0 | 0 | [9 empty] | 0 | 0 | 0 | 0 | 0 | 0 | 0 | 0 | 0 | 0 | 0 | 0 | 0 | 0 | 0 | 0 | 0 | 0 | 0 | 0 | 0 | 0 | 0.047552 | 0.00013 | 0.00025 | 0.00038 | 0.0005 | 0 | 0 | 0 |  | 0.056 | 0.0561 | 0.0788 | 0.0795
2014-07-05 | 4時 |  | 0 | 0 | 0 | 0 | [9 empty] | 0 | 0 | 0 | 0 | 0 | 0 | 0 | 0 | 0 | 0 | 0 | 0 | 0 | 0 | 0 | 0 | 0 | 0 | 0 | 0 | 0 | 0 | 0.047552 | 0.00013 | 0.00025 | 0.00038 | 0.0005 | 0 | 0 | 0 |  | 0.0483 | 0.0483 | 0.0711 | 0.0717
2014-07-05 | 5時 |  | 0 | 0 | 0 | 0 | [9 empty] | 0 | 0 | 0 | 0 | 0 | 0 | 0 | 0 | 0 | 0 | 0 | 0 | 0 | 0 | 0 | 0 | 0 | 0 | 0 | 0 | 0 | 0 | 0.047552 | 0.00013 | 0.00025 | 0.00038 | 0.0005 | 0 | 0 | 0 |  | 0.056 | 0.0561 | 0.0788 | 0.0795
2014-07-05 | 6時 |  | 0 | 0 | 0 | 0 | [9 empty] | 0 | 0 | 0 | 0 | 0 | 0 | 0 | 0 | 0 | 0 | 0 | 0 | 0 | 0 | 0 | 0 | 0 | 0 | 0 | 0 | 0 | 0 | 0.047552 | 0.00338 | 0.00675 | 0.01013 | 0.01351 | 0 | 0.024649 | 0.011815 |  | 0.1925 | 0.2611 | 0.3525 | 0.3531
2014-07-05 | 7時 |  | 0 | 0 | 0 | 0 | [9 empty] | 0 | 0 | 0 | 0 | 0 | 0 | 0 | 0 | 0 | 0 | 0 | 0 | 0 | 0 | 0 | 0 | 0 | 0 | 0 | 0 | 0 | 0 | 0.047552 | 0.00054 | 0.00108 | 0.00163 | 0.00217 | 0.13859 | 0.053895 | 0.036861 |  | 0.1524 | 0.248 | 0.3662 | 0.3669
2014-07-05 | 8時 |  | 0 | 0 | 0 | 0 | [9 empty] | 0 | 0 | 0 | 0 | 0 | 0 | 0 | 0 | 0 | 0 | 0 | 0 | 0 | 0 | 0 | 0 | 0 | 0 | 0 | 0 | 0 | 0 | 0.047552 | 0.00054 | 0.00108 | 0.00163 | 0.00217 | 0.093503 | 0 | 0.035602 |  | 0.1091 | 0.1448 | 0.2032 | 0.2039
2014-07-05 | 9時 |  | 0 | 0 | 0 | 0 | [9 empty] | 0 | 0 | 0 | 0 | 0 | 0 | 0 | 0 | 0 | 0 | 0.23014 | 0 | 0 | 0 | 0 | 0 | 0 | 0 | 0 | 0 | 0 | 0 | 0.047552 | 0.00013 | 0.00025 | 0.00038 | 0.0005 | 0.17838 | 0.10971 | 0.042749 |  | 0.3011 | 0.3368 | 0.3953 | 0.396
2014-07-05 | 10時 |  | 0 | 0 | 0 | 0 | [9 empty] | 0 | 0 | 0 | 0 | 0 | 0 | 0 | 0 | 0 | 0 | 0.60985 | 0 | 0 | 0 | 0 | 0 | 0 | 0 | 0 | 0 | 0 | 0 | 0.047552 | 0.00033 | 0.00067 | 0.001 | 0.00133 | 0.093503 | 0 | 0.012523 |  | 0.0483 | 0.0483 | 0.0711 | 0.0717
2014-07-05 | 11時 |  | 0 | 0 | 0 | 0 | [9 empty] | 0 | 0 | 0 | 0 | 0 | 0 | 0 | 0 | 0 | 0 | 1.5585 | 0 | 0 | 0 | 0 | 0 | 0 | 0 | 0 | 0 | 0 | 0 | 0.047552 | 0.00013 | 0.00025 | 0.00038 | 0.0005 | 0 | 0 | 0.0052775 |  | 0.056 | 0.0561 | 0.0788 | 0.0795
2014-07-05 | 12時 |  | 0 | 0 | 0 | 0 | [9 empty] | 0 | 0 | 0 | 0 | 0 | 0 | 0 | 0 | 0 | 0 | 1.5809 | 0 | 0 | 0 | 0 | 0 | 0 | 0 | 0 | 0 | 0 | 0 | 0.047552 | 0.00338 | 0.00675 | 0.01013 | 0.01351 | 0.05371 | 0 | 0.0052775 |  | 0.1983 | 0.2727 | 0.3698 | 0.3705
2014-07-05 | 13時 |  | 0 | 0 | 0 | 0 | [9 empty] | 0 | 0 | 0 | 0 | 0 | 0 | 0 | 0 | 0 | 0 | 0.82399 | 0 | 0 | 0 | 0 | 0 | 0 | 0 | 0 | 0 | 0 | 0 | 0.047552 | 0.00033 | 0.00067 | 0.001 | 0.00133 | 0.11604 | 0 | 0 |  | 0.0483 | 0.0483 | 0.0711 | 0.0717
2014-07-05 | 14時 |  | 0 | 0 | 0 | 0 | [9 empty] | 0 | 0 | 0 | 0 | 0 | 0 | 0 | 0 | 0 | 0 | 0.63076 | 0 | 0 | 0 | 0 | 0 | 0 | 0 | 0 | 0 | 0 | 0 | 0.047552 | 0.00013 | 0.00025 | 0.00038 | 0.0005 | 0.031168 | 0 | 0.017801 |  | 0.056 | 0.0561 | 0.0788 | 0.0795
2014-07-05 | 15時 |  | 0 | 0 | 0 | 0 | [9 empty] | 0 | 0 | 0 | 0 | 0 | 0 | 0 | 0 | 0 | 0 | 0.56845 | 0 | 0 | 0 | 0 | 0 | 0 | 0 | 0 | 0 | 0 | 0 | 0.047552 | 0.00013 | 0.00025 | 0.00038 | 0.0005 | 0 | 0 | 0 |  | 0.056 | 0.0561 | 0.0788 | 0.0795
2014-07-05 | 16時 |  | 0 | 0 | 0 | 0 | [9 empty] | 0 | 0 | 0 | 0 | 0 | 0 | 0 | 0 | 0 | 0 | 0.53027 | 0 | 0 | 0 | 0 | 0 | 0 | 0 | 0 | 0 | 0 | 0 | 0.047552 | 0.00033 | 0.00067 | 0.001 | 0.00133 | 0.062335 | 0 | 0.0052775 |  | 0.0483 | 0.0483 | 0.0711 | 0.0717
2014-07-05 | 17時 |  | 0 | 0 | 0 | 0 | [9 empty] | 0 | 0 | 0 | 0 | 0 | 0 | 0 | 0 | 0 | 0 | 0.40453 | 0 | 0 | 0 | 0 | 0 | 0 | 0 | 0 | 0 | 0 | 0 | 0.047552 | 0.00033 | 0.00067 | 0.001 | 0.00133 | 0.10536 | 0 | 0.0082775 |  | 0.1304 | 0.2048 | 0.3019 | 0.3026
2014-07-05 | 18時 |  | 0 | 0 | 0 | 0 | [9 empty] | 0 | 0 | 0 | 0 | 0 | 0 | 0 | 0 | 0 | 0 | 0.19071 | 0 | 0 | 0 | 0 | 0 | 0 | 0 | 0 | 0 | 0 | 0 | 0.047552 | 0.00642 | 0.01284 | 0.01926 | 0.02568 | 0.12467 | 0 | 0.0082775 |  | 0.303 | 0.3387 | 0.3972 | 0.5469
2014-07-05 | 19時 |  | 0 | 0 | 0 | 0 | [9 empty] | 0 | 0 | 0 | 0 | 0 | 0 | 0 | 0 | 0 | 0 | 0.34362 | 0 | 0 | 0 | 0 | 0 | 0 | 0 | 0 | 0 | 0 | 0 | 0.047552 | 0.00642 | 0.01284 | 0.01926 | 0.02568 | 0.21072 | 0.10708 | 0.0082775 |  | 0.0991 | 0.1348 | 0.1932 | 0.1939
2014-07-05 | 20時 |  | 0 | 0 | 0 | 0 | [9 empty] | 0 | 0 | 0 | 0 | 0 | 0 | 0 | 0 | 0 | 0 | 0.22931 | 0 | 0 | 0 | 0 | 0 | 0 | 0 | 0 | 0 | 0 | 0 | 0.047552 | 0.00033 | 0.00067 | 0.001 | 0.00133 | 0.14927 | 0.027125 | 0 |  | 0.0917 | 0.1275 | 0.2102 | 0.2109
2014-07-05 | 21時 |  | 0 | 0 | 0 | 0 | [9 empty] | 0 | 0 | 0 | 0 | 0 | 0 | 0 | 0 | 0 | 0 | 0.087597 | 0 | 0 | 0 | 0 | 0 | 0 | 0 | 0 | 0 | 0 | 0 | 0.047552 | 0.00033 | 0.00067 | 0.001 | 0.00133 | 0.14618 | 0.10814 | 0.031304 |  | 0.1216 | 0.1873 | 0.2837 | 0.2844
2014-07-05 | 22時 |  | 0 | 0 | 0 | 0 | [9 empty] | 0 | 0 | 0 | 0 | 0 | 0 | 0 | 0 | 0 | 0 | 0.021215 | 0 | 0 | 0 | 0 | 0 | 0 | 0 | 0 | 0 | 0 | 0 | 0.047552 | 0.00628 | 0.01256 | 0.01884 | 0.02512 | 0.12467 | 0.16133 | 0.043827 |  | 0.1738 | 0.1917 | 0.262 | 0.2626
2014-07-05 | 23時 |  | 0 | 0 | 0 | 0 | [9 empty] | 0 | 0 | 0 | 0 | 0 | 0 | 0 | 0 | 0 | 0 | 0 | 0 | 0 | 0 | 0 | 0 | 0 | 0 | 0 | 0 | 0 | 0 | 0.047552 | 0.0067 | 0.01339 | 0.02009 | 0.02679 | 0.12467 | 0.18881 | 0.031848 |  | 0.1877 | 0.2176 | 0.2756 | 0.2763
2014-07-06 | 0時 |  | 0 | 0 | 0 | 0 | [9 empty] | 0 | 0 | 0 | 0 | 0 | 0 | 0 | 0 | 0 | 0 | 0 | 0 | 0 | 0 | 0 | 0 | 0 | 0 | 0 | 0 | 0 | 0 | 0.047552 | 0.00013 | 0.00025 | 0.00038 | 0.0005 | 0 | 0.078899 | 0.011656 |  | 0.1578 | 0.1578 | 0.1806 | 0.1812
2014-07-06 | 1時 |  | 0 | 0 | 0 | 0 | [9 empty] | 0 | 0 | 0 | 0 | 0 | 0 | 0 | 0 | 0 | 0 | 0 | 0 | 0 | 0 | 0 | 0 | 0 | 0 | 0 | 0 | 0 | 0 | 0.047552 | 0.00013 | 0.00025 | 0.00038 | 0.0005 | 0 | 0 | 0 |  | 0.0483 | 0.0483 | 0.0711 | 0.0717
2014-07-06 | 2時 |  | 0 | 0 | 0 | 0 | [9 empty] | 0 | 0 | 0 | 0 | 0 | 0 | 0 | 0 | 0 | 0 | 0 | 0 | 0 | 0 | 0 | 0 | 0 | 0 | 0 | 0 | 0 | 0 | 0.047552 | 0.00013 | 0.00025 | 0.00038 | 0.0005 | 0 | 0 | 0 |  | 0.056 | 0.0561 | 0.0788 | 0.0795
2014-07-06 | 3時 |  | 0 | 0 | 0 | 0 | [9 empty] | 0 | 0 | 0 | 0 | 0 | 0 | 0 | 0 | 0 | 0 | 0 | 0 | 0 | 0 | 0 | 0 | 0 | 0 | 0 | 0 | 0 | 0 | 0.047552 | 0.00013 | 0.00025 | 0.00038 | 0.0005 | 0 | 0 | 0 |  | 0.056 | 0.0561 | 0.0788 | 0.0795
2014-07-06 | 4時 |  | 0 | 0 | 0 | 0 | [9 empty] | 0 | 0 | 0 | 0 | 0 | 0 | 0 | 0 | 0 | 0 | 0 | 0 | 0 | 0 | 0 | 0 | 0 | 0 | 0 | 0 | 0 | 0 | 0.047552 | 0.00013 | 0.00025 | 0.00038 | 0.0005 | 0 | 0 | 0 |  | 0.0483 | 0.0483 | 0.0711 | 0.0717
2014-07-06 | 5時 |  | 0 | 0 | 0 | 0 | [9 empty] | 0 | 0 | 0 | 0 | 0 | 0 | 0 | 0 | 0 | 0 | 0 | 0 | 0 | 0 | 0 | 0 | 0 | 0 | 0 | 0 | 0 | 0 | 0.047552 | 0.00013 | 0.00025 | 0.00038 | 0.0005 | 0 | 0 | 0 |  | 0.056 | 0.0561 | 0.0788 | 0.0795
2014-07-06 | 6時 |  | 0 | 0 | 0 | 0 | [9 empty] | 0 | 0 | 0 | 0 | 0 | 0 | 0 | 0 | 0 | 0 | 0 | 0 | 0 | 0 | 0 | 0 | 0 | 0 | 0 | 0 | 0 | 0 | 0.047552 | 0.00338 | 0.00675 | 0.01013 | 0.01351 | 0 | 0.024649 | 0.011815 |  | 0.1925 | 0.2611 | 0.3525 | 0.3531
2014-07-06 | 7時 |  | 0 | 0 | 0 | 0 | [9 empty] | 0 | 0 | 0 | 0 | 0 | 0 | 0 | 0 | 0 | 0 | 0.12627 | 0 | 0 | 0 | 0 | 0 | 0 | 0 | 0 | 0 | 0 | 0 | 0.047552 | 0.00054 | 0.00108 | 0.00163 | 0.00217 | 0.13859 | 0.053895 | 0.036861 |  | 0.1524 | 0.248 | 0.3662 | 0.3669
2014-07-06 | 8時 |  | 0 | 0 | 0 | 0 | [9 empty] | 0 | 0 | 0 | 0 | 0 | 0 | 0 | 0 | 0 | 0 | 0.44487 | 0 | 0 | 0 | 0 | 0 | 0 | 0 | 0 | 0 | 0 | 0 | 0.047552 | 0.00054 | 0.00108 | 0.00163 | 0.00217 | 0.093503 | 0 | 0.035602 |  | 0.1091 | 0.1448 | 0.2032 | 0.2039
2014-07-06 | 9時 |  | 0 | 0 | 0 | 0 | [9 empty] | 0 | 0 | 0 | 0 | 0 | 0 | 0 | 0 | 0 | 0 | 0.79733 | 0 | 0 | 0 | 0 | 0 | 0 | 0 | 0 | 0 | 0 | 0 | 0.047552 | 0.00013 | 0.00025 | 0.00038 | 0.0005 | 0.17838 | 0.10971 | 0.042749 |  | 0.3011 | 0.3368 | 0.3953 | 0.396
2014-07-06 | 10時 |  | 0 | 0 | 0 | 0 | [9 empty] | 0 | 0 | 0 | 0 | 0 | 0 | 0 | 0 | 0 | 0 | 1.3668 | 0 | 0 | 0 | 0 | 0 | 0 | 0 | 0 | 0 | 0 | 0 | 0.047552 | 0.00033 | 0.00067 | 0.001 | 0.00133 | 0.093503 | 0 | 0.012523 |  | 0.0483 | 0.0483 | 0.0711 | 0.0717
2014-07-06 | 11時 |  | 0 | 0 | 0 | 0 | [9 empty] | 0 | 0 | 0 | 0 | 0 | 0 | 0 | 0 | 0 | 0 | 1.7579 | 0 | 0 | 0 | 0 | 0 | 0 | 0 | 0 | 0 | 0 | 0 | 0.047552 | 0.00013 | 0.00025 | 0.00038 | 0.0005 | 0 | 0 | 0.0052775 |  | 0.056 | 0.0561 | 0.0788 | 0.0795
2014-07-06 | 12時 |  | 0 | 0 | 0 | 0 | [9 empty] | 0 | 0 | 0 | 0 | 0 | 0 | 0 | 0 | 0 | 0 | 1.8331 | 0 | 0 | 0 | 0 | 0 | 0 | 0 | 0 | 0 | 0 | 0 | 0.047552 | 0.00338 | 0.00675 | 0.01013 | 0.01351 | 0.05371 | 0 | 0.0052775 |  | 0.1983 | 0.2727 | 0.3698 | 0.3705
2014-07-06 | 13時 |  | 0 | 0 | 0 | 0 | [9 empty] | 0 | 0 | 0 | 0 | 0 | 0 | 0 | 0 | 0 | 0 | 1.8555 | 0 | 0 | 0 | 0 | 0 | 0 | 0 | 0 | 0 | 0 | 0 | 0.047552 | 0.00033 | 0.00067 | 0.001 | 0.00133 | 0.11604 | 0 | 0 |  | 0.0483 | 0.0483 | 0.0711 | 0.0717
2014-07-06 | 14時 |  | 0 | 0 | 0 | 0 | [9 empty] | 0 | 0 | 0 | 0 | 0 | 0 | 0 | 0 | 0 | 0 | 1.9775 | 0 | 0 | 0 | 0 | 0 | 0 | 0 | 0 | 0 | 0 | 0 | 0.047552 | 0.00013 | 0.00025 | 0.00038 | 0.0005 | 0.031168 | 0 | 0.017801 |  | 0.056 | 0.0561 | 0.0788 | 0.0795
2014-07-06 | 15時 |  | 0 | 0 | 0 | 0 | [9 empty] | 0 | 0 | 0 | 0 | 0 | 0 | 0 | 0 | 0 | 0 | 1.9428 | 0 | 0 | 0 | 0 | 0 | 0 | 0 | 0 | 0 | 0 | 0 | 0.047552 | 0.00013 | 0.00025 | 0.00038 | 0.0005 | 0 | 0 | 0 |  | 0.056 | 0.0561 | 0.0788 | 0.0795
2014-07-06 | 16時 |  | 0 | 0 | 0 | 0 | [9 empty] | 0 | 0 | 0 | 0 | 0 | 0 | 0 | 0 | 0 | 0 | 1.9659 | 0 | 0 | 0 | 0 | 0 | 0 | 0 | 0 | 0 | 0 | 0 | 0.047552 | 0.00033 | 0.00067 | 0.001 | 0.00133 | 0.062335 | 0 | 0.0052775 |  | 0.0483 | 0.0483 | 0.0711 | 0.0717
2014-07-06 | 17時 |  | 0 | 0 | 0 | 0 | [9 empty] | 0 | 0 | 0 | 0 | 0 | 0 | 0 | 0 | 0 | 0 | 1.8906 | 0 | 0 | 0 | 0 | 0 | 0 | 0 | 0 | 0 | 0 | 0 | 0.047552 | 0.00033 | 0.00067 | 0.001 | 0.00133 | 0.10536 | 0 | 0.0082775 |  | 0.1304 | 0.2048 | 0.3019 | 0.3026
2014-07-06 | 18時 |  | 0 | 0 | 0 | 0 | [9 empty] | 0 | 0 | 0 | 0 | 0 | 0 | 0 | 0 | 0 | 0 | 1.3844 | 0 | 0 | 0 | 0 | 0 | 0 | 0 | 0 | 0 | 0 | 0 | 0.047552 | 0.00642 | 0.01284 | 0.01926 | 0.02568 | 0.12467 | 0 | 0.0082775 |  | 0.303 | 0.3387 | 0.3972 | 0.5469
2014-07-06 | 19時 |  | 0 | 0 | 0 | 0 | [9 empty] | 0 | 0 | 0 | 0 | 0 | 0 | 0 | 0 | 0 | 0 | 0.71985 | 0 | 0 | 0 | 0 | 0 | 0 | 0 | 0 | 0 | 0 | 0 | 0.047552 | 0.00642 | 0.01284 | 0.01926 | 0.02568 | 0.21072 | 0.10708 | 0.0082775 |  | 0.0991 | 0.1348 | 0.1932 | 0.1939
2014-07-06 | 20時 |  | 0 | 0 | 0 | 0 | [9 empty] | 0 | 0 | 0 | 0 | 0 | 0 | 0 | 0 | 0 | 0 | 0.41836 | 0 | 0 | 0 | 0 | 0 | 0 | 0 | 0 | 0 | 0 | 0 | 0.047552 | 0.00033 | 0.00067 | 0.001 | 0.00133 | 0.14927 | 0.027125 | 0 |  | 0.0917 | 0.1275 | 0.2102 | 0.2109
2014-07-06 | 21時 |  | 0 | 0 | 0 | 0 | [9 empty] | 0 | 0 | 0 | 0 | 0 | 0 | 0 | 0 | 0 | 0 | 0.33138 | 0 | 0 | 0 | 0 | 0 | 0 | 0 | 0 | 0 | 0 | 0 | 0.047552 | 0.00033 | 0.00067 | 0.001 | 0.00133 | 0.14618 | 0.10814 | 0.031304 |  | 0.1216 | 0.1873 | 0.2837 | 0.2844
2014-07-06 | 22時 |  | 0 | 0 | 0 | 0 | [9 empty] | 0 | 0 | 0 | 0 | 0 | 0 | 0 | 0 | 0 | 0 | 0.069135 | 0 | 0 | 0 | 0 | 0 | 0 | 0 | 0 | 0 | 0 | 0 | 0.047552 | 0.00628 | 0.01256 | 0.01884 | 0.02512 | 0.12467 | 0.16133 | 0.043827 |  | 0.1738 | 0.1917 | 0.262 | 0.2626
2014-07-06 | 23時 |  | 0 | 0 | 0 | 0 | [9 empty] | 0 | 0 | 0 | 0 | 0 | 0 | 0 | 0 | 0 | 0 | 0.0026244 | 0 | 0 | 0 | 0 | 0 | 0 | 0 | 0 | 0 | 0 | 0 | 0.047552 | 0.0067 | 0.01339 | 0.02009 | 0.02679 | 0.12467 | 0.18881 | 0.031848 |  | 0.1877 | 0.2176 | 0.2756 | 0.2763
2014-07-07 | 0時 |  | 0 | 0 | 0 | 0 | [9 empty] | 0 | 0 | 0 | 0 | 0 | 0 | 0 | 0 | 0 | 0 | 0 | 0 | 0 | 0 | 0 | 0 | 0 | 0 | 0 | 0 | 0 | 0 | 0.047552 | 0.00013 | 0.00025 | 0.00038 | 0.0005 | 0 | 0.078899 | 0.011656 |  | 0.1578 | 0.1578 | 0.1806 | 0.1812
2014-07-07 | 1時 |  | 0 | 0 | 0 | 0 | [9 empty] | 0 | 0 | 0 | 0 | 0 | 0 | 0 | 0 | 0 | 0 | 0 | 0 | 0 | 0 | 0 | 0 | 0 | 0 | 0 | 0 | 0 | 0 | 0.047552 | 0.00013 | 0.00025 | 0.00038 | 0.0005 | 0 | 0 | 0 |  | 0.0483 | 0.0483 | 0.0711 | 0.0717
2014-07-07 | 2時 |  | 0 | 0 | 0 | 0 | [9 empty] | 0 | 0 | 0 | 0 | 0 | 0 | 0 | 0 | 0 | 0 | 0 | 0 | 0 | 0 | 0 | 0 | 0 | 0 | 0 | 0 | 0 | 0 | 0.047552 | 0.00013 | 0.00025 | 0.00038 | 0.0005 | 0 | 0 | 0 |  | 0.056 | 0.0561 | 0.0788 | 0.0795
2014-07-07 | 3時 |  | 0 | 0 | 0 | 0 | [9 empty] | 0 | 0 | 0 | 0 | 0 | 0 | 0 | 0 | 0 | 0 | 0 | 0 | 0 | 0 | 0 | 0 | 0 | 0 | 0 | 0 | 0 | 0 | 0.047552 | 0.00013 | 0.00025 | 0.00038 | 0.0005 | 0 | 0 | 0 |  | 0.056 | 0.0561 | 0.0788 | 0.0795
2014-07-07 | 4時 |  | 0 | 0 | 0 | 0 | [9 empty] | 0 | 0 | 0 | 0 | 0 | 0 | 0 | 0 | 0 | 0 | 0 | 0 | 0 | 0 | 0 | 0 | 0 | 0 | 0 | 0 | 0 | 0 | 0.047552 | 0.00013 | 0.00025 | 0.00038 | 0.0005 | 0 | 0 | 0 |  | 0.0483 | 0.0483 | 0.0711 | 0.0717
2014-07-07 | 5時 |  | 0 | 0 | 0 | 0 | [9 empty] | 0 | 0 | 0 | 0 | 0 | 0 | 0 | 0 | 0 | 0 | 0 | 0 | 0 | 0 | 0 | 0 | 0 | 0 | 0 | 0 | 0 | 0 | 0.047552 | 0.00013 | 0.00025 | 0.00038 | 0.0005 | 0 | 0 | 0 |  | 0.056 | 0.0561 | 0.0788 | 0.0795
2014-07-07 | 6時 |  | 0 | 0 | 0 | 0 | [9 empty] | 0 | 0 | 0 | 0 | 0 | 0 | 0 | 0 | 0 | 0 | 0 | 0 | 0 | 0 | 0 | 0 | 0 | 0 | 0 | 0 | 0 | 0 | 0.047552 | 0.00338 | 0.00675 | 0.01013 | 0.01351 | 0 | 0.024649 | 0.011815 |  | 0.1925 | 0.2611 | 0.3525 | 0.3531
2014-07-07 | 7時 |  | 0 | 0 | 0 | 0 | [9 empty] | 0 | 0 | 0 | 0 | 0 | 0 | 0 | 0 | 0 | 0 | 0 | 0 | 0 | 0 | 0 | 0 | 0 | 0 | 0 | 0 | 0 | 0 | 0.047552 | 0.00054 | 0.00108 | 0.00163 | 0.00217 | 0.13859 | 0.053895 | 0.036861 |  | 0.1524 | 0.248 | 0.3662 | 0.3669
2014-07-07 | 8時 |  | 0 | 0 | 0 | 0 | [9 empty] | 0 | 0 | 0 | 0 | 0 | 0 | 0 | 0 | 0 | 0 | 0.25539 | 0 | 0 | 0 | 0 | 0 | 0 | 0 | 0 | 0 | 0 | 0 | 0.047552 | 0.00054 | 0.00108 | 0.00163 | 0.00217 | 0.093503 | 0 | 0.035602 |  | 0.1091 | 0.1448 | 0.2032 | 0.2039
2014-07-07 | 9時 |  | 0 | 0 | 0 | 0 | [9 empty] | 0 | 0 | 0 | 0 | 0 | 0 | 0 | 0 | 0 | 0 | 0.51195 | 0 | 0 | 0 | 0 | 0 | 0 | 0 | 0 | 0 | 0 | 0 | 0.047552 | 0.00013 | 0.00025 | 0.00038 | 0.0005 | 0.17838 | 0.10971 | 0.042749 |  | 0.3011 | 0.3368 | 0.3953 | 0.396
2014-07-07 | 10時 |  | 0 | 0 | 0 | 0 | [9 empty] | 0 | 0 | 0 | 0 | 0 | 0 | 0 | 0 | 0 | 0 | 0.87897 | 0 | 0 | 0 | 0 | 0 | 0 | 0 | 0 | 0 | 0 | 0 | 0.047552 | 0.00033 | 0.00067 | 0.001 | 0.00133 | 0.093503 | 0 | 0.012523 |  | 0.0483 | 0.0483 | 0.0711 | 0.0717
2014-07-07 | 11時 |  | 0 | 0 | 0 | 0 | [9 empty] | 0 | 0 | 0 | 0 | 0 | 0 | 0 | 0 | 0 | 0 | 1.2973 | 0 | 0 | 0 | 0 | 0 | 0 | 0 | 0 | 0 | 0 | 0 | 0.047552 | 0.00013 | 0.00025 | 0.00038 | 0.0005 | 0 | 0 | 0.0052775 |  | 0.056 | 0.0561 | 0.0788 | 0.0795
2014-07-07 | 12時 |  | 0 | 0 | 0 | 0 | [9 empty] | 0 | 0 | 0 | 0 | 0 | 0 | 0 | 0 | 0 | 0 | 1.3632 | 0 | 0 | 0 | 0 | 0 | 0 | 0 | 0 | 0 | 0 | 0 | 0.047552 | 0.00338 | 0.00675 | 0.01013 | 0.01351 | 0.05371 | 0 | 0.0052775 |  | 0.1983 | 0.2727 | 0.3698 | 0.3705
2014-07-07 | 13時 |  | 0 | 0 | 0 | 0 | [9 empty] | 0 | 0 | 0 | 0 | 0 | 0 | 0 | 0 | 0 | 0 | 1.243 | 0 | 0 | 0 | 0 | 0 | 0 | 0 | 0 | 0 | 0 | 0 | 0.047552 | 0.00033 | 0.00067 | 0.001 | 0.00133 | 0.11604 | 0 | 0 |  | 0.0483 | 0.0483 | 0.0711 | 0.0717
2014-07-07 | 14時 |  | 0 | 0 | 0 | 0 | [9 empty] | 0 | 0 | 0 | 0 | 0 | 0 | 0 | 0 | 0 | 0 | 1.4041 | 0 | 0 | 0 | 0 | 0 | 0 | 0 | 0 | 0 | 0 | 0 | 0.047552 | 0.00013 | 0.00025 | 0.00038 | 0.0005 | 0.031168 | 0 | 0.017801 |  | 0.056 | 0.0561 | 0.0788 | 0.0795
2014-07-07 | 15時 |  | 0 | 0 | 0 | 0 | [9 empty] | 0 | 0 | 0 | 0 | 0 | 0 | 0 | 0 | 0 | 0 | 1.4462 | 0 | 0 | 0 | 0 | 0 | 0 | 0 | 0 | 0 | 0 | 0 | 0.047552 | 0.00013 | 0.00025 | 0.00038 | 0.0005 | 0 | 0 | 0 |  | 0.056 | 0.0561 | 0.0788 | 0.0795
2014-07-07 | 16時 |  | 0 | 0 | 0 | 0 | [9 empty] | 0 | 0 | 0 | 0 | 0 | 0 | 0 | 0 | 0 | 0 | 1.2627 | 0 | 0 | 0 | 0 | 0 | 0 | 0 | 0 | 0 | 0 | 0 | 0.047552 | 0.00033 | 0.00067 | 0.001 | 0.00133 | 0.062335 | 0 | 0.0052775 |  | 0.0483 | 0.0483 | 0.0711 | 0.0717
2014-07-07 | 17時 |  | 0 | 0 | 0 | 0 | [9 empty] | 0 | 0 | 0 | 0 | 0 | 0 | 0 | 0 | 0 | 0 | 1.5911 | 0 | 0 | 0 | 0 | 0 | 0 | 0 | 0 | 0 | 0 | 0 | 0.047552 | 0.00033 | 0.00067 | 0.001 | 0.00133 | 0.10536 | 0 | 0.0082775 |  | 0.1304 | 0.2048 | 0.3019 | 0.3026
2014-07-07 | 18時 |  | 0 | 0 | 0 | 0 | [9 empty] | 0 | 0 | 0 | 0 | 0 | 0 | 0 | 0 | 0 | 0 | 1.1872 | 0 | 0 | 0 | 0 | 0 | 0 | 0 | 0 | 0 | 0 | 0 | 0.047552 | 0.00642 | 0.01284 | 0.01926 | 0.02568 | 0.12467 | 0 | 0.0082775 |  | 0.303 | 0.3387 | 0.3972 | 0.5469
2014-07-07 | 19時 |  | 0 | 0 | 0 | 0 | [9 empty] | 0 | 0 | 0 | 0 | 0 | 0 | 0 | 0 | 0 | 0 | 0.87488 | 0 | 0 | 0 | 0 | 0 | 0 | 0 | 0 | 0 | 0 | 0 | 0.047552 | 0.00642 | 0.01284 | 0.01926 | 0.02568 | 0.21072 | 0.10708 | 0.0082775 |  | 0.0991 | 0.1348 | 0.1932 | 0.1939
2014-07-07 | 20時 |  | 0 | 0 | 0 | 0 | [9 empty] | 0 | 0 | 0 | 0 | 0 | 0 | 0 | 0 | 0 | 0 | 0.86436 | 0 | 0 | 0 | 0 | 0 | 0 | 0 | 0 | 0 | 0 | 0 | 0.047552 | 0.00033 | 0.00067 | 0.001 | 0.00133 | 0.14927 | 0.027125 | 0 |  | 0.0917 | 0.1275 | 0.2102 | 0.2109
2014-07-07 | 21時 |  | 0 | 0 | 0 | 0 | [9 empty] | 0 | 0 | 0 | 0 | 0 | 0 | 0 | 0 | 0 | 0 | 0.79323 | 0 | 0 | 0 | 0 | 0 | 0 | 0 | 0 | 0 | 0 | 0 | 0.047552 | 0.00033 | 0.00067 | 0.001 | 0.00133 | 0.14618 | 0.10814 | 0.031304 |  | 0.1216 | 0.1873 | 0.2837 | 0.2844
2014-07-07 | 22時 |  | 0 | 0 | 0 | 0 | [9 empty] | 0 | 0 | 0 | 0 | 0 | 0 | 0 | 0 | 0 | 0 | 0.63428 | 0 | 0 | 0 | 0 | 0 | 0 | 0 | 0 | 0 | 0 | 0 | 0.047552 | 0.00628 | 0.01256 | 0.01884 | 0.02512 | 0.12467 | 0.16133 | 0.043827 |  | 0.1738 | 0.1917 | 0.262 | 0.2626
2014-07-07 | 23時 |  | 0 | 0 | 0 | 0 | [9 empty] | 0 | 0 | 0 | 0 | 0 | 0 | 0 | 0 | 0 | 0 | 0.09273 | 0 | 0 | 0 | 0 | 0 | 0 | 0 | 0 | 0 | 0 | 0 | 0.047552 | 0.0067 | 0.01339 | 0.02009 | 0.02679 | 0.12467 | 0.18881 | 0.031848 |  | 0.1877 | 0.2176 | 0.2756 | 0.2763
2014-07-08 | 0時 |  | 0 | 0 | 0 | 0 | [9 empty] | 0 | 0 | 0 | 0 | 0 | 0 | 0 | 0 | 0 | 0 | 0.0503 | 0 | 0 | 0 | 0 | 0 | 0 | 0 | 0 | 0 | 0 | 0 | 0.047552 | 0.00013 | 0.00025 | 0.00038 | 0.0005 | 0 | 0 | 0 |  | 0.1578 | 0.1578 | 0.1806 | 0.1812
2014-07-08 | 1時 |  | 0 | 0 | 0 | 0 | [9 empty] | 0 | 0 | 0 | 0 | 0 | 0 | 0 | 0 | 0 | 0 | 0.10095 | 0 | 0 | 0 | 0 | 0 | 0 | 0 | 0 | 0 | 0 | 0 | 0.047552 | 0.00013 | 0.00025 | 0.00038 | 0.0005 | 0 | 0 | 0 |  | 0.0483 | 0.0483 | 0.0711 | 0.0717
2014-07-08 | 2時 |  | 0 | 0 | 0 | 0 | [9 empty] | 0 | 0 | 0 | 0 | 0 | 0 | 0 | 0 | 0 | 0 | 0.14991 | 0 | 0 | 0 | 0 | 0 | 0 | 0 | 0 | 0 | 0 | 0 | 0.047552 | 0.00013 | 0.00025 | 0.00038 | 0.0005 | 0 | 0 | 0 |  | 0.056 | 0.0561 | 0.0788 | 0.0795
2014-07-08 | 3時 |  | 0 | 0 | 0 | 0 | [9 empty] | 0 | 0 | 0 | 0 | 0 | 0 | 0 | 0 | 0 | 0 | 0.13726 | 0 | 0 | 0 | 0 | 0 | 0 | 0 | 0 | 0 | 0 | 0 | 0.047552 | 0.00013 | 0.00025 | 0.00038 | 0.0005 | 0 | 0 | 0 |  | 0.056 | 0.0561 | 0.0788 | 0.0795
2014-07-08 | 4時 |  | 0 | 0 | 0 | 0 | [9 empty] | 0 | 0 | 0 | 0 | 0 | 0 | 0 | 0 | 0 | 0 | 0.090218 | 0 | 0 | 0 | 0 | 0 | 0 | 0 | 0 | 0 | 0 | 0 | 0.047552 | 0.00013 | 0.00025 | 0.00038 | 0.0005 | 0 | 0 | 0 |  | 0.0483 | 0.0483 | 0.0711 | 0.0717
2014-07-08 | 5時 |  | 0 | 0 | 0 | 0 | [9 empty] | 0 | 0 | 0 | 0 | 0 | 0 | 0 | 0 | 0 | 0 | 0.19995 | 0 | 0 | 0 | 0 | 0 | 0 | 0 | 0 | 0 | 0 | 0 | 0.047552 | 0.00013 | 0.00025 | 0.00038 | 0.0005 | 0 | 0 | 0 |  | 0.056 | 0.0561 | 0.0788 | 0.0795
2014-07-08 | 6時 |  | 0 | 0 | 0 | 0 | [9 empty] | 0 | 0 | 0 | 0 | 0 | 0 | 0 | 0 | 0 | 0 | 0.92337 | 0 | 0 | 0 | 0 | 0 | 0 | 0 | 0 | 0 | 0 | 0 | 0.047552 | 0.00013 | 0.00025 | 0.00038 | 0.0005 | 0 | 0 | 0 |  | 0.056 | 0.0561 | 0.0788 | 0.0795
2014-07-08 | 7時 |  | 0 | 0 | 0 | 0 | [9 empty] | 0 | 0 | 0 | 0 | 0 | 0 | 0 | 0 | 0 | 0 | 1.7061 | 0 | 0 | 0 | 0 | 0 | 0 | 0 | 0 | 0 | 0 | 0 | 0.047552 | 0.00054 | 0.00108 | 0.00163 | 0.00217 | 0 | 0.024649 | 0.022689 |  | 0.1168 | 0.1854 | 0.2767 | 0.2774
2014-07-08 | 8時 |  | 0 | 0 | 0 | 0 | [9 empty] | 0 | 0 | 0 | 0 | 0 | 0 | 0 | 0 | 0 | 0 | 1.7877 | 0 | 0 | 0 | 0 | 0 | 0 | 0 | 0 | 0 | 0 | 0 | 0.047552 | 0.00379 | 0.00759 | 0.01138 | 0.01518 | 0.084877 | 0.078545 | 0.064582 |  | 0.2156 | 0.2812 | 0.3696 | 0.3702
2014-07-08 | 9時 |  | 0 | 0 | 0 | 0 | [9 empty] | 0 | 0 | 0 | 0 | 0 | 0 | 0 | 0 | 0 | 0 | 1.8346 | 0 | 0 | 0 | 0 | 0 | 0 | 0 | 0 | 0 | 0 | 0 | 0.047552 | 0.00033 | 0.00067 | 0.001 | 0.00133 | 0.23209 | 0.16325 | 0.052059 |  | 0.2163 | 0.252 | 0.3265 | 0.3272
2014-07-08 | 10時 |  | 0 | 0 | 0 | 0 | [9 empty] | 0 | 0 | 0 | 0 | 0 | 0 | 0 | 0 | 0 | 0 | 1.727 | 0 | 0 | 0 | 0 | 0 | 0 | 0 | 0 | 0 | 0 | 0 | 0.047552 | 0.00054 | 0.00108 | 0.00163 | 0.00217 | 0.12467 | 0.21558 | 0.037471 |  | 0.1917 | 0.2274 | 0.3128 | 0.3134
2014-07-08 | 11時 |  | 0 | 0 | 0 | 0 | [9 empty] | 0 | 0 | 0 | 0 | 0 | 0 | 0 | 0 | 0 | 0 | 1.7846 | 0 | 0 | 0 | 0 | 0 | 0 | 0 | 0 | 0 | 0 | 0 | 0.047552 | 0.00033 | 0.00067 | 0.001 | 0.00133 | 0.12467 | 0.21558 | 0 |  | 0.1994 | 0.2352 | 0.315 | 0.3157
2014-07-08 | 12時 |  | 0 | 0 | 0 | 0 | [9 empty] | 0 | 0 | 0 | 0 | 0 | 0 | 0 | 0 | 0 | 0 | 1.8278 | 0 | 0 | 0 | 0 | 0 | 0 | 0 | 0 | 0 | 0 | 0 | 0.047552 | 0.00338 | 0.00675 | 0.01013 | 0.01351 | 0.14721 | 0.13456 | 0.018352 |  | 0.1983 | 0.2727 | 0.3698 | 0.3705
2014-07-08 | 13時 |  | 0 | 0 | 0 | 0 | [9 empty] | 0 | 0 | 0 | 0 | 0 | 0 | 0 | 0 | 0 | 0 | 1.929 | 0 | 0 | 0 | 0 | 0 | 0 | 0 | 0 | 0 | 0 | 0 | 0.047552 | 0.00033 | 0.00067 | 0.001 | 0.00133 | 0.13756 | 0.026771 | 0.023629 |  | 0.0483 | 0.0483 | 0.0711 | 0.0717
2014-07-08 | 14時 |  | 0 | 0 | 0 | 0 | [9 empty] | 0 | 0 | 0 | 0 | 0 | 0 | 0 | 0 | 0 | 0 | 1.8324 | 0 | 0 | 0 | 0 | 0 | 0 | 0 | 0 | 0 | 0 | 0 | 0.047552 | 0.00013 | 0.00025 | 0.00038 | 0.0005 | 0 | 0 | 0 |  | 0.056 | 0.0561 | 0.0788 | 0.0795
2014-07-08 | 15時 |  | 0 | 0 | 0 | 0 | [9 empty] | 0 | 0 | 0 | 0 | 0 | 0 | 0 | 0 | 0 | 0 | 1.8367 | 0 | 0 | 0 | 0 | 0 | 0 | 0 | 0 | 0 | 0 | 0 | 0.047552 | 0.00013 | 0.00025 | 0.00038 | 0.0005 | 0 | 0 | 0 |  | 0.056 | 0.0561 | 0.0788 | 0.0795
2014-07-08 | 16時 |  | 0 | 0 | 0 | 0 | [9 empty] | 0 | 0 | 0 | 0 | 0 | 0 | 0 | 0 | 0 | 0 | 1.7558 | 0 | 0 | 0 | 0 | 0 | 0 | 0 | 0 | 0 | 0 | 0 | 0.047552 | 0.00054 | 0.00108 | 0.00163 | 0.00217 | 0.062335 | 0.054249 | 0.024058 |  | 0.2095 | 0.275 | 0.3956 | 0.5453
2014-07-08 | 17時 |  | 0 | 0 | 0 | 0 | [9 empty] | 0 | 0 | 0 | 0 | 0 | 0 | 0 | 0 | 0 | 0 | 1.5748 | 0 | 0 | 0 | 0 | 0 | 0 | 0 | 0 | 0 | 0 | 0 | 0.047552 | 0.00642 | 0.01284 | 0.01926 | 0.02568 | 0.12467 | 0.1085 | 0.026923 |  | 0.2423 | 0.2781 | 0.3689 | 0.5187
2014-07-08 | 18時 |  | 0 | 0 | 0 | 0 | [9 empty] | 0 | 0 | 0 | 0 | 0 | 0 | 0 | 0 | 0 | 0 | 0.93347 | 0 | 0 | 0 | 0 | 0 | 0 | 0 | 0 | 0 | 0 | 0 | 0.047552 | 0.00642 | 0.01284 | 0.01926 | 0.02568 | 0.21072 | 0.1085 | 0 |  | 0.1819 | 0.2177 | 0.2978 | 0.4476
2014-07-08 | 19時 |  | 0 | 0 | 0 | 0 | [9 empty] | 0 | 0 | 0 | 0 | 0 | 0 | 0 | 0 | 0 | 0 | 0.60127 | 0 | 0 | 0 | 0 | 0 | 0 | 0 | 0 | 0 | 0 | 0 | 0.047552 | 0.00013 | 0.00025 | 0.00038 | 0.0005 | 0.12879 | 0 | 0.006537 |  | 0.0998 | 0.1355 | 0.2049 | 0.2056
2014-07-08 | 20時 |  | 0 | 0 | 0 | 0 | [9 empty] | 0 | 0 | 0 | 0 | 0 | 0 | 0 | 0 | 0 | 0 | 0.435 | 0 | 0 | 0 | 0 | 0 | 0 | 0 | 0 | 0 | 0 | 0 | 0.047552 | 0.00033 | 0.00067 | 0.001 | 0.00133 | 0.16769 | 0.10779 | 0.006537 |  | 0.0917 | 0.1275 | 0.2183 | 0.219
2014-07-08 | 21時 |  | 0 | 0 | 0 | 0 | [9 empty] | 0 | 0 | 0 | 0 | 0 | 0 | 0 | 0 | 0 | 0 | 0.30059 | 0 | 0 | 0 | 0 | 0 | 0 | 0 | 0 | 0 | 0 | 0 | 0.047552 | 0.00628 | 0.01256 | 0.01884 | 0.02512 | 0.12467 | 0.18846 | 0.012659 |  | 0.1755 | 0.2411 | 0.3458 | 0.3465
2014-07-08 | 22時 |  | 0 | 0 | 0 | 0 | [9 empty] | 0 | 0 | 0 | 0 | 0 | 0 | 0 | 0 | 0 | 0 | 0.027497 | 0 | 0 | 0 | 0 | 0 | 0 | 0 | 0 | 0 | 0 | 0 | 0.047552 | 0.00649 | 0.01298 | 0.01947 | 0.02595 | 0.12467 | 0.16133 | 0.043827 |  | 0.1139 | 0.1795 | 0.3002 | 0.3009
2014-07-08 | 23時 |  | 0 | 0 | 0 | 0 | [9 empty] | 0 | 0 | 0 | 0 | 0 | 0 | 0 | 0 | 0 | 0 | 0.00044913 | 0 | 0 | 0 | 0 | 0 | 0 | 0 | 0 | 0 | 0 | 0 | 0.047552 | 0.00331 | 0.00661 | 0.00992 | 0.01323 | 0.062335 | 0.15709 | 0.04296 |  | 0.1578 | 0.1578 | 0.1806 | 0.1812
2014-07-09 | 0時 |  | 0 | 0 | 0 | 0 | [9 empty] | 0 | 0 | 0 | 0 | 0 | 0 | 0 | 0 | 0 | 0 | 0 | 0 | 0 | 0 | 0 | 0 | 0 | 0 | 0 | 0 | 0 | 0 | 0.047552 | 0.00013 | 0.00025 | 0.00038 | 0.0005 | 0 | 0 | 0 |  | 0.1578 | 0.1578 | 0.1806 | 0.1812
2014-07-09 | 1時 |  | 0 | 0 | 0 | 0 | [9 empty] | 0 | 0 | 0 | 0 | 0 | 0 | 0 | 0 | 0 | 0 | 0 | 0 | 0 | 0 | 0 | 0 | 0 | 0 | 0 | 0 | 0 | 0 | 0.047552 | 0.00013 | 0.00025 | 0.00038 | 0.0005 | 0 | 0 | 0 |  | 0.0483 | 0.0483 | 0.0711 | 0.0717
2014-07-09 | 2時 |  | 0 | 0 | 0 | 0 | [9 empty] | 0 | 0 | 0 | 0 | 0 | 0 | 0 | 0 | 0 | 0 | 0 | 0 | 0 | 0 | 0 | 0 | 0 | 0 | 0 | 0 | 0 | 0 | 0.047552 | 0.00013 | 0.00025 | 0.00038 | 0.0005 | 0 | 0 | 0 |  | 0.056 | 0.0561 | 0.0788 | 0.0795
2014-07-09 | 3時 |  | 0 | 0 | 0 | 0 | [9 empty] | 0 | 0 | 0 | 0 | 0 | 0 | 0 | 0 | 0 | 0 | 0 | 0 | 0 | 0 | 0 | 0 | 0 | 0 | 0 | 0 | 0 | 0 | 0.047552 | 0.00013 | 0.00025 | 0.00038 | 0.0005 | 0 | 0 | 0 |  | 0.056 | 0.0561 | 0.0788 | 0.0795
2014-07-09 | 4時 |  | 0 | 0 | 0 | 0 | [9 empty] | 0 | 0 | 0 | 0 | 0 | 0 | 0 | 0 | 0 | 0 | 0 | 0 | 0 | 0 | 0 | 0 | 0 | 0 | 0 | 0 | 0 | 0 | 0.047552 | 0.00013 | 0.00025 | 0.00038 | 0.0005 | 0 | 0 | 0 |  | 0.0483 | 0.0483 | 0.0711 | 0.0717
2014-07-09 | 5時 |  | 0 | 0 | 0 | 0 | [9 empty] | 0 | 0 | 0 | 0 | 0 | 0 | 0 | 0 | 0 | 0 | 0 | 0 | 0 | 0 | 0 | 0 | 0 | 0 | 0 | 0 | 0 | 0 | 0.047552 | 0.00013 | 0.00025 | 0.00038 | 0.0005 | 0 | 0 | 0 |  | 0.056 | 0.0561 | 0.0788 | 0.0795
2014-07-09 | 6時 |  | 0 | 0 | 0 | 0 | [9 empty] | 0 | 0 | 0 | 0 | 0 | 0 | 0 | 0 | 0 | 0 | 0 | 0 | 0 | 0 | 0 | 0 | 0 | 0 | 0 | 0 | 0 | 0 | 0.047552 | 0.00033 | 0.00067 | 0.001 | 0.00133 | 0 | 0.024649 | 0.011815 |  | 0.0859 | 0.1159 | 0.1685 | 0.1692
2014-07-09 | 7時 |  | 0 | 0 | 0 | 0 | [9 empty] | 0 | 0 | 0 | 0 | 0 | 0 | 0 | 0 | 0 | 0 | 0.017327 | 0 | 0 | 0 | 0 | 0 | 0 | 0 | 0 | 0 | 0 | 0 | 0.047552 | 0.00033 | 0.00067 | 0.001 | 0.00133 | 0.093503 | 0 | 0.015347 |  | 0.2346 | 0.2703 | 0.3287 | 0.3294
2014-07-09 | 8時 |  | 0 | 0 | 0 | 0 | [9 empty] | 0 | 0 | 0 | 0 | 0 | 0 | 0 | 0 | 0 | 0 | 0.12171 | 0 | 0 | 0 | 0 | 0 | 0 | 0 | 0 | 0 | 0 | 0 | 0.047552 | 0.00705 | 0.01409 | 0.02114 | 0.02818 | 0.13653 | 0.078545 | 0.060527 |  | 0.2282 | 0.3325 | 0.4595 | 0.4602
2014-07-09 | 9時 |  | 0 | 0 | 0 | 0 | [9 empty] | 0 | 0 | 0 | 0 | 0 | 0 | 0 | 0 | 0 | 0 | 0.71417 | 0 | 0 | 0 | 0 | 0 | 0 | 0 | 0 | 0 | 0 | 0 | 0.047552 | 0.00013 | 0.00025 | 0.00038 | 0.0005 | 0.084877 | 0.053895 | 0.0052775 |  | 0.056 | 0.0561 | 0.0788 | 0.0795
2014-07-09 | 10時 |  | 0 | 0 | 0 | 0 | [9 empty] | 0 | 0 | 0 | 0 | 0 | 0 | 0 | 0 | 0 | 0 | 0.92588 | 0 | 0 | 0 | 0 | 0 | 0 | 0 | 0 | 0 | 0 | 0 | 0.047552 | 0.00013 | 0.00025 | 0.00038 | 0.0005 | 0 | 0 | 0 |  | 0.0483 | 0.0483 | 0.0711 | 0.0717
2014-07-09 | 11時 |  | 0 | 0 | 0 | 0 | [9 empty] | 0 | 0 | 0 | 0 | 0 | 0 | 0 | 0 | 0 | 0 | 1.1833 | 0 | 0 | 0 | 0 | 0 | 0 | 0 | 0 | 0 | 0 | 0 | 0.047552 | 0.00013 | 0.00025 | 0.00038 | 0.0005 | 0 | 0 | 0 |  | 0.056 | 0.0561 | 0.0788 | 0.0795
2014-07-09 | 12時 |  | 0 | 0 | 0 | 0 | [9 empty] | 0 | 0 | 0 | 0 | 0 | 0 | 0 | 0 | 0 | 0 | 1.5772 | 0 | 0 | 0 | 0 | 0 | 0 | 0 | 0 | 0 | 0 | 0 | 0.047552 | 0.00013 | 0.00025 | 0.00038 | 0.0005 | 0 | 0 | 0 |  | 0.056 | 0.0561 | 0.0788 | 0.0795
2014-07-09 | 13時 |  | 0 | 0 | 0 | 0 | [9 empty] | 0 | 0 | 0 | 0 | 0 | 0 | 0 | 0 | 0 | 0 | 1.7798 | 0 | 0 | 0 | 0 | 0 | 0 | 0 | 0 | 0 | 0 | 0 | 0.047552 | 0.00013 | 0.00025 | 0.00038 | 0.0005 | 0 | 0 | 0 |  | 0.0483 | 0.0483 | 0.0711 | 0.0717
2014-07-09 | 14時 |  | 0 | 0 | 0 | 0 | [9 empty] | 0 | 0 | 0 | 0 | 0 | 0 | 0 | 0 | 0 | 0 | 1.471 | 0 | 0 | 0 | 0 | 0 | 0 | 0 | 0 | 0 | 0 | 0 | 0.047552 | 0.00013 | 0.00025 | 0.00038 | 0.0005 | 0 | 0 | 0 |  | 0.056 | 0.0561 | 0.0788 | 0.0795
2014-07-09 | 15時 |  | 0 | 0 | 0 | 0 | [9 empty] | 0 | 0 | 0 | 0 | 0 | 0 | 0 | 0 | 0 | 0 | 1.7961 | 0 | 0 | 0 | 0 | 0 | 0 | 0 | 0 | 0 | 0 | 0 | 0.047552 | 0.00013 | 0.00025 | 0.00038 | 0.0005 | 0 | 0 | 0 |  | 0.056 | 0.0561 | 0.0788 | 0.0795
2014-07-09 | 16時 |  | 0 | 0 | 0 | 0 | [9 empty] | 0 | 0 | 0 | 0 | 0 | 0 | 0 | 0 | 0 | 0 | 2.0271 | 0 | 0 | 0 | 0 | 0 | 0 | 0 | 0 | 0 | 0 | 0 | 0.047552 | 0.00013 | 0.00025 | 0.00038 | 0.0005 | 0 | 0 | 0 |  | 0.0483 | 0.0483 | 0.0711 | 0.0717
2014-07-09 | 17時 |  | 0 | 0 | 0 | 0 | [9 empty] | 0 | 0 | 0 | 0 | 0 | 0 | 0 | 0 | 0 | 0 | 1.9141 | 0 | 0 | 0 | 0 | 0 | 0 | 0 | 0 | 0 | 0 | 0 | 0.047552 | 0.00013 | 0.00025 | 0.00038 | 0.0005 | 0 | 0 | 0 |  | 0.056 | 0.0561 | 0.0788 | 0.0795
2014-07-09 | 18時 |  | 0 | 0 | 0 | 0 | [9 empty] | 0 | 0 | 0 | 0 | 0 | 0 | 0 | 0 | 0 | 0 | 1.6305 | 0 | 0 | 0 | 0 | 0 | 0 | 0 | 0 | 0 | 0 | 0 | 0.047552 | 0.00013 | 0.00025 | 0.00038 | 0.0005 | 0 | 0 | 0 |  | 0.056 | 0.0561 | 0.0788 | 0.0795
2014-07-09 | 19時 |  | 0 | 0 | 0 | 0 | [9 empty] | 0 | 0 | 0 | 0 | 0 | 0 | 0 | 0 | 0 | 0 | 1.2793 | 0 | 0 | 0 | 0 | 0 | 0 | 0 | 0 | 0 | 0 | 0 | 0.047552 | 0.00013 | 0.00025 | 0.00038 | 0.0005 | 0 | 0 | 0 |  | 0.0483 | 0.0483 | 0.0711 | 0.0717
2014-07-09 | 20時 |  | 0 | 0 | 0 | 0 | [9 empty] | 0 | 0 | 0 | 0 | 0 | 0 | 0 | 0 | 0 | 0 | 1.0888 | 0 | 0 | 0 | 0 | 0 | 0 | 0 | 0 | 0 | 0 | 0 | 0.047552 | 0.00054 | 0.00108 | 0.00163 | 0.00217 | 0.062335 | 0 | 0.0082775 |  | 0.1304 | 0.2048 | 0.3129 | 0.4626
2014-07-09 | 21時 |  | 0 | 0 | 0 | 0 | [9 empty] | 0 | 0 | 0 | 0 | 0 | 0 | 0 | 0 | 0 | 0 | 0.71786 | 0 | 0 | 0 | 0 | 0 | 0 | 0 | 0 | 0 | 0 | 0 | 0.047552 | 0.00033 | 0.00067 | 0.001 | 0.00133 | 0.12467 | 0.026771 | 0.031304 |  | 0.1755 | 0.2411 | 0.3322 | 0.4447
2014-07-09 | 22時 |  | 0 | 0 | 0 | 0 | [9 empty] | 0 | 0 | 0 | 0 | 0 | 0 | 0 | 0 | 0 | 0 | 0.17448 | 0 | 0 | 0 | 0 | 0 | 0 | 0 | 0 | 0 | 0 | 0 | 0.047552 | 0.00352 | 0.00703 | 0.01055 | 0.01406 | 0.12467 | 0.16133 | 0.043827 |  | 0.051 | 0.0511 | 0.0952 | 0.0959
2014-07-09 | 23時 |  | 0 | 0 | 0 | 0 | [9 empty] | 0 | 0 | 0 | 0 | 0 | 0 | 0 | 0 | 0 | 0 | 0.026231 | 0 | 0 | 0 | 0 | 0 | 0 | 0 | 0 | 0 | 0 | 0 | 0.047552 | 0.00628 | 0.01256 | 0.01884 | 0.02512 | 0.062335 | 0.15709 | 0.044922 |  | 0.1877 | 0.2176 | 0.2703 | 0.2709
2014-07-10 | 0時 |  | 0 | 0 | 0 | 0 | [9 empty] | 0 | 0 | 0 | 0 | 0 | 0 | 0 | 0 | 0 | 0 | 0.0061396 | 0 | 0 | 0 | 0 | 0 | 0 | 0 | 0.084913 | 0 | 0 | 0 | 0.047552 | 0.00013 | 0.00025 | 0.00038 | 0.0005 | 0 | 0.078899 | 0.011656 |  | 0.1578 | 0.1578 | 0.1806 | 0.1812
2014-07-10 | 1時 |  | 0 | 0 | 0 | 0 | [9 empty] | 0 | 0 | 0 | 0 | 0 | 0 | 0 | 0 | 0 | 0 | 0 | 0 | 0 | 0 | 0 | 0 | 0 | 0 | 0 | 0 | 0 | 0 | 0.047552 | 0.00013 | 0.00025 | 0.00038 | 0.0005 | 0 | 0 | 0 |  | 0.0483 | 0.0483 | 0.0711 | 0.0717
2014-07-10 | 2時 |  | 0 | 0 | 0 | 0 | [9 empty] | 0 | 0 | 0 | 0 | 0 | 0 | 0 | 0 | 0 | 0 | 0 | 0 | 0 | 0 | 0 | 0 | 0 | 0 | 0 | 0 | 0 | 0 | 0.047552 | 0.00013 | 0.00025 | 0.00038 | 0.0005 | 0 | 0 | 0 |  | 0.056 | 0.0561 | 0.0788 | 0.0795
2014-07-10 | 3時 |  | 0 | 0 | 0 | 0 | [9 empty] | 0 | 0 | 0 | 0 | 0 | 0 | 0 | 0 | 0 | 0 | 0 | 0 | 0 | 0 | 0 | 0 | 0 | 0 | 0 | 0 | 0 | 0 | 0.047552 | 0.00013 | 0.00025 | 0.00038 | 0.0005 | 0 | 0 | 0 |  | 0.056 | 0.0561 | 0.0788 | 0.0795
2014-07-10 | 4時 |  | 0 | 0 | 0 | 0 | [9 empty] | 0 | 0 | 0 | 0 | 0 | 0 | 0 | 0 | 0 | 0 | 0 | 0 | 0 | 0 | 0 | 0 | 0 | 0 | 0 | 0 | 0 | 0 | 0.047552 | 0.00013 | 0.00025 | 0.00038 | 0.0005 | 0 | 0 | 0 |  | 0.0483 | 0.0483 | 0.0711 | 0.0717
2014-07-10 | 5時 |  | 0 | 0 | 0 | 0 | [9 empty] | 0 | 0 | 0 | 0 | 0 | 0 | 0 | 0 | 0 | 0 | 0 | 0 | 0 | 0 | 0 | 0 | 0 | 0 | 0 | 0 | 0 | 0 | 0.047552 | 0.00013 | 0.00025 | 0.00038 | 0.0005 | 0 | 0 | 0 |  | 0.056 | 0.0561 | 0.0788 | 0.0795
2014-07-10 | 6時 |  | 0 | 0 | 0 | 0 | [9 empty] | 0 | 0 | 0 | 0 | 0 | 0 | 0 | 0 | 0 | 0 | 0.012025 | 0 | 0 | 0 | 0 | 0 | 0 | 0 | 0 | 0 | 0 | 0 | 0.047552 | 0.00338 | 0.00675 | 0.01013 | 0.01351 | 0 | 0.024649 | 0.011815 |  | 0.1925 | 0.2611 | 0.3525 | 0.3531
2014-07-10 | 7時 |  | 0 | 0 | 0 | 0 | [9 empty] | 0 | 0 | 0 | 0 | 0 | 0 | 0 | 0 | 0 | 0 | 0.24966 | 0 | 0 | 0 | 0 | 0 | 0 | 0 | 0 | 0 | 0 | 0 | 0.047552 | 0.00054 | 0.00108 | 0.00163 | 0.00217 | 0.13859 | 0.053895 | 0.036861 |  | 0.1524 | 0.248 | 0.3662 | 0.3669
2014-07-10 | 8時 |  | 0 | 0 | 0 | 0 | [9 empty] | 0 | 0 | 0 | 0 | 0 | 0 | 0 | 0 | 0 | 0 | 1.6214 | 0 | 0 | 0 | 0 | 0 | 0 | 0 | 0 | 0 | 0 | 0 | 0.047552 | 0.00054 | 0.00108 | 0.00163 | 0.00217 | 0.093503 | 0 | 0.035602 |  | 0.1091 | 0.1448 | 0.2032 | 0.2039
2014-07-10 | 9時 |  | 0 | 0 | 0 | 0 | [9 empty] | 0 | 0 | 0 | 0 | 0 | 0 | 0 | 0 | 0 | 0 | 1.8755 | 0 | 0 | 0 | 0 | 0 | 0 | 0 | 0 | 0 | 0 | 0 | 0.047552 | 0.00013 | 0.00025 | 0.00038 | 0.0005 | 0.17838 | 0.10971 | 0.042749 |  | 0.3011 | 0.3368 | 0.3953 | 0.396
2014-07-10 | 10時 |  | 0 | 0 | 0 | 0 | [9 empty] | 0 | 0 | 0 | 0 | 0 | 0 | 0 | 0 | 0 | 0 | 2.121 | 0 | 0 | 0 | 0 | 0 | 0 | 0 | 0 | 0 | 0 | 0 | 0.047552 | 0.00033 | 0.00067 | 0.001 | 0.00133 | 0.093503 | 0 | 0.012523 |  | 0.0483 | 0.0483 | 0.0711 | 0.0717
2014-07-10 | 11時 |  | 0 | 0 | 0 | 0 | [9 empty] | 0 | 0 | 0 | 0 | 0 | 0 | 0 | 0 | 0 | 0 | 2.4031 | 0 | 0 | 0 | 0.083849 | 0 | 0 | 0 | 0 | 0 | 0 | 0 | 0.047552 | 0.00013 | 0.00025 | 0.00038 | 0.0005 | 0 | 0 | 0.0052775 |  | 0.056 | 0.0561 | 0.0788 | 0.0795
2014-07-10 | 12時 |  | 0 | 0 | 0 | 0 | [9 empty] | 0 | 0 | 0 | 0 | 0 | 0 | 0 | 0 | 0 | 0 | 2.5279 | 0 | 0 | 0 | 0.11011 | 0 | 0 | 0 | 0 | 0 | 0 | 0 | 0.047552 | 0.00338 | 0.00675 | 0.01013 | 0.01351 | 0.05371 | 0 | 0.0052775 |  | 0.1983 | 0.2727 | 0.3698 | 0.3705
2014-07-10 | 13時 |  | 0 | 0 | 0 | 0 | [9 empty] | 0 | 0 | 0 | 0 | 0 | 0 | 0 | 0 | 0 | 0 | 2.3642 | 0 | 0 | 0 | 0 | 0 | 0 | 0 | 0 | 0 | 0 | 0 | 0.047552 | 0.00033 | 0.00067 | 0.001 | 0.00133 | 0.11604 | 0 | 0 |  | 0.0483 | 0.0483 | 0.0711 | 0.0717
2014-07-10 | 14時 |  | 0 | 0 | 0 | 0 | [9 empty] | 0 | 0 | 0 | 0 | 0 | 0 | 0 | 0 | 0 | 0 | 2.2119 | 0 | 0 | 0 | 0 | 0 | 0 | 0 | 0 | 0 | 0 | 0 | 0.047552 | 0.00013 | 0.00025 | 0.00038 | 0.0005 | 0.031168 | 0 | 0.017801 |  | 0.056 | 0.0561 | 0.0788 | 0.0795
2014-07-10 | 15時 |  | 0 | 0 | 0 | 0 | [9 empty] | 0 | 0 | 0 | 0 | 0 | 0 | 0 | 0 | 0 | 0 | 2.2486 | 0 | 0 | 0 | 0.15597 | 0 | 0 | 0 | 0 | 0 | 0 | 0 | 0.047552 | 0.00013 | 0.00025 | 0.00038 | 0.0005 | 0 | 0 | 0 |  | 0.056 | 0.0561 | 0.0788 | 0.0795
2014-07-10 | 16時 |  | 0 | 0 | 0 | 0 | [9 empty] | 0 | 0 | 0 | 0 | 0 | 0 | 0 | 0 | 0 | 0 | 2.2724 | 0 | 0 | 0 | 0.095261 | 0 | 0 | 0 | 0 | 0 | 0 | 0 | 0.047552 | 0.00033 | 0.00067 | 0.001 | 0.00133 | 0.062335 | 0 | 0.0052775 |  | 0.0483 | 0.0483 | 0.0711 | 0.0717
2014-07-10 | 17時 |  | 0 | 0 | 0 | 0 | [9 empty] | 0 | 0 | 0 | 0 | 0 | 0 | 0 | 0 | 0 | 0 | 2.2184 | 0 | 0 | 0 | 0.060987 | 0 | 0 | 0 | 0.11167 | 0 | 0 | 0 | 0.047552 | 0.00033 | 0.00067 | 0.001 | 0.00133 | 0.10536 | 0 | 0.0082775 |  | 0.1304 | 0.2048 | 0.3019 | 0.3026
2014-07-10 | 18時 |  | 0 | 0 | 0 | 0 | [9 empty] | 0 | 0 | 0 | 0 | 0 | 0 | 0 | 0 | 0 | 0 | 2.0722 | 0 | 0 | 0 | 0.036043 | 0 | 0 | 0 | 0 | 0 | 0 | 0 | 0.047552 | 0.00642 | 0.01284 | 0.01926 | 0.02568 | 0.12467 | 0 | 0.0082775 |  | 0.303 | 0.3387 | 0.3972 | 0.5469
2014-07-10 | 19時 |  | 0 | 0 | 0 | 0 | [9 empty] | 0 | 0 | 0 | 0 | 0 | 0 | 0 | 0 | 0 | 0 | 1.5916 | 0 | 0 | 0 | 0.038539 | 0 | 0 | 0 | 0.096942 | 0 | 0 | 0 | 0.047552 | 0.00642 | 0.01284 | 0.01926 | 0.02568 | 0.21072 | 0.10708 | 0.0082775 |  | 0.0991 | 0.1348 | 0.1932 | 0.1939
2014-07-10 | 20時 |  | 0 | 0 | 0 | 0 | [9 empty] | 0 | 0 | 0 | 0 | 0 | 0 | 0 | 0 | 0 | 0 | 1.2353 | 0 | 0 | 0 | 0.027137 | 0 | 0 | 0 | 0.083803 | 0 | 0 | 0 | 0.047552 | 0.00033 | 0.00067 | 0.001 | 0.00133 | 0.14927 | 0.027125 | 0 |  | 0.0917 | 0.1275 | 0.2102 | 0.2109
2014-07-10 | 21時 |  | 0 | 0 | 0 | 0 | [9 empty] | 0 | 0 | 0 | 0 | 0 | 0 | 0 | 0 | 0 | 0 | 0.97106 | 0 | 0 | 0 | 0 | 0 | 0 | 0 | 0.16899 | 0 | 0 | 0 | 0.047552 | 0.00033 | 0.00067 | 0.001 | 0.00133 | 0.14618 | 0.10814 | 0.031304 |  | 0.1216 | 0.1873 | 0.2837 | 0.2844
2014-07-10 | 22時 |  | 0 | 0 | 0 | 0 | [9 empty] | 0 | 0 | 0 | 0 | 0 | 0 | 0 | 0 | 0 | 0 | 0.65419 | 0 | 0 | 0 | 0 | 0 | 0 | 0 | 0 | 0 | 0 | 0 | 0.047552 | 0.00628 | 0.01256 | 0.01884 | 0.02512 | 0.12467 | 0.16133 | 0.043827 |  | 0.1738 | 0.1917 | 0.262 | 0.2626
2014-07-10 | 23時 |  | 0 | 0 | 0 | 0 | [9 empty] | 0 | 0 | 0 | 0 | 0 | 0 | 0 | 0 | 0 | 0 | 0.097474 | 0 | 0 | 0 | 0 | 0 | 0 | 0 | 0 | 0 | 0 | 0 | 0.047552 | 0.0067 | 0.01339 | 0.02009 | 0.02679 | 0.12467 | 0.18881 | 0.031848 |  | 0.1877 | 0.2176 | 0.2756 | 0.2763
2014-07-11 | 0時 |  | 0 | 0 | 0 | 0 | [9 empty] | 0 | 0 | 0 | 0 | 0 | 0 | 0 | 0 | 0 | 0 | 0.017398 | 0 | 0 | 0 | 0 | 0 | 0 | 0 | 0 | 0 | 0 | 0 | 0.047552 | 0.00013 | 0.00025 | 0.00038 | 0.0005 | 0 | 0.078899 | 0.011656 |  | 0.1578 | 0.1578 | 0.1806 | 0.1812
2014-07-11 | 1時 |  | 0 | 0 | 0 | 0 | [9 empty] | 0 | 0 | 0 | 0 | 0 | 0 | 0 | 0 | 0 | 0 | 0.0044004 | 0 | 0 | 0 | 0 | 0 | 0 | 0 | 0 | 0 | 0 | 0 | 0.047552 | 0.00013 | 0.00025 | 0.00038 | 0.0005 | 0 | 0 | 0 |  | 0.0483 | 0.0483 | 0.0711 | 0.0717
2014-07-11 | 2時 |  | 0 | 0 | 0 | 0 | [9 empty] | 0 | 0 | 0 | 0 | 0 | 0 | 0 | 0 | 0 | 0 | 0 | 0 | 0 | 0 | 0 | 0 | 0 | 0 | 0 | 0 | 0 | 0 | 0.047552 | 0.00013 | 0.00025 | 0.00038 | 0.0005 | 0 | 0 | 0 |  | 0.056 | 0.0561 | 0.0788 | 0.0795
2014-07-11 | 3時 |  | 0 | 0 | 0 | 0 | [9 empty] | 0 | 0 | 0 | 0 | 0 | 0 | 0 | 0 | 0 | 0 | 0 | 0 | 0 | 0 | 0 | 0 | 0 | 0 | 0 | 0 | 0 | 0 | 0.047552 | 0.00013 | 0.00025 | 0.00038 | 0.0005 | 0 | 0 | 0 |  | 0.056 | 0.0561 | 0.0788 | 0.0795
2014-07-11 | 4時 |  | 0 | 0 | 0 | 0 | [9 empty] | 0 | 0 | 0 | 0 | 0 | 0 | 0 | 0 | 0 | 0 | 0 | 0 | 0 | 0 | 0 | 0 | 0 | 0 | 0 | 0 | 0 | 0 | 0.047552 | 0.00013 | 0.00025 | 0.00038 | 0.0005 | 0 | 0 | 0 |  | 0.0483 | 0.0483 | 0.0711 | 0.0717
2014-07-11 | 5時 |  | 0 | 0 | 0 | 0 | [9 empty] | 0 | 0 | 0 | 0 | 0 | 0 | 0 | 0 | 0 | 0 | 0.0090641 | 0 | 0 | 0 | 0 | 0 | 0 | 0 | 0 | 0 | 0 | 0 | 0.047552 | 0.00013 | 0.00025 | 0.00038 | 0.0005 | 0 | 0 | 0 |  | 0.056 | 0.0561 | 0.0788 | 0.0795
2014-07-11 | 6時 |  | 0 | 0 | 0 | 0 | [9 empty] | 0 | 0 | 0 | 0 | 0 | 0 | 0 | 0 | 0 | 0 | 0.77965 | 0 | 0 | 0 | 0 | 0 | 0 | 0 | 0 | 0 | 0 | 0 | 0.047552 | 0.00338 | 0.00675 | 0.01013 | 0.01351 | 0 | 0.024649 | 0.011815 |  | 0.1925 | 0.2611 | 0.3525 | 0.3531
2014-07-11 | 7時 |  | 0 | 0 | 0 | 0 | [9 empty] | 0 | 0 | 0 | 0 | 0 | 0 | 0 | 0 | 0 | 0 | 1.5577 | 0 | 0 | 0 | 0 | 0 | 0 | 0 | 0 | 0 | 0 | 0 | 0.047552 | 0.00054 | 0.00108 | 0.00163 | 0.00217 | 0.13859 | 0.053895 | 0.036861 |  | 0.1524 | 0.248 | 0.3662 | 0.3669
2014-07-11 | 8時 |  | 0 | 0 | 0 | 0 | [9 empty] | 0 | 0 | 0 | 0 | 0 | 0 | 0 | 0 | 0 | 0 | 1.9554 | 0 | 0 | 0 | 0.019774 | 0 | 0 | 0 | 0 | 0 | 0 | 0 | 0.047552 | 0.00054 | 0.00108 | 0.00163 | 0.00217 | 0.093503 | 0 | 0.035602 |  | 0.1091 | 0.1448 | 0.2032 | 0.2039
2014-07-11 | 9時 |  | 0 | 0 | 0 | 0 | [9 empty] | 0 | 0 | 0 | 0 | 0 | 0 | 0 | 0 | 0 | 0 | 2.1607 | 0 | 0 | 0 | 0 | 0 | 0 | 0 | 0 | 0 | 0 | 0 | 0.047552 | 0.00013 | 0.00025 | 0.00038 | 0.0005 | 0.17838 | 0.10971 | 0.042749 |  | 0.3011 | 0.3368 | 0.3953 | 0.396
2014-07-11 | 10時 |  | 0 | 0 | 0 | 0 | [9 empty] | 0 | 0 | 0 | 0 | 0 | 0 | 0 | 0 | 0 | 0 | 2.2336 | 0 | 0 | 0 | 0 | 0 | 0 | 0 | 0 | 0 | 0 | 0 | 0.047552 | 0.00033 | 0.00067 | 0.001 | 0.00133 | 0.093503 | 0 | 0.012523 |  | 0.0483 | 0.0483 | 0.0711 | 0.0717
2014-07-11 | 11時 |  | 0 | 0 | 0 | 0 | [9 empty] | 0 | 0 | 0 | 0 | 0 | 0 | 0 | 0 | 0 | 0 | 2.2532 | 0 | 0 | 0 | 0.097391 | 0 | 0 | 0 | 0 | 0 | 0 | 0 | 0.047552 | 0.00013 | 0.00025 | 0.00038 | 0.0005 | 0 | 0 | 0.0052775 |  | 0.056 | 0.0561 | 0.0788 | 0.0795
2014-07-11 | 12時 |  | 0 | 0 | 0 | 0 | [9 empty] | 0 | 0 | 0 | 0 | 0 | 0 | 0 | 0 | 0 | 0 | 2.3613 | 0 | 0 | 0 | 0.099167 | 0 | 0 | 0 | 0 | 0 | 0 | 0 | 0.047552 | 0.00338 | 0.00675 | 0.01013 | 0.01351 | 0.05371 | 0 | 0.0052775 |  | 0.1983 | 0.2727 | 0.3698 | 0.3705
2014-07-11 | 13時 |  | 0 | 0 | 0 | 0 | [9 empty] | 0 | 0 | 0 | 0 | 0 | 0 | 0 | 0 | 0 | 0 | 2.4506 | 0 | 0 | 0 | 0 | 0 | 0 | 0 | 0 | 0 | 0 | 0 | 0.047552 | 0.00033 | 0.00067 | 0.001 | 0.00133 | 0.11604 | 0 | 0 |  | 0.0483 | 0.0483 | 0.0711 | 0.0717
2014-07-11 | 14時 |  | 0 | 0 | 0 | 0 | [9 empty] | 0 | 0 | 0 | 0 | 0 | 0 | 0 | 0 | 0 | 0 | 2.4356 | 0 | 0 | 0 | 0 | 0 | 0 | 0 | 0 | 0 | 0 | 0 | 0.047552 | 0.00013 | 0.00025 | 0.00038 | 0.0005 | 0.031168 | 0 | 0.017801 |  | 0.056 | 0.0561 | 0.0788 | 0.0795
2014-07-11 | 15時 |  | 0 | 0 | 0 | 0 | [9 empty] | 0 | 0 | 0 | 0 | 0 | 0 | 0 | 0 | 0 | 0 | 2.2881 | 0 | 0 | 0 | 0.14383 | 0 | 0 | 0 | 0 | 0 | 0 | 0 | 0.047552 | 0.00013 | 0.00025 | 0.00038 | 0.0005 | 0 | 0 | 0 |  | 0.056 | 0.0561 | 0.0788 | 0.0795
2014-07-11 | 16時 |  | 0 | 0 | 0 | 0 | [9 empty] | 0 | 0 | 0 | 0 | 0 | 0 | 0 | 0 | 0 | 0 | 2.3085 | 0 | 0 | 0 | 0.085216 | 0 | 0 | 0 | 0 | 0 | 0 | 0 | 0.047552 | 0.00033 | 0.00067 | 0.001 | 0.00133 | 0.062335 | 0 | 0.0052775 |  | 0.0483 | 0.0483 | 0.0711 | 0.0717
2014-07-11 | 17時 |  | 0 | 0 | 0 | 0 | [9 empty] | 0 | 0 | 0 | 0 | 0 | 0 | 0 | 0 | 0 | 0 | 2.2327 | 0 | 0 | 0 | 0.051694 | 0 | 0 | 0 | 0.10745 | 0 | 0 | 0 | 0.047552 | 0.00033 | 0.00067 | 0.001 | 0.00133 | 0.10536 | 0 | 0.0082775 |  | 0.1304 | 0.2048 | 0.3019 | 0.3026
2014-07-11 | 18時 |  | 0 | 0 | 0 | 0 | [9 empty] | 0 | 0 | 0 | 0 | 0 | 0 | 0 | 0 | 0 | 0 | 2.1532 | 0 | 0 | 0 | 0.027227 | 0 | 0 | 0 | 0 | 0 | 0 | 0 | 0.047552 | 0.00642 | 0.01284 | 0.01926 | 0.02568 | 0.12467 | 0 | 0.0082775 |  | 0.303 | 0.3387 | 0.3972 | 0.5469
2014-07-11 | 19時 |  | 0 | 0 | 0 | 0 | [9 empty] | 0 | 0 | 0 | 0 | 0 | 0 | 0 | 0 | 0 | 0 | 2.0081 | 0 | 0 | 0 | 0.032718 | 0 | 0 | 0 | 0.091884 | 0 | 0 | 0 | 0.047552 | 0.00642 | 0.01284 | 0.01926 | 0.02568 | 0.21072 | 0.10708 | 0.0082775 |  | 0.0991 | 0.1348 | 0.1932 | 0.1939
2014-07-11 | 20時 |  | 0 | 0 | 0 | 0 | [9 empty] | 0 | 0 | 0 | 0 | 0 | 0 | 0 | 0 | 0 | 0 | 1.8608 | 0 | 0 | 0 | 0.019643 | 0 | 0 | 0 | 0.083179 | 0 | 0 | 0 | 0.047552 | 0.00033 | 0.00067 | 0.001 | 0.00133 | 0.14927 | 0.027125 | 0 |  | 0.0917 | 0.1275 | 0.2102 | 0.2109
2014-07-11 | 21時 |  | 0 | 0 | 0 | 0 | [9 empty] | 0 | 0 | 0 | 0 | 0 | 0 | 0 | 0 | 0 | 0 | 1.5788 | 0 | 0 | 0 | 0 | 0 | 0 | 0 | 0.0839 | 0 | 0 | 0 | 0.047552 | 0.00033 | 0.00067 | 0.001 | 0.00133 | 0.14618 | 0.10814 | 0.031304 |  | 0.1216 | 0.1873 | 0.2837 | 0.2844
2014-07-11 | 22時 |  | 0 | 0 | 0 | 0 | [9 empty] | 0 | 0 | 0 | 0 | 0 | 0 | 0 | 0 | 0 | 0 | 1.4188 | 0 | 0 | 0 | 0 | 0 | 0 | 0 | 0 | 0 | 0 | 0 | 0.047552 | 0.00628 | 0.01256 | 0.01884 | 0.02512 | 0.12467 | 0.16133 | 0.043827 |  | 0.1738 | 0.1917 | 0.262 | 0.2626
2014-07-11 | 23時 |  | 0 | 0 | 0 | 0 | [9 empty] | 0 | 0 | 0 | 0 | 0 | 0 | 0 | 0 | 0 | 0 | 0.57554 | 0 | 0 | 0 | 0 | 0 | 0 | 0 | 0 | 0 | 0 | 0 | 0.047552 | 0.0067 | 0.01339 | 0.02009 | 0.02679 | 0.12467 | 0.18881 | 0.031848 |  | 0.1877 | 0.2176 | 0.2756 | 0.2763
2014-07-12 | 0時 |  | 0 | 0 | 0 | 0 | [9 empty] | 0 | 0 | 0 | 0 | 0 | 0 | 0 | 0 | 0 | 0 | 0.2764 | 0 | 0 | 0 | 0 | 0 | 0 | 0 | 0 | 0 | 0 | 0 | 0.047552 | 0.00013 | 0.00025 | 0.00038 | 0.0005 | 0 | 0.078899 | 0.011656 |  | 0.1578 | 0.1578 | 0.1806 | 0.1812
2014-07-12 | 1時 |  | 0 | 0 | 0 | 0 | [9 empty] | 0 | 0 | 0 | 0 | 0 | 0 | 0 | 0 | 0 | 0 | 0.13386 | 0 | 0 | 0 | 0 | 0 | 0 | 0 | 0 | 0 | 0 | 0 | 0.047552 | 0.00013 | 0.00025 | 0.00038 | 0.0005 | 0 | 0 | 0 |  | 0.0483 | 0.0483 | 0.0711 | 0.0717
2014-07-12 | 2時 |  | 0 | 0 | 0 | 0 | [9 empty] | 0 | 0 | 0 | 0 | 0 | 0 | 0 | 0 | 0 | 0 | 0.077827 | 0 | 0 | 0 | 0 | 0 | 0 | 0 | 0 | 0 | 0 | 0 | 0.047552 | 0.00013 | 0.00025 | 0.00038 | 0.0005 | 0 | 0 | 0 |  | 0.056 | 0.0561 | 0.0788 | 0.0795
2014-07-12 | 3時 |  | 0 | 0 | 0 | 0 | [9 empty] | 0 | 0 | 0 | 0 | 0 | 0 | 0 | 0 | 0 | 0 | 0.026366 | 0 | 0 | 0 | 0 | 0 | 0 | 0 | 0 | 0 | 0 | 0 | 0.047552 | 0.00013 | 0.00025 | 0.00038 | 0.0005 | 0 | 0 | 0 |  | 0.056 | 0.0561 | 0.0788 | 0.0795
2014-07-12 | 4時 |  | 0 | 0 | 0 | 0 | [9 empty] | 0 | 0 | 0 | 0 | 0 | 0 | 0 | 0 | 0 | 0 | 0.01731 | 0 | 0 | 0 | 0 | 0 | 0 | 0 | 0 | 0 | 0 | 0 | 0.047552 | 0.00013 | 0.00025 | 0.00038 | 0.0005 | 0 | 0 | 0 |  | 0.0483 | 0.0483 | 0.0711 | 0.0717
2014-07-12 | 5時 |  | 0 | 0 | 0 | 0 | [9 empty] | 0 | 0 | 0 | 0 | 0 | 0 | 0 | 0 | 0 | 0 | 0.029108 | 0 | 0 | 0 | 0 | 0 | 0 | 0 | 0 | 0 | 0 | 0 | 0.047552 | 0.00013 | 0.00025 | 0.00038 | 0.0005 | 0 | 0 | 0 |  | 0.056 | 0.0561 | 0.0788 | 0.0795
2014-07-12 | 6時 |  | 0 | 0 | 0 | 0 | [9 empty] | 0 | 0 | 0 | 0 | 0 | 0 | 0 | 0 | 0 | 0 | 0.5248 | 0 | 0 | 0 | 0 | 0 | 0 | 0 | 0 | 0 | 0 | 0 | 0.047552 | 0.00338 | 0.00675 | 0.01013 | 0.01351 | 0 | 0.024649 | 0.011815 |  | 0.1925 | 0.2611 | 0.3525 | 0.3531
2014-07-12 | 7時 |  | 0 | 0 | 0 | 0 | [9 empty] | 0 | 0 | 0 | 0 | 0 | 0 | 0 | 0 | 0 | 0 | 1.1231 | 0 | 0 | 0 | 0 | 0 | 0 | 0 | 0 | 0 | 0 | 0 | 0.047552 | 0.00054 | 0.00108 | 0.00163 | 0.00217 | 0.13859 | 0.053895 | 0.036861 |  | 0.1524 | 0.248 | 0.3662 | 0.3669
2014-07-12 | 8時 |  | 0 | 0 | 0 | 0 | [9 empty] | 0 | 0 | 0 | 0 | 0 | 0 | 0 | 0 | 0 | 0 | 1.668 | 0 | 0 | 0 | 0.021999 | 0 | 0 | 0 | 0 | 0 | 0 | 0 | 0.047552 | 0.00054 | 0.00108 | 0.00163 | 0.00217 | 0.093503 | 0 | 0.035602 |  | 0.1091 | 0.1448 | 0.2032 | 0.2039
2014-07-12 | 9時 |  | 0 | 0 | 0 | 0 | [9 empty] | 0 | 0 | 0 | 0 | 0 | 0 | 0 | 0 | 0 | 0 | 1.8668 | 0 | 0 | 0 | 0 | 0 | 0 | 0 | 0 | 0 | 0 | 0 | 0.047552 | 0.00013 | 0.00025 | 0.00038 | 0.0005 | 0.17838 | 0.10971 | 0.042749 |  | 0.3011 | 0.3368 | 0.3953 | 0.396
2014-07-12 | 10時 |  | 0 | 0 | 0 | 0 | [9 empty] | 0 | 0 | 0 | 0 | 0 | 0 | 0 | 0 | 0 | 0 | 2.086 | 0 | 0 | 0 | 0 | 0 | 0 | 0 | 0 | 0 | 0 | 0 | 0.047552 | 0.00033 | 0.00067 | 0.001 | 0.00133 | 0.093503 | 0 | 0.012523 |  | 0.0483 | 0.0483 | 0.0711 | 0.0717
2014-07-12 | 11時 |  | 0 | 0 | 0 | 0 | [9 empty] | 0 | 0 | 0 | 0 | 0 | 0 | 0 | 0 | 0 | 0 | 2.1162 | 0 | 0 | 0 | 0.082734 | 0 | 0 | 0 | 0 | 0 | 0 | 0 | 0.047552 | 0.00013 | 0.00025 | 0.00038 | 0.0005 | 0 | 0 | 0.0052775 |  | 0.056 | 0.0561 | 0.0788 | 0.0795
2014-07-12 | 12時 |  | 0 | 0 | 0 | 0 | [9 empty] | 0 | 0 | 0 | 0 | 0 | 0 | 0 | 0 | 0 | 0 | 2.2857 | 0 | 0 | 0 | 0.09302 | 0 | 0 | 0 | 0 | 0 | 0 | 0 | 0.047552 | 0.00338 | 0.00675 | 0.01013 | 0.01351 | 0.05371 | 0 | 0.0052775 |  | 0.1983 | 0.2727 | 0.3698 | 0.3705
2014-07-12 | 13時 |  | 0 | 0 | 0 | 0 | [9 empty] | 0 | 0 | 0 | 0 | 0 | 0 | 0 | 0 | 0 | 0 | 2.4012 | 0 | 0 | 0 | 0 | 0 | 0 | 0 | 0 | 0 | 0 | 0 | 0.047552 | 0.00033 | 0.00067 | 0.001 | 0.00133 | 0.11604 | 0 | 0 |  | 0.0483 | 0.0483 | 0.0711 | 0.0717
2014-07-12 | 14時 |  | 0 | 0 | 0 | 0 | [9 empty] | 0 | 0 | 0 | 0 | 0 | 0 | 0 | 0 | 0 | 0 | 2.4429 | 0 | 0 | 0 | 0 | 0 | 0 | 0 | 0 | 0 | 0 | 0 | 0.047552 | 0.00013 | 0.00025 | 0.00038 | 0.0005 | 0.031168 | 0 | 0.017801 |  | 0.056 | 0.0561 | 0.0788 | 0.0795
2014-07-12 | 15時 |  | 0 | 0 | 0 | 0 | [9 empty] | 0 | 0 | 0 | 0 | 0 | 0 | 0 | 0 | 0 | 0 | 2.416 | 0 | 0 | 0 | 0.13072 | 0 | 0 | 0 | 0 | 0 | 0 | 0 | 0.047552 | 0.00013 | 0.00025 | 0.00038 | 0.0005 | 0 | 0 | 0 |  | 0.056 | 0.0561 | 0.0788 | 0.0795
2014-07-12 | 16時 |  | 0 | 0 | 0 | 0 | [9 empty] | 0 | 0 | 0 | 0 | 0 | 0 | 0 | 0 | 0 | 0 | 2.3292 | 0 | 0 | 0 | 0.083644 | 0 | 0 | 0 | 0 | 0 | 0 | 0 | 0.047552 | 0.00033 | 0.00067 | 0.001 | 0.00133 | 0.062335 | 0 | 0.0052775 |  | 0.0483 | 0.0483 | 0.0711 | 0.0717
2014-07-12 | 17時 |  | 0 | 0 | 0 | 0 | [9 empty] | 0 | 0 | 0 | 0 | 0 | 0 | 0 | 0 | 0 | 0 | 2.0747 | 0 | 0 | 0 | 0.048652 | 0 | 0 | 0 | 0.10584 | 0 | 0 | 0 | 0.047552 | 0.00033 | 0.00067 | 0.001 | 0.00133 | 0.10536 | 0 | 0.0082775 |  | 0.1304 | 0.2048 | 0.3019 | 0.3026
2014-07-12 | 18時 |  | 0 | 0 | 0 | 0 | [9 empty] | 0 | 0 | 0 | 0 | 0 | 0 | 0 | 0 | 0 | 0 | 1.9691 | 0 | 0 | 0 | 0.027922 | 0 | 0 | 0 | 0 | 0 | 0 | 0 | 0.047552 | 0.00642 | 0.01284 | 0.01926 | 0.02568 | 0.12467 | 0 | 0.0082775 |  | 0.303 | 0.3387 | 0.3972 | 0.5469
2014-07-12 | 19時 |  | 0 | 0 | 0 | 0 | [9 empty] | 0 | 0 | 0 | 0 | 0 | 0 | 0 | 0 | 0 | 0 | 1.8605 | 0 | 0 | 0 | 0.036197 | 0 | 0 | 0 | 0.093835 | 0 | 0 | 0 | 0.047552 | 0.00642 | 0.01284 | 0.01926 | 0.02568 | 0.21072 | 0.10708 | 0.0082775 |  | 0.0991 | 0.1348 | 0.1932 | 0.1939
2014-07-12 | 20時 |  | 0 | 0 | 0 | 0 | [9 empty] | 0 | 0 | 0 | 0 | 0 | 0 | 0 | 0 | 0 | 0 | 1.8136 | 0 | 0 | 0 | 0.021848 | 0 | 0 | 0 | 0.083362 | 0 | 0 | 0 | 0.047552 | 0.00033 | 0.00067 | 0.001 | 0.00133 | 0.14927 | 0.027125 | 0 |  | 0.0917 | 0.1275 | 0.2102 | 0.2109
2014-07-12 | 21時 |  | 0 | 0 | 0 | 0 | [9 empty] | 0 | 0 | 0 | 0 | 0 | 0 | 0 | 0 | 0 | 0 | 1.5769 | 0 | 0 | 0 | 0 | 0 | 0 | 0 | 0.16737 | 0 | 0 | 0 | 0.047552 | 0.00033 | 0.00067 | 0.001 | 0.00133 | 0.14618 | 0.10814 | 0.031304 |  | 0.1216 | 0.1873 | 0.2837 | 0.2844
2014-07-12 | 22時 |  | 0 | 0 | 0 | 0 | [9 empty] | 0 | 0 | 0 | 0 | 0 | 0 | 0 | 0 | 0 | 0 | 1.6075 | 0 | 0 | 0 | 0 | 0 | 0 | 0 | 0.083377 | 0 | 0 | 0 | 0.047552 | 0.00628 | 0.01256 | 0.01884 | 0.02512 | 0.12467 | 0.16133 | 0.043827 |  | 0.1738 | 0.1917 | 0.262 | 0.2626
2014-07-12 | 23時 |  | 0 | 0 | 0 | 0 | [9 empty] | 0 | 0 | 0 | 0 | 0 | 0 | 0 | 0 | 0 | 0 | 0.85639 | 0 | 0 | 0 | 0 | 0 | 0 | 0 | 0 | 0 | 0 | 0 | 0.047552 | 0.0067 | 0.01339 | 0.02009 | 0.02679 | 0.12467 | 0.18881 | 0.031848 |  | 0.1877 | 0.2176 | 0.2756 | 0.2763
2014-07-13 | 0時 |  | 0 | 0 | 0 | 0 | [9 empty] | 0 | 0 | 0 | 0 | 0 | 0 | 0 | 0 | 0 | 0 | 0.27833 | 0 | 0 | 0 | 0 | 0 | 0 | 0 | 0 | 0 | 0 | 0 | 0.047552 | 0.00013 | 0.00025 | 0.00038 | 0.0005 | 0 | 0.078899 | 0.011656 |  | 0.1578 | 0.1578 | 0.1806 | 0.1812
2014-07-13 | 1時 |  | 0 | 0 | 0 | 0 | [9 empty] | 0 | 0 | 0 | 0 | 0 | 0 | 0 | 0 | 0 | 0 | 0.039992 | 0 | 0 | 0 | 0 | 0 | 0 | 0 | 0 | 0 | 0 | 0 | 0.047552 | 0.00013 | 0.00025 | 0.00038 | 0.0005 | 0 | 0 | 0 |  | 0.0483 | 0.0483 | 0.0711 | 0.0717
2014-07-13 | 2時 |  | 0 | 0 | 0 | 0 | [9 empty] | 0 | 0 | 0 | 0 | 0 | 0 | 0 | 0 | 0 | 0 | 0.0073168 | 0 | 0 | 0 | 0 | 0 | 0 | 0 | 0 | 0 | 0 | 0 | 0.047552 | 0.00013 | 0.00025 | 0.00038 | 0.0005 | 0 | 0 | 0 |  | 0.056 | 0.0561 | 0.0788 | 0.0795
2014-07-13 | 3時 |  | 0 | 0 | 0 | 0 | [9 empty] | 0 | 0 | 0 | 0 | 0 | 0 | 0 | 0 | 0 | 0 | 0.0014526 | 0 | 0 | 0 | 0 | 0 | 0 | 0 | 0 | 0 | 0 | 0 | 0.047552 | 0.00013 | 0.00025 | 0.00038 | 0.0005 | 0 | 0 | 0 |  | 0.056 | 0.0561 | 0.0788 | 0.0795
2014-07-13 | 4時 |  | 0 | 0 | 0 | 0 | [9 empty] | 0 | 0 | 0 | 0 | 0 | 0 | 0 | 0 | 0 | 0 | 0 | 0 | 0 | 0 | 0 | 0 | 0 | 0 | 0 | 0 | 0 | 0 | 0.047552 | 0.00013 | 0.00025 | 0.00038 | 0.0005 | 0 | 0 | 0 |  | 0.0483 | 0.0483 | 0.0711 | 0.0717
2014-07-13 | 5時 |  | 0 | 0 | 0 | 0 | [9 empty] | 0 | 0 | 0 | 0 | 0 | 0 | 0 | 0 | 0 | 0 | 0.0057443 | 0 | 0 | 0 | 0 | 0 | 0 | 0 | 0 | 0 | 0 | 0 | 0.047552 | 0.00013 | 0.00025 | 0.00038 | 0.0005 | 0 | 0 | 0 |  | 0.056 | 0.0561 | 0.0788 | 0.0795
2014-07-13 | 6時 |  | 0 | 0 | 0 | 0 | [9 empty] | 0 | 0 | 0 | 0 | 0 | 0 | 0 | 0 | 0 | 0 | 0.092855 | 0 | 0 | 0 | 0 | 0 | 0 | 0 | 0 | 0 | 0 | 0 | 0.047552 | 0.00338 | 0.00675 | 0.01013 | 0.01351 | 0 | 0.024649 | 0.011815 |  | 0.1925 | 0.2611 | 0.3525 | 0.3531
2014-07-13 | 7時 |  | 0 | 0 | 0 | 0 | [9 empty] | 0 | 0 | 0 | 0 | 0 | 0 | 0 | 0 | 0 | 0 | 1.1595 | 0 | 0 | 0 | 0 | 0 | 0 | 0 | 0 | 0 | 0 | 0 | 0.047552 | 0.00054 | 0.00108 | 0.00163 | 0.00217 | 0.13859 | 0.053895 | 0.036861 |  | 0.1524 | 0.248 | 0.3662 | 0.3669
2014-07-13 | 8時 |  | 0 | 0 | 0 | 0 | [9 empty] | 0 | 0 | 0 | 0 | 0 | 0 | 0 | 0 | 0 | 0 | 1.796 | 0 | 0 | 0 | 0 | 0 | 0 | 0 | 0 | 0 | 0 | 0 | 0.047552 | 0.00054 | 0.00108 | 0.00163 | 0.00217 | 0.093503 | 0 | 0.035602 |  | 0.1091 | 0.1448 | 0.2032 | 0.2039
2014-07-13 | 9時 |  | 0 | 0 | 0 | 0 | [9 empty] | 0 | 0 | 0 | 0 | 0 | 0 | 0 | 0 | 0 | 0 | 1.8771 | 0 | 0 | 0 | 0 | 0 | 0 | 0 | 0 | 0 | 0 | 0 | 0.047552 | 0.00013 | 0.00025 | 0.00038 | 0.0005 | 0.17838 | 0.10971 | 0.042749 |  | 0.3011 | 0.3368 | 0.3953 | 0.396
2014-07-13 | 10時 |  | 0 | 0 | 0 | 0 | [9 empty] | 0 | 0 | 0 | 0 | 0 | 0 | 0 | 0 | 0 | 0 | 2.0857 | 0 | 0 | 0 | 0 | 0 | 0 | 0 | 0 | 0 | 0 | 0 | 0.047552 | 0.00033 | 0.00067 | 0.001 | 0.00133 | 0.093503 | 0 | 0.012523 |  | 0.0483 | 0.0483 | 0.0711 | 0.0717
2014-07-13 | 11時 |  | 0 | 0 | 0 | 0 | [9 empty] | 0 | 0 | 0 | 0 | 0 | 0 | 0 | 0 | 0 | 0 | 2.0833 | 0 | 0 | 0 | 0.039741 | 0 | 0 | 0 | 0 | 0 | 0 | 0 | 0.047552 | 0.00013 | 0.00025 | 0.00038 | 0.0005 | 0 | 0 | 0.0052775 |  | 0.056 | 0.0561 | 0.0788 | 0.0795
2014-07-13 | 12時 |  | 0 | 0 | 0 | 0 | [9 empty] | 0 | 0 | 0 | 0 | 0 | 0 | 0 | 0 | 0 | 0 | 2.1817 | 0 | 0 | 0 | 0.071266 | 0 | 0 | 0 | 0 | 0 | 0 | 0 | 0.047552 | 0.00338 | 0.00675 | 0.01013 | 0.01351 | 0.05371 | 0 | 0.0052775 |  | 0.1983 | 0.2727 | 0.3698 | 0.3705
2014-07-13 | 13時 |  | 0 | 0 | 0 | 0 | [9 empty] | 0 | 0 | 0 | 0 | 0 | 0 | 0 | 0 | 0 | 0 | 2.0929 | 0 | 0 | 0 | 0 | 0 | 0 | 0 | 0 | 0 | 0 | 0 | 0.047552 | 0.00033 | 0.00067 | 0.001 | 0.00133 | 0.11604 | 0 | 0 |  | 0.0483 | 0.0483 | 0.0711 | 0.0717
2014-07-13 | 14時 |  | 0 | 0 | 0 | 0 | [9 empty] | 0 | 0 | 0 | 0 | 0 | 0 | 0 | 0 | 0 | 0 | 1.965 | 0 | 0 | 0 | 0 | 0 | 0 | 0 | 0 | 0 | 0 | 0 | 0.047552 | 0.00013 | 0.00025 | 0.00038 | 0.0005 | 0.031168 | 0 | 0.017801 |  | 0.056 | 0.0561 | 0.0788 | 0.0795
2014-07-13 | 15時 |  | 0 | 0 | 0 | 0 | [9 empty] | 0 | 0 | 0 | 0 | 0 | 0 | 0 | 0 | 0 | 0 | 2.0925 | 0 | 0 | 0 | 0.11055 | 0 | 0 | 0 | 0 | 0 | 0 | 0 | 0.047552 | 0.00013 | 0.00025 | 0.00038 | 0.0005 | 0 | 0 | 0 |  | 0.056 | 0.0561 | 0.0788 | 0.0795
2014-07-13 | 16時 |  | 0 | 0 | 0 | 0 | [9 empty] | 0 | 0 | 0 | 0 | 0 | 0 | 0 | 0 | 0 | 0 | 1.9797 | 0 | 0 | 0 | 0.063056 | 0 | 0 | 0 | 0 | 0 | 0 | 0 | 0.047552 | 0.00033 | 0.00067 | 0.001 | 0.00133 | 0.062335 | 0 | 0.0052775 |  | 0.0483 | 0.0483 | 0.0711 | 0.0717
2014-07-13 | 17時 |  | 0 | 0 | 0 | 0 | [9 empty] | 0 | 0 | 0 | 0 | 0 | 0 | 0 | 0 | 0 | 0 | 1.9516 | 0 | 0 | 0 | 0.028451 | 0 | 0 | 0 | 0.095318 | 0 | 0 | 0 | 0.047552 | 0.00033 | 0.00067 | 0.001 | 0.00133 | 0.10536 | 0 | 0.0082775 |  | 0.1304 | 0.2048 | 0.3019 | 0.3026
2014-07-13 | 18時 |  | 0 | 0 | 0 | 0 | [9 empty] | 0 | 0 | 0 | 0 | 0 | 0 | 0 | 0 | 0 | 0 | 1.5708 | 0 | 0 | 0 | 0.018572 | 0 | 0 | 0 | 0 | 0 | 0 | 0 | 0.047552 | 0.00642 | 0.01284 | 0.01926 | 0.02568 | 0.12467 | 0 | 0.0082775 |  | 0.303 | 0.3387 | 0.3972 | 0.5469
2014-07-13 | 19時 |  | 0 | 0 | 0 | 0 | [9 empty] | 0 | 0 | 0 | 0 | 0 | 0 | 0 | 0 | 0 | 0 | 1.1112 | 0 | 0 | 0 | 0.02138 | 0 | 0 | 0 | 0.08726 | 0 | 0 | 0 | 0.047552 | 0.00642 | 0.01284 | 0.01926 | 0.02568 | 0.21072 | 0.10708 | 0.0082775 |  | 0.0991 | 0.1348 | 0.1932 | 0.1939
2014-07-13 | 20時 |  | 0 | 0 | 0 | 0 | [9 empty] | 0 | 0 | 0 | 0 | 0 | 0 | 0 | 0 | 0 | 0 | 0.79487 | 0 | 0 | 0 | 0.017459 | 0 | 0 | 0 | 0 | 0 | 0 | 0 | 0.047552 | 0.00033 | 0.00067 | 0.001 | 0.00133 | 0.14927 | 0.027125 | 0 |  | 0.0917 | 0.1275 | 0.2102 | 0.2109
2014-07-13 | 21時 |  | 0 | 0 | 0 | 0 | [9 empty] | 0 | 0 | 0 | 0 | 0 | 0 | 0 | 0 | 0 | 0 | 0.61963 | 0 | 0 | 0 | 0 | 0 | 0 | 0 | 0.083504 | 0 | 0 | 0 | 0.047552 | 0.00033 | 0.00067 | 0.001 | 0.00133 | 0.14618 | 0.10814 | 0.031304 |  | 0.1216 | 0.1873 | 0.2837 | 0.2844
2014-07-13 | 22時 |  | 0 | 0 | 0 | 0 | [9 empty] | 0 | 0 | 0 | 0 | 0 | 0 | 0 | 0 | 0 | 0 | 0.32035 | 0 | 0 | 0 | 0 | 0 | 0 | 0 | 0 | 0 | 0 | 0 | 0.047552 | 0.00628 | 0.01256 | 0.01884 | 0.02512 | 0.12467 | 0.16133 | 0.043827 |  | 0.1738 | 0.1917 | 0.262 | 0.2626
2014-07-13 | 23時 |  | 0 | 0 | 0 | 0 | [9 empty] | 0 | 0 | 0 | 0 | 0 | 0 | 0 | 0 | 0 | 0 | 0.065102 | 0 | 0 | 0 | 0 | 0 | 0 | 0 | 0 | 0 | 0 | 0 | 0.047552 | 0.0067 | 0.01339 | 0.02009 | 0.02679 | 0.12467 | 0.18881 | 0.031848 |  | 0.1877 | 0.2176 | 0.2756 | 0.2763
2014-07-14 | 0時 |  | 0 | 0 | 0 | 0 | [9 empty] | 0 | 0 | 0 | 0 | 0 | 0 | 0 | 0 | 0 | 0 | 0.02342 | 0 | 0 | 0 | 0 | 0 | 0 | 0 | 0 | 0 | 0 | 0 | 0.047552 | 0.00013 | 0.00025 | 0.00038 | 0.0005 | 0 | 0.078899 | 0.011656 |  | 0.1578 | 0.1578 | 0.1806 | 0.1812
2014-07-14 | 1時 |  | 0 | 0 | 0 | 0 | [9 empty] | 0 | 0 | 0 | 0 | 0 | 0 | 0 | 0 | 0 | 0 | 0.0040064 | 0 | 0 | 0 | 0 | 0 | 0 | 0 | 0 | 0 | 0 | 0 | 0.047552 | 0.00013 | 0.00025 | 0.00038 | 0.0005 | 0 | 0 | 0 |  | 0.0483 | 0.0483 | 0.0711 | 0.0717
2014-07-14 | 2時 |  | 0 | 0 | 0 | 0 | [9 empty] | 0 | 0 | 0 | 0 | 0 | 0 | 0 | 0 | 0 | 0 | 0.00063098 | 0 | 0 | 0 | 0 | 0 | 0 | 0 | 0 | 0 | 0 | 0 | 0.047552 | 0.00013 | 0.00025 | 0.00038 | 0.0005 | 0 | 0 | 0 |  | 0.056 | 0.0561 | 0.0788 | 0.0795
2014-07-14 | 3時 |  | 0 | 0 | 0 | 0 | [9 empty] | 0 | 0 | 0 | 0 | 0 | 0 | 0 | 0 | 0 | 0 | 0 | 0 | 0 | 0 | 0 | 0 | 0 | 0 | 0 | 0 | 0 | 0 | 0.047552 | 0.00013 | 0.00025 | 0.00038 | 0.0005 | 0 | 0 | 0 |  | 0.056 | 0.0561 | 0.0788 | 0.0795
2014-07-14 | 4時 |  | 0 | 0 | 0 | 0 | [9 empty] | 0 | 0 | 0 | 0 | 0 | 0 | 0 | 0 | 0 | 0 | 0 | 0 | 0 | 0 | 0 | 0 | 0 | 0 | 0 | 0 | 0 | 0 | 0.047552 | 0.00013 | 0.00025 | 0.00038 | 0.0005 | 0 | 0 | 0 |  | 0.0483 | 0.0483 | 0.0711 | 0.0717
2014-07-14 | 5時 |  | 0 | 0 | 0 | 0 | [9 empty] | 0 | 0 | 0 | 0 | 0 | 0 | 0 | 0 | 0 | 0 | 0 | 0 | 0 | 0 | 0 | 0 | 0 | 0 | 0 | 0 | 0 | 0 | 0.047552 | 0.00013 | 0.00025 | 0.00038 | 0.0005 | 0 | 0 | 0 |  | 0.056 | 0.0561 | 0.0788 | 0.0795
2014-07-14 | 6時 |  | 0 | 0 | 0 | 0 | [9 empty] | 0 | 0 | 0 | 0 | 0 | 0 | 0 | 0 | 0 | 0 | 0.04132 | 0 | 0 | 0 | 0 | 0 | 0 | 0 | 0 | 0 | 0 | 0 | 0.047552 | 0.00338 | 0.00675 | 0.01013 | 0.01351 | 0 | 0.024649 | 0.011815 |  | 0.1925 | 0.2611 | 0.3525 | 0.3531
2014-07-14 | 7時 |  | 0 | 0 | 0 | 0 | [9 empty] | 0 | 0 | 0 | 0 | 0 | 0 | 0 | 0 | 0 | 0 | 0.36981 | 0 | 0 | 0 | 0 | 0 | 0 | 0 | 0 | 0 | 0 | 0 | 0.047552 | 0.00054 | 0.00108 | 0.00163 | 0.00217 | 0.13859 | 0.053895 | 0.036861 |  | 0.1524 | 0.248 | 0.3662 | 0.3669
2014-07-14 | 8時 |  | 0 | 0 | 0 | 0 | [9 empty] | 0 | 0 | 0 | 0 | 0 | 0 | 0 | 0 | 0 | 0 | 1.5372 | 0 | 0 | 0 | 0 | 0 | 0 | 0 | 0 | 0 | 0 | 0 | 0.047552 | 0.00054 | 0.00108 | 0.00163 | 0.00217 | 0.093503 | 0 | 0.035602 |  | 0.1091 | 0.1448 | 0.2032 | 0.2039
2014-07-14 | 9時 |  | 0 | 0 | 0 | 0 | [9 empty] | 0 | 0 | 0 | 0 | 0 | 0 | 0 | 0 | 0 | 0 | 1.7013 | 0 | 0 | 0 | 0 | 0 | 0 | 0 | 0 | 0 | 0 | 0 | 0.047552 | 0.00013 | 0.00025 | 0.00038 | 0.0005 | 0.17838 | 0.10971 | 0.042749 |  | 0.3011 | 0.3368 | 0.3953 | 0.396
2014-07-14 | 10時 |  | 0 | 0 | 0 | 0 | [9 empty] | 0 | 0 | 0 | 0 | 0 | 0 | 0 | 0 | 0 | 0 | 1.6739 | 0 | 0 | 0 | 0 | 0 | 0 | 0 | 0 | 0 | 0 | 0 | 0.047552 | 0.00033 | 0.00067 | 0.001 | 0.00133 | 0.093503 | 0 | 0.012523 |  | 0.0483 | 0.0483 | 0.0711 | 0.0717
2014-07-14 | 11時 |  | 0 | 0 | 0 | 0 | [9 empty] | 0 | 0 | 0 | 0 | 0 | 0 | 0 | 0 | 0 | 0 | 1.8918 | 0 | 0 | 0 | 0.027198 | 0 | 0 | 0 | 0 | 0 | 0 | 0 | 0.047552 | 0.00013 | 0.00025 | 0.00038 | 0.0005 | 0 | 0 | 0.0052775 |  | 0.056 | 0.0561 | 0.0788 | 0.0795
2014-07-14 | 12時 |  | 0 | 0 | 0 | 0 | [9 empty] | 0 | 0 | 0 | 0 | 0 | 0 | 0 | 0 | 0 | 0 | 1.9242 | 0 | 0 | 0 | 0.039401 | 0 | 0 | 0 | 0 | 0 | 0 | 0 | 0.047552 | 0.00338 | 0.00675 | 0.01013 | 0.01351 | 0.05371 | 0 | 0.0052775 |  | 0.1983 | 0.2727 | 0.3698 | 0.3705
2014-07-14 | 13時 |  | 0 | 0 | 0 | 0 | [9 empty] | 0 | 0 | 0 | 0 | 0 | 0 | 0 | 0 | 0 | 0 | 1.8876 | 0 | 0 | 0 | 0 | 0 | 0 | 0 | 0 | 0 | 0 | 0 | 0.047552 | 0.00033 | 0.00067 | 0.001 | 0.00133 | 0.11604 | 0 | 0 |  | 0.0483 | 0.0483 | 0.0711 | 0.0717
2014-07-14 | 14時 |  | 0 | 0 | 0 | 0 | [9 empty] | 0 | 0 | 0 | 0 | 0 | 0 | 0 | 0 | 0 | 0 | 1.9751 | 0 | 0 | 0 | 0 | 0 | 0 | 0 | 0 | 0 | 0 | 0 | 0.047552 | 0.00013 | 0.00025 | 0.00038 | 0.0005 | 0.031168 | 0 | 0.017801 |  | 0.056 | 0.0561 | 0.0788 | 0.0795
2014-07-14 | 15時 |  | 0 | 0 | 0 | 0 | [9 empty] | 0 | 0 | 0 | 0 | 0 | 0 | 0 | 0 | 0 | 0 | 2.1321 | 0 | 0 | 0 | 0.075202 | 0 | 0 | 0 | 0 | 0 | 0 | 0 | 0.047552 | 0.00013 | 0.00025 | 0.00038 | 0.0005 | 0 | 0 | 0 |  | 0.056 | 0.0561 | 0.0788 | 0.0795
2014-07-14 | 16時 |  | 0 | 0 | 0 | 0 | [9 empty] | 0 | 0 | 0 | 0 | 0 | 0 | 0 | 0 | 0 | 0 | 2.0623 | 0 | 0 | 0 | 0.052764 | 0 | 0 | 0 | 0 | 0 | 0 | 0 | 0.047552 | 0.00033 | 0.00067 | 0.001 | 0.00133 | 0.062335 | 0 | 0.0052775 |  | 0.0483 | 0.0483 | 0.0711 | 0.0717
2014-07-14 | 17時 |  | 0 | 0 | 0 | 0 | [9 empty] | 0 | 0 | 0 | 0 | 0 | 0 | 0 | 0 | 0 | 0 | 1.9628 | 0 | 0 | 0 | 0.023581 | 0 | 0 | 0 | 0.089155 | 0 | 0 | 0 | 0.047552 | 0.00033 | 0.00067 | 0.001 | 0.00133 | 0.10536 | 0 | 0.0082775 |  | 0.1304 | 0.2048 | 0.3019 | 0.3026
2014-07-14 | 18時 |  | 0 | 0 | 0 | 0 | [9 empty] | 0 | 0 | 0 | 0 | 0 | 0 | 0 | 0 | 0 | 0 | 1.6928 | 0 | 0 | 0 | 0 | 0 | 0 | 0 | 0 | 0 | 0 | 0 | 0.047552 | 0.00642 | 0.01284 | 0.01926 | 0.02568 | 0.12467 | 0 | 0.0082775 |  | 0.303 | 0.3387 | 0.3972 | 0.5469
2014-07-14 | 19時 |  | 0 | 0 | 0 | 0 | [9 empty] | 0 | 0 | 0 | 0 | 0 | 0 | 0 | 0 | 0 | 0 | 1.1362 | 0 | 0 | 0 | 0.020436 | 0 | 0 | 0 | 0.084946 | 0 | 0 | 0 | 0.047552 | 0.00642 | 0.01284 | 0.01926 | 0.02568 | 0.21072 | 0.10708 | 0.0082775 |  | 0.0991 | 0.1348 | 0.1932 | 0.1939
2014-07-14 | 20時 |  | 0 | 0 | 0 | 0 | [9 empty] | 0 | 0 | 0 | 0 | 0 | 0 | 0 | 0 | 0 | 0 | 0.77422 | 0 | 0 | 0 | 0 | 0 | 0 | 0 | 0 | 0 | 0 | 0 | 0.047552 | 0.00033 | 0.00067 | 0.001 | 0.00133 | 0.14927 | 0.027125 | 0 |  | 0.0917 | 0.1275 | 0.2102 | 0.2109
2014-07-14 | 21時 |  | 0 | 0 | 0 | 0 | [9 empty] | 0 | 0 | 0 | 0 | 0 | 0 | 0 | 0 | 0 | 0 | 0.64496 | 0 | 0 | 0 | 0 | 0 | 0 | 0 | 0 | 0 | 0 | 0 | 0.047552 | 0.00033 | 0.00067 | 0.001 | 0.00133 | 0.14618 | 0.10814 | 0.031304 |  | 0.1216 | 0.1873 | 0.2837 | 0.2844
2014-07-14 | 22時 |  | 0 | 0 | 0 | 0 | [9 empty] | 0 | 0 | 0 | 0 | 0 | 0 | 0 | 0 | 0 | 0 | 0.37776 | 0 | 0 | 0 | 0 | 0 | 0 | 0 | 0 | 0 | 0 | 0 | 0.047552 | 0.00628 | 0.01256 | 0.01884 | 0.02512 | 0.12467 | 0.16133 | 0.043827 |  | 0.1738 | 0.1917 | 0.262 | 0.2626
2014-07-14 | 23時 |  | 0 | 0 | 0 | 0 | [9 empty] | 0 | 0 | 0 | 0 | 0 | 0 | 0 | 0 | 0 | 0 | 0.014748 | 0 | 0 | 0 | 0 | 0 | 0 | 0 | 0 | 0 | 0 | 0 | 0.047552 | 0.0067 | 0.01339 | 0.02009 | 0.02679 | 0.12467 | 0.18881 | 0.031848 |  | 0.1877 | 0.2176 | 0.2756 | 0.2763
2014-07-15 | 0時 |  | 0 | 0 | 0 | 0 | [9 empty] | 0 | 0 | 0 | 0 | 0 | 0 | 0 | 0 | 0 | 0 | 0.007307 | 0 | 0 | 0 | 0 | 0 | 0 | 0 | 0 | 0 | 0 | 0 | 0.047552 | 0.00013 | 0.00025 | 0.00038 | 0.0005 | 0 | 0 | 0 |  | 0.1578 | 0.1578 | 0.1806 | 0.1812
2014-07-15 | 1時 |  | 0 | 0 | 0 | 0 | [9 empty] | 0 | 0 | 0 | 0 | 0 | 0 | 0 | 0 | 0 | 0 | 0 | 0 | 0 | 0 | 0 | 0 | 0 | 0 | 0 | 0 | 0 | 0 | 0.047552 | 0.00013 | 0.00025 | 0.00038 | 0.0005 | 0 | 0 | 0 |  | 0.0483 | 0.0483 | 0.0711 | 0.0717
2014-07-15 | 2時 |  | 0 | 0 | 0 | 0 | [9 empty] | 0 | 0 | 0 | 0 | 0 | 0 | 0 | 0 | 0 | 0 | 0 | 0 | 0 | 0 | 0 | 0 | 0 | 0 | 0 | 0 | 0 | 0 | 0.047552 | 0.00013 | 0.00025 | 0.00038 | 0.0005 | 0 | 0 | 0 |  | 0.056 | 0.0561 | 0.0788 | 0.0795
2014-07-15 | 3時 |  | 0 | 0 | 0 | 0 | [9 empty] | 0 | 0 | 0 | 0 | 0 | 0 | 0 | 0 | 0 | 0 | 0 | 0 | 0 | 0 | 0 | 0 | 0 | 0 | 0 | 0 | 0 | 0 | 0.047552 | 0.00013 | 0.00025 | 0.00038 | 0.0005 | 0 | 0 | 0 |  | 0.056 | 0.0561 | 0.0788 | 0.0795
2014-07-15 | 4時 |  | 0 | 0 | 0 | 0 | [9 empty] | 0 | 0 | 0 | 0 | 0 | 0 | 0 | 0 | 0 | 0 | 0 | 0 | 0 | 0 | 0 | 0 | 0 | 0 | 0 | 0 | 0 | 0 | 0.047552 | 0.00013 | 0.00025 | 0.00038 | 0.0005 | 0 | 0 | 0 |  | 0.0483 | 0.0483 | 0.0711 | 0.0717
2014-07-15 | 5時 |  | 0 | 0 | 0 | 0 | [9 empty] | 0 | 0 | 0 | 0 | 0 | 0 | 0 | 0 | 0 | 0 | 0 | 0 | 0 | 0 | 0 | 0 | 0 | 0 | 0 | 0 | 0 | 0 | 0.047552 | 0.00013 | 0.00025 | 0.00038 | 0.0005 | 0 | 0 | 0 |  | 0.056 | 0.0561 | 0.0788 | 0.0795
2014-07-15 | 6時 |  | 0 | 0 | 0 | 0 | [9 empty] | 0 | 0 | 0 | 0 | 0 | 0 | 0 | 0 | 0 | 0 | 0.0062851 | 0 | 0 | 0 | 0 | 0 | 0 | 0 | 0 | 0 | 0 | 0 | 0.047552 | 0.00013 | 0.00025 | 0.00038 | 0.0005 | 0 | 0 | 0 |  | 0.056 | 0.0561 | 0.0788 | 0.0795
2014-07-15 | 7時 |  | 0 | 0 | 0 | 0 | [9 empty] | 0 | 0 | 0 | 0 | 0 | 0 | 0 | 0 | 0 | 0 | 0.1047 | 0 | 0 | 0 | 0 | 0 | 0 | 0 | 0 | 0 | 0 | 0 | 0.047552 | 0.00054 | 0.00108 | 0.00163 | 0.00217 | 0 | 0.024649 | 0.022689 |  | 0.1168 | 0.1854 | 0.2767 | 0.2774
2014-07-15 | 8時 |  | 0 | 0 | 0 | 0 | [9 empty] | 0 | 0 | 0 | 0 | 0 | 0 | 0 | 0 | 0 | 0 | 1.4976 | 0 | 0 | 0 | 0 | 0 | 0 | 0 | 0 | 0 | 0 | 0 | 0.047552 | 0.00379 | 0.00759 | 0.01138 | 0.01518 | 0.084877 | 0.078545 | 0.064582 |  | 0.2156 | 0.2812 | 0.3696 | 0.3702
2014-07-15 | 9時 |  | 0 | 0 | 0 | 0 | [9 empty] | 0 | 0 | 0 | 0 | 0 | 0 | 0 | 0 | 0 | 0 | 1.6691 | 0 | 0 | 0 | 0.047311 | 0 | 0 | 0 | 0.1822 | 0 | 0 | 0 | 0.047552 | 0.00033 | 0.00067 | 0.001 | 0.00133 | 0.23209 | 0.16325 | 0.052059 |  | 0.2163 | 0.252 | 0.3265 | 0.3272
2014-07-15 | 10時 |  | 0 | 0 | 0 | 0 | [9 empty] | 0 | 0 | 0 | 0 | 0 | 0 | 0 | 0 | 0 | 0 | 1.7833 | 0 | 0 | 0 | 0.1029 | 0 | 0 | 0 | 0.21354 | 0 | 0 | 0 | 0.047552 | 0.00054 | 0.00108 | 0.00163 | 0.00217 | 0.12467 | 0.21558 | 0.037471 |  | 0.1917 | 0.2274 | 0.3128 | 0.3134
2014-07-15 | 11時 |  | 0 | 0 | 0 | 0 | [9 empty] | 0 | 0 | 0 | 0 | 0 | 0 | 0 | 0 | 0 | 0 | 1.9532 | 0 | 0 | 0 | 0.12117 | 0 | 0 | 0 | 0.11158 | 0 | 0 | 0 | 0.047552 | 0.00033 | 0.00067 | 0.001 | 0.00133 | 0.12467 | 0.21558 | 0 |  | 0.1994 | 0.2352 | 0.315 | 0.3157
2014-07-15 | 12時 |  | 0 | 0 | 0 | 0 | [9 empty] | 0 | 0 | 0 | 0 | 0 | 0 | 0 | 0 | 0 | 0 | 2.0136 | 0 | 0 | 0 | 0.11414 | 0 | 0 | 0 | 0 | 0 | 0 | 0 | 0.047552 | 0.00338 | 0.00675 | 0.01013 | 0.01351 | 0.14721 | 0.13456 | 0.018352 |  | 0.1983 | 0.2727 | 0.3698 | 0.3705
2014-07-15 | 13時 |  | 0 | 0 | 0 | 0 | [9 empty] | 0 | 0 | 0 | 0 | 0 | 0 | 0 | 0 | 0 | 0 | 1.9352 | 0 | 0 | 0 | 0 | 0 | 0 | 0 | 0 | 0 | 0 | 0 | 0.047552 | 0.00033 | 0.00067 | 0.001 | 0.00133 | 0.13756 | 0.026771 | 0.023629 |  | 0.0483 | 0.0483 | 0.0711 | 0.0717
2014-07-15 | 14時 |  | 0 | 0 | 0 | 0 | [9 empty] | 0 | 0 | 0 | 0 | 0 | 0 | 0 | 0 | 0 | 0 | 1.9134 | 0 | 0 | 0 | 0 | 0 | 0 | 0 | 0 | 0 | 0 | 0 | 0.047552 | 0.00013 | 0.00025 | 0.00038 | 0.0005 | 0 | 0 | 0 |  | 0.056 | 0.0561 | 0.0788 | 0.0795
2014-07-15 | 15時 |  | 0 | 0 | 0 | 0 | [9 empty] | 0 | 0 | 0 | 0 | 0 | 0 | 0 | 0 | 0 | 0 | 1.5802 | 0 | 0 | 0 | 0.17742 | 0 | 0 | 0 | 0.14028 | 0 | 0 | 0 | 0.047552 | 0.00013 | 0.00025 | 0.00038 | 0.0005 | 0 | 0 | 0 |  | 0.056 | 0.0561 | 0.0788 | 0.0795
2014-07-15 | 16時 |  | 0 | 0 | 0 | 0 | [9 empty] | 0 | 0 | 0 | 0 | 0 | 0 | 0 | 0 | 0 | 0 | 1.4893 | 0 | 0 | 0 | 0.090594 | 0 | 0 | 0 | 0.10736 | 0 | 0 | 0 | 0.047552 | 0.00054 | 0.00108 | 0.00163 | 0.00217 | 0.062335 | 0.054249 | 0.024058 |  | 0.2095 | 0.275 | 0.3956 | 0.5453
2014-07-15 | 17時 |  | 0 | 0 | 0 | 0 | [9 empty] | 0 | 0 | 0 | 0 | 0 | 0 | 0 | 0 | 0 | 0 | 1.1902 | 0 | 0 | 0 | 0.059312 | 0 | 0 | 0 | 0.097523 | 0 | 0 | 0 | 0.047552 | 0.00642 | 0.01284 | 0.01926 | 0.02568 | 0.12467 | 0.1085 | 0.026923 |  | 0.2423 | 0.2781 | 0.3689 | 0.5187
2014-07-15 | 18時 |  | 0 | 0 | 0 | 0 | [9 empty] | 0 | 0 | 0 | 0 | 0 | 0 | 0 | 0 | 0 | 0 | 0.72911 | 0 | 0 | 0 | 0.063076 | 0 | 0 | 0 | 0 | 0 | 0 | 0 | 0.047552 | 0.00642 | 0.01284 | 0.01926 | 0.02568 | 0.21072 | 0.1085 | 0 |  | 0.1819 | 0.2177 | 0.2978 | 0.4476
2014-07-15 | 19時 |  | 0 | 0 | 0 | 0 | [9 empty] | 0 | 0 | 0 | 0 | 0 | 0 | 0 | 0 | 0 | 0 | 0.78943 | 0 | 0 | 0 | 0.038816 | 0 | 0 | 0 | 0.18598 | 0 | 0 | 0 | 0.047552 | 0.00013 | 0.00025 | 0.00038 | 0.0005 | 0.12879 | 0 | 0.006537 |  | 0.0998 | 0.1355 | 0.2049 | 0.2056
2014-07-15 | 20時 |  | 0 | 0 | 0 | 0 | [9 empty] | 0 | 0 | 0 | 0 | 0 | 0 | 0 | 0 | 0 | 0 | 0.67062 | 0 | 0 | 0 | 0.028643 | 0 | 0 | 0 | 0.17033 | 0 | 0 | 0 | 0.047552 | 0.00033 | 0.00067 | 0.001 | 0.00133 | 0.16769 | 0.10779 | 0.006537 |  | 0.0917 | 0.1275 | 0.2183 | 0.219
2014-07-15 | 21時 |  | 0 | 0 | 0 | 0 | [9 empty] | 0 | 0 | 0 | 0 | 0 | 0 | 0 | 0 | 0 | 0 | 0.53042 | 0 | 0 | 0 | 0.018293 | 0 | 0 | 0 | 0.17096 | 0 | 0 | 0 | 0.047552 | 0.00628 | 0.01256 | 0.01884 | 0.02512 | 0.12467 | 0.18846 | 0.012659 |  | 0.1755 | 0.2411 | 0.3458 | 0.3465
2014-07-15 | 22時 |  | 0 | 0 | 0 | 0 | [9 empty] | 0 | 0 | 0 | 0 | 0 | 0 | 0 | 0 | 0 | 0 | 0.081976 | 0 | 0 | 0 | 0 | 0 | 0 | 0 | 0 | 0 | 0 | 0 | 0.047552 | 0.00649 | 0.01298 | 0.01947 | 0.02595 | 0.12467 | 0.16133 | 0.043827 |  | 0.1139 | 0.1795 | 0.3002 | 0.3009
2014-07-15 | 23時 |  | 0 | 0 | 0 | 0 | [9 empty] | 0 | 0 | 0 | 0 | 0 | 0 | 0 | 0 | 0 | 0 | 0.011234 | 0 | 0 | 0 | 0 | 0 | 0 | 0 | 0 | 0 | 0 | 0 | 0.047552 | 0.00331 | 0.00661 | 0.00992 | 0.01323 | 0.062335 | 0.15709 | 0.04296 |  | 0.1578 | 0.1578 | 0.1806 | 0.1812
2014-07-16 | 0時 |  | 0 | 0 | 0 | 0 | [9 empty] | 0 | 0 | 0 | 0 | 0 | 0 | 0 | 0 | 0 | 0 | 0.003068 | 0 | 0 | 0 | 0 | 0 | 0 | 0 | 0 | 0 | 0 | 0 | 0.047552 | 0.00013 | 0.00025 | 0.00038 | 0.0005 | 0 | 0 | 0 |  | 0.1578 | 0.1578 | 0.1806 | 0.1812
2014-07-16 | 1時 |  | 0 | 0 | 0 | 0 | [9 empty] | 0 | 0 | 0 | 0 | 0 | 0 | 0 | 0 | 0 | 0 | 0 | 0 | 0 | 0 | 0 | 0 | 0 | 0 | 0 | 0 | 0 | 0 | 0.047552 | 0.00013 | 0.00025 | 0.00038 | 0.0005 | 0 | 0 | 0 |  | 0.0483 | 0.0483 | 0.0711 | 0.0717
2014-07-16 | 2時 |  | 0 | 0 | 0 | 0 | [9 empty] | 0 | 0 | 0 | 0 | 0 | 0 | 0 | 0 | 0 | 0 | 0 | 0 | 0 | 0 | 0 | 0 | 0 | 0 | 0 | 0 | 0 | 0 | 0.047552 | 0.00013 | 0.00025 | 0.00038 | 0.0005 | 0 | 0 | 0 |  | 0.056 | 0.0561 | 0.0788 | 0.0795
2014-07-16 | 3時 |  | 0 | 0 | 0 | 0 | [9 empty] | 0 | 0 | 0 | 0 | 0 | 0 | 0 | 0 | 0 | 0 | 0 | 0 | 0 | 0 | 0 | 0 | 0 | 0 | 0 | 0 | 0 | 0 | 0.047552 | 0.00013 | 0.00025 | 0.00038 | 0.0005 | 0 | 0 | 0 |  | 0.056 | 0.0561 | 0.0788 | 0.0795
2014-07-16 | 4時 |  | 0 | 0 | 0 | 0 | [9 empty] | 0 | 0 | 0 | 0 | 0 | 0 | 0 | 0 | 0 | 0 | 0 | 0 | 0 | 0 | 0 | 0 | 0 | 0 | 0 | 0 | 0 | 0 | 0.047552 | 0.00013 | 0.00025 | 0.00038 | 0.0005 | 0 | 0 | 0 |  | 0.0483 | 0.0483 | 0.0711 | 0.0717
2014-07-16 | 5時 |  | 0 | 0 | 0 | 0 | [9 empty] | 0 | 0 | 0 | 0 | 0 | 0 | 0 | 0 | 0 | 0 | 0 | 0 | 0 | 0 | 0 | 0 | 0 | 0 | 0 | 0 | 0 | 0 | 0.047552 | 0.00013 | 0.00025 | 0.00038 | 0.0005 | 0 | 0 | 0 |  | 0.056 | 0.0561 | 0.0788 | 0.0795
2014-07-16 | 6時 |  | 0 | 0 | 0 | 0 | [9 empty] | 0 | 0 | 0 | 0 | 0 | 0 | 0 | 0 | 0 | 0 | 0.012521 | 0 | 0 | 0 | 0 | 0 | 0 | 0 | 0 | 0 | 0 | 0 | 0.047552 | 0.00013 | 0.00025 | 0.00038 | 0.0005 | 0 | 0 | 0 |  | 0.056 | 0.0561 | 0.0788 | 0.0795
2014-07-16 | 7時 |  | 0 | 0 | 0 | 0 | [9 empty] | 0 | 0 | 0 | 0 | 0 | 0 | 0 | 0 | 0 | 0 | 0.12406 | 0 | 0 | 0 | 0 | 0 | 0 | 0 | 0 | 0 | 0 | 0 | 0.047552 | 0.00054 | 0.00108 | 0.00163 | 0.00217 | 0 | 0.024649 | 0.022689 |  | 0.1168 | 0.1854 | 0.2767 | 0.2774
2014-07-16 | 8時 |  | 0 | 0 | 0 | 0 | [9 empty] | 0 | 0 | 0 | 0 | 0 | 0 | 0 | 0 | 0 | 0 | 0.65163 | 0 | 0 | 0 | 0 | 0 | 0 | 0 | 0 | 0 | 0 | 0 | 0.047552 | 0.00379 | 0.00759 | 0.01138 | 0.01518 | 0.084877 | 0.078545 | 0.064582 |  | 0.2156 | 0.2812 | 0.3696 | 0.3702
2014-07-16 | 9時 |  | 0 | 0 | 0 | 0 | [9 empty] | 0 | 0 | 0 | 0 | 0 | 0 | 0 | 0 | 0 | 0 | 1.4108 | 0 | 0 | 0 | 0.055478 | 0 | 0 | 0 | 0.18783 | 0 | 0 | 0 | 0.047552 | 0.00033 | 0.00067 | 0.001 | 0.00133 | 0.23209 | 0.16325 | 0.052059 |  | 0.2163 | 0.252 | 0.3265 | 0.3272
2014-07-16 | 10時 |  | 0 | 0 | 0 | 0 | [9 empty] | 0 | 0 | 0 | 0 | 0 | 0 | 0 | 0 | 0 | 0 | 1.4351 | 0 | 0 | 0 | 0.094764 | 0 | 0 | 0 | 0.20976 | 0 | 0 | 0 | 0.047552 | 0.00054 | 0.00108 | 0.00163 | 0.00217 | 0.12467 | 0.21558 | 0.037471 |  | 0.1917 | 0.2274 | 0.3128 | 0.3134
2014-07-16 | 11時 |  | 0 | 0 | 0 | 0 | [9 empty] | 0 | 0 | 0 | 0 | 0 | 0 | 0 | 0 | 0 | 0 | 1.5338 | 0 | 0 | 0 | 0.10835 | 0 | 0 | 0 | 0.1084 | 0 | 0 | 0 | 0.047552 | 0.00033 | 0.00067 | 0.001 | 0.00133 | 0.12467 | 0.21558 | 0 |  | 0.1994 | 0.2352 | 0.315 | 0.3157
2014-07-16 | 12時 |  | 0 | 0 | 0 | 0 | [9 empty] | 0 | 0 | 0 | 0 | 0 | 0 | 0 | 0 | 0 | 0 | 1.8519 | 0 | 0 | 0 | 0.10821 | 0 | 0 | 0 | 0 | 0 | 0 | 0 | 0.047552 | 0.00338 | 0.00675 | 0.01013 | 0.01351 | 0.14721 | 0.13456 | 0.018352 |  | 0.1983 | 0.2727 | 0.3698 | 0.3705
2014-07-16 | 13時 |  | 0 | 0 | 0 | 0 | [9 empty] | 0 | 0 | 0 | 0 | 0 | 0 | 0 | 0 | 0 | 0 | 1.8546 | 0 | 0 | 0 | 0 | 0 | 0 | 0 | 0 | 0 | 0 | 0 | 0.047552 | 0.00033 | 0.00067 | 0.001 | 0.00133 | 0.13756 | 0.026771 | 0.023629 |  | 0.0483 | 0.0483 | 0.0711 | 0.0717
2014-07-16 | 14時 |  | 0 | 0 | 0 | 0 | [9 empty] | 0 | 0 | 0 | 0 | 0 | 0 | 0 | 0 | 0 | 0 | 1.8179 | 0 | 0 | 0 | 0 | 0 | 0 | 0 | 0 | 0 | 0 | 0 | 0.047552 | 0.00013 | 0.00025 | 0.00038 | 0.0005 | 0 | 0 | 0 |  | 0.056 | 0.0561 | 0.0788 | 0.0795
2014-07-16 | 15時 |  | 0 | 0 | 0 | 0 | [9 empty] | 0 | 0 | 0 | 0 | 0 | 0 | 0 | 0 | 0 | 0 | 1.9623 | 0 | 0 | 0 | 0.18363 | 0 | 0 | 0 | 0.1453 | 0 | 0 | 0 | 0.047552 | 0.00013 | 0.00025 | 0.00038 | 0.0005 | 0 | 0 | 0 |  | 0.056 | 0.0561 | 0.0788 | 0.0795
2014-07-16 | 16時 |  | 0 | 0 | 0 | 0 | [9 empty] | 0 | 0 | 0 | 0 | 0 | 0 | 0 | 0 | 0 | 0 | 1.9533 | 0 | 0 | 0 | 0.10286 | 0 | 0 | 0 | 0.11084 | 0 | 0 | 0 | 0.047552 | 0.00054 | 0.00108 | 0.00163 | 0.00217 | 0.062335 | 0.054249 | 0.024058 |  | 0.2095 | 0.275 | 0.3956 | 0.5453
2014-07-16 | 17時 |  | 0 | 0 | 0 | 0 | [9 empty] | 0 | 0 | 0 | 0 | 0 | 0 | 0 | 0 | 0 | 0 | 1.8186 | 0 | 0 | 0 | 0.066359 | 0 | 0 | 0 | 0.098432 | 0 | 0 | 0 | 0.047552 | 0.00642 | 0.01284 | 0.01926 | 0.02568 | 0.12467 | 0.1085 | 0.026923 |  | 0.2423 | 0.2781 | 0.3689 | 0.5187
2014-07-16 | 18時 |  | 0 | 0 | 0 | 0 | [9 empty] | 0 | 0 | 0 | 0 | 0 | 0 | 0 | 0 | 0 | 0 | 1.5648 | 0 | 0 | 0 | 0.062915 | 0 | 0 | 0 | 0 | 0 | 0 | 0 | 0.047552 | 0.00642 | 0.01284 | 0.01926 | 0.02568 | 0.21072 | 0.1085 | 0 |  | 0.1819 | 0.2177 | 0.2978 | 0.4476
2014-07-16 | 19時 |  | 0 | 0 | 0 | 0 | [9 empty] | 0 | 0 | 0 | 0 | 0 | 0 | 0 | 0 | 0 | 0 | 1.2609 | 0 | 0 | 0 | 0.038989 | 0 | 0 | 0 | 0.18649 | 0 | 0 | 0 | 0.047552 | 0.00013 | 0.00025 | 0.00038 | 0.0005 | 0.12879 | 0 | 0.006537 |  | 0.0998 | 0.1355 | 0.2049 | 0.2056
2014-07-16 | 20時 |  | 0 | 0 | 0 | 0 | [9 empty] | 0 | 0 | 0 | 0 | 0 | 0 | 0 | 0 | 0 | 0 | 1.0764 | 0 | 0 | 0 | 0.029541 | 0 | 0 | 0 | 0.17068 | 0 | 0 | 0 | 0.047552 | 0.00033 | 0.00067 | 0.001 | 0.00133 | 0.16769 | 0.10779 | 0.006537 |  | 0.0917 | 0.1275 | 0.2183 | 0.219
2014-07-16 | 21時 |  | 0 | 0 | 0 | 0 | [9 empty] | 0 | 0 | 0 | 0 | 0 | 0 | 0 | 0 | 0 | 0 | 0.8015 | 0 | 0 | 0 | 0.018466 | 0 | 0 | 0 | 0.1714 | 0 | 0 | 0 | 0.047552 | 0.00628 | 0.01256 | 0.01884 | 0.02512 | 0.12467 | 0.18846 | 0.012659 |  | 0.1755 | 0.2411 | 0.3458 | 0.3465
2014-07-16 | 22時 |  | 0 | 0 | 0 | 0 | [9 empty] | 0 | 0 | 0 | 0 | 0 | 0 | 0 | 0 | 0 | 0 | 0.28615 | 0 | 0 | 0 | 0 | 0 | 0 | 0 | 0 | 0 | 0 | 0 | 0.047552 | 0.00649 | 0.01298 | 0.01947 | 0.02595 | 0.12467 | 0.16133 | 0.043827 |  | 0.1139 | 0.1795 | 0.3002 | 0.3009
2014-07-16 | 23時 |  | 0 | 0 | 0 | 0 | [9 empty] | 0 | 0 | 0 | 0 | 0 | 0 | 0 | 0 | 0 | 0 | 0.12142 | 0 | 0 | 0 | 0 | 0 | 0 | 0 | 0 | 0 | 0 | 0 | 0.047552 | 0.00331 | 0.00661 | 0.00992 | 0.01323 | 0.062335 | 0.15709 | 0.04296 |  | 0.1578 | 0.1578 | 0.1806 | 0.1812
2014-07-17 | 0時 |  | 0 | 0 | 0 | 0 | [9 empty] | 0 | 0 | 0 | 0 | 0 | 0 | 0 | 0 | 0 | 0 | 0.05433 | 0 | 0 | 0 | 0 | 0 | 0 | 0 | 0 | 0 | 0 | 0 | 0.047552 | 0.00013 | 0.00025 | 0.00038 | 0.0005 | 0 | 0.078899 | 0.011656 |  | 0.1578 | 0.1578 | 0.1806 | 0.1812
2014-07-17 | 1時 |  | 0 | 0 | 0 | 0 | [9 empty] | 0 | 0 | 0 | 0 | 0 | 0 | 0 | 0 | 0 | 0 | 0.029179 | 0 | 0 | 0 | 0 | 0 | 0 | 0 | 0 | 0 | 0 | 0 | 0.047552 | 0.00013 | 0.00025 | 0.00038 | 0.0005 | 0 | 0 | 0 |  | 0.0483 | 0.0483 | 0.0711 | 0.0717
2014-07-17 | 2時 |  | 0 | 0 | 0 | 0 | [9 empty] | 0 | 0 | 0 | 0 | 0 | 0 | 0 | 0 | 0 | 0 | 0.0086988 | 0 | 0 | 0 | 0 | 0 | 0 | 0 | 0 | 0 | 0 | 0 | 0.047552 | 0.00013 | 0.00025 | 0.00038 | 0.0005 | 0 | 0 | 0 |  | 0.056 | 0.0561 | 0.0788 | 0.0795
2014-07-17 | 3時 |  | 0 | 0 | 0 | 0 | [9 empty] | 0 | 0 | 0 | 0 | 0 | 0 | 0 | 0 | 0 | 0 | 0.0024494 | 0 | 0 | 0 | 0 | 0 | 0 | 0 | 0 | 0 | 0 | 0 | 0.047552 | 0.00013 | 0.00025 | 0.00038 | 0.0005 | 0 | 0 | 0 |  | 0.056 | 0.0561 | 0.0788 | 0.0795
2014-07-17 | 4時 |  | 0 | 0 | 0 | 0 | [9 empty] | 0 | 0 | 0 | 0 | 0 | 0 | 0 | 0 | 0 | 0 | 0 | 0 | 0 | 0 | 0 | 0 | 0 | 0 | 0 | 0 | 0 | 0 | 0.047552 | 0.00013 | 0.00025 | 0.00038 | 0.0005 | 0 | 0 | 0 |  | 0.0483 | 0.0483 | 0.0711 | 0.0717
2014-07-17 | 5時 |  | 0 | 0 | 0 | 0 | [9 empty] | 0 | 0 | 0 | 0 | 0 | 0 | 0 | 0 | 0 | 0 | 0.028022 | 0 | 0 | 0 | 0 | 0 | 0 | 0 | 0 | 0 | 0 | 0 | 0.047552 | 0.00013 | 0.00025 | 0.00038 | 0.0005 | 0 | 0 | 0 |  | 0.056 | 0.0561 | 0.0788 | 0.0795
2014-07-17 | 6時 |  | 0 | 0 | 0 | 0 | [9 empty] | 0 | 0 | 0 | 0 | 0 | 0 | 0 | 0 | 0 | 0 | 0.86851 | 0 | 0 | 0 | 0 | 0 | 0 | 0 | 0 | 0 | 0 | 0 | 0.047552 | 0.00338 | 0.00675 | 0.01013 | 0.01351 | 0 | 0.024649 | 0.011815 |  | 0.1925 | 0.2611 | 0.3525 | 0.3531
2014-07-17 | 7時 |  | 0 | 0 | 0 | 0 | [9 empty] | 0 | 0 | 0 | 0 | 0 | 0 | 0 | 0 | 0 | 0 | 1.6777 | 0 | 0 | 0 | 0 | 0 | 0 | 0 | 0 | 0 | 0 | 0 | 0.047552 | 0.00054 | 0.00108 | 0.00163 | 0.00217 | 0.13859 | 0.053895 | 0.036861 |  | 0.1524 | 0.248 | 0.3662 | 0.3669
2014-07-17 | 8時 |  | 0 | 0 | 0 | 0 | [9 empty] | 0 | 0 | 0 | 0 | 0 | 0 | 0 | 0 | 0 | 0 | 1.8158 | 0 | 0 | 0 | 0 | 0 | 0 | 0 | 0 | 0 | 0 | 0 | 0.047552 | 0.00054 | 0.00108 | 0.00163 | 0.00217 | 0.093503 | 0 | 0.035602 |  | 0.1091 | 0.1448 | 0.2032 | 0.2039
2014-07-17 | 9時 |  | 0 | 0 | 0 | 0 | [9 empty] | 0 | 0 | 0 | 0 | 0 | 0 | 0 | 0 | 0 | 0 | 2.0467 | 0 | 0 | 0 | 0 | 0 | 0 | 0 | 0 | 0 | 0 | 0 | 0.047552 | 0.00013 | 0.00025 | 0.00038 | 0.0005 | 0.17838 | 0.10971 | 0.042749 |  | 0.3011 | 0.3368 | 0.3953 | 0.396
2014-07-17 | 10時 |  | 0 | 0 | 0 | 0 | [9 empty] | 0 | 0 | 0 | 0 | 0 | 0 | 0 | 0 | 0 | 0 | 2.0492 | 0 | 0 | 0 | 0 | 0 | 0 | 0 | 0 | 0 | 0 | 0 | 0.047552 | 0.00033 | 0.00067 | 0.001 | 0.00133 | 0.093503 | 0 | 0.012523 |  | 0.0483 | 0.0483 | 0.0711 | 0.0717
2014-07-17 | 11時 |  | 0 | 0 | 0 | 0 | [9 empty] | 0 | 0 | 0 | 0 | 0 | 0 | 0 | 0 | 0 | 0 | 2.1834 | 0 | 0 | 0 | 0.095555 | 0 | 0 | 0 | 0 | 0 | 0 | 0 | 0.047552 | 0.00013 | 0.00025 | 0.00038 | 0.0005 | 0 | 0 | 0.0052775 |  | 0.056 | 0.0561 | 0.0788 | 0.0795
2014-07-17 | 12時 |  | 0 | 0 | 0 | 0 | [9 empty] | 0 | 0 | 0 | 0 | 0 | 0 | 0 | 0 | 0 | 0 | 2.2104 | 0 | 0 | 0 | 0.10099 | 0 | 0 | 0 | 0 | 0 | 0 | 0 | 0.047552 | 0.00338 | 0.00675 | 0.01013 | 0.01351 | 0.05371 | 0 | 0.0052775 |  | 0.1983 | 0.2727 | 0.3698 | 0.3705
2014-07-17 | 13時 |  | 0 | 0 | 0 | 0 | [9 empty] | 0 | 0 | 0 | 0 | 0 | 0 | 0 | 0 | 0 | 0 | 2.3224 | 0 | 0 | 0 | 0 | 0 | 0 | 0 | 0 | 0 | 0 | 0 | 0.047552 | 0.00033 | 0.00067 | 0.001 | 0.00133 | 0.11604 | 0 | 0 |  | 0.0483 | 0.0483 | 0.0711 | 0.0717
2014-07-17 | 14時 |  | 0 | 0 | 0 | 0 | [9 empty] | 0 | 0 | 0 | 0 | 0 | 0 | 0 | 0 | 0 | 0 | 2.1889 | 0 | 0 | 0 | 0 | 0 | 0 | 0 | 0 | 0 | 0 | 0 | 0.047552 | 0.00013 | 0.00025 | 0.00038 | 0.0005 | 0.031168 | 0 | 0.017801 |  | 0.056 | 0.0561 | 0.0788 | 0.0795
2014-07-17 | 15時 |  | 0 | 0 | 0 | 0 | [9 empty] | 0 | 0 | 0 | 0 | 0 | 0 | 0 | 0 | 0 | 0 | 2.0266 | 0 | 0 | 0 | 0.12465 | 0 | 0 | 0 | 0 | 0 | 0 | 0 | 0.047552 | 0.00013 | 0.00025 | 0.00038 | 0.0005 | 0 | 0 | 0 |  | 0.056 | 0.0561 | 0.0788 | 0.0795
2014-07-17 | 16時 |  | 0 | 0 | 0 | 0 | [9 empty] | 0 | 0 | 0 | 0 | 0 | 0 | 0 | 0 | 0 | 0 | 1.6387 | 0 | 0 | 0 | 0.075442 | 0 | 0 | 0 | 0 | 0 | 0 | 0 | 0.047552 | 0.00033 | 0.00067 | 0.001 | 0.00133 | 0.062335 | 0 | 0.0052775 |  | 0.0483 | 0.0483 | 0.0711 | 0.0717
2014-07-17 | 17時 |  | 0 | 0 | 0 | 0 | [9 empty] | 0 | 0 | 0 | 0 | 0 | 0 | 0 | 0 | 0 | 0 | 1.7391 | 0 | 0 | 0 | 0.043814 | 0 | 0 | 0 | 0.10368 | 0 | 0 | 0 | 0.047552 | 0.00033 | 0.00067 | 0.001 | 0.00133 | 0.10536 | 0 | 0.0082775 |  | 0.1304 | 0.2048 | 0.3019 | 0.3026
2014-07-17 | 18時 |  | 0 | 0 | 0 | 0 | [9 empty] | 0 | 0 | 0 | 0 | 0 | 0 | 0 | 0 | 0 | 0 | 1.6593 | 0 | 0 | 0 | 0.026831 | 0 | 0 | 0 | 0 | 0 | 0 | 0 | 0.047552 | 0.00642 | 0.01284 | 0.01926 | 0.02568 | 0.12467 | 0 | 0.0082775 |  | 0.303 | 0.3387 | 0.3972 | 0.5469
2014-07-17 | 19時 |  | 0 | 0 | 0 | 0 | [9 empty] | 0 | 0 | 0 | 0 | 0 | 0 | 0 | 0 | 0 | 0 | 1.3624 | 0 | 0 | 0 | 0.033434 | 0 | 0 | 0 | 0.092894 | 0 | 0 | 0 | 0.047552 | 0.00642 | 0.01284 | 0.01926 | 0.02568 | 0.21072 | 0.10708 | 0.0082775 |  | 0.0991 | 0.1348 | 0.1932 | 0.1939
2014-07-17 | 20時 |  | 0 | 0 | 0 | 0 | [9 empty] | 0 | 0 | 0 | 0 | 0 | 0 | 0 | 0 | 0 | 0 | 1.0429 | 0 | 0 | 0 | 0.021241 | 0 | 0 | 0 | 0.083181 | 0 | 0 | 0 | 0.047552 | 0.00033 | 0.00067 | 0.001 | 0.00133 | 0.14927 | 0.027125 | 0 |  | 0.0917 | 0.1275 | 0.2102 | 0.2109
2014-07-17 | 21時 |  | 0 | 0 | 0 | 0 | [9 empty] | 0 | 0 | 0 | 0 | 0 | 0 | 0 | 0 | 0 | 0 | 0.93653 | 0 | 0 | 0 | 0 | 0 | 0 | 0 | 0.16724 | 0 | 0 | 0 | 0.047552 | 0.00033 | 0.00067 | 0.001 | 0.00133 | 0.14618 | 0.10814 | 0.031304 |  | 0.1216 | 0.1873 | 0.2837 | 0.2844
2014-07-17 | 22時 |  | 0 | 0 | 0 | 0 | [9 empty] | 0 | 0 | 0 | 0 | 0 | 0 | 0 | 0 | 0 | 0 | 0.57887 | 0 | 0 | 0 | 0 | 0 | 0 | 0 | 0.083202 | 0 | 0 | 0 | 0.047552 | 0.00628 | 0.01256 | 0.01884 | 0.02512 | 0.12467 | 0.16133 | 0.043827 |  | 0.1738 | 0.1917 | 0.262 | 0.2626
2014-07-17 | 23時 |  | 0 | 0 | 0 | 0 | [9 empty] | 0 | 0 | 0 | 0 | 0 | 0 | 0 | 0 | 0 | 0 | 0.064744 | 0 | 0 | 0 | 0 | 0 | 0 | 0 | 0 | 0 | 0 | 0 | 0.047552 | 0.0067 | 0.01339 | 0.02009 | 0.02679 | 0.12467 | 0.18881 | 0.031848 |  | 0.1877 | 0.2176 | 0.2756 | 0.2763
2014-07-18 | 0時 |  | 0 | 0 | 0 | 0 | [9 empty] | 0 | 0 | 0 | 0 | 0 | 0 | 0 | 0 | 0 | 0 | 0.040555 | 0 | 0 | 0 | 0 | 0 | 0 | 0 | 0 | 0 | 0 | 0 | 0.047552 | 0.00013 | 0.00025 | 0.00038 | 0.0005 | 0 | 0.078899 | 0.011656 |  | 0.1578 | 0.1578 | 0.1806 | 0.1812
2014-07-18 | 1時 |  | 0 | 0 | 0 | 0 | [9 empty] | 0 | 0 | 0 | 0 | 0 | 0 | 0 | 0 | 0 | 0 | 0.023287 | 0 | 0 | 0 | 0 | 0 | 0 | 0 | 0 | 0 | 0 | 0 | 0.047552 | 0.00013 | 0.00025 | 0.00038 | 0.0005 | 0 | 0 | 0 |  | 0.0483 | 0.0483 | 0.0711 | 0.0717
2014-07-18 | 2時 |  | 0 | 0 | 0 | 0 | [9 empty] | 0 | 0 | 0 | 0 | 0 | 0 | 0 | 0 | 0 | 0 | 0.010408 | 0 | 0 | 0 | 0 | 0 | 0 | 0 | 0 | 0 | 0 | 0 | 0.047552 | 0.00013 | 0.00025 | 0.00038 | 0.0005 | 0 | 0 | 0 |  | 0.056 | 0.0561 | 0.0788 | 0.0795
2014-07-18 | 3時 |  | 0 | 0 | 0 | 0 | [9 empty] | 0 | 0 | 0 | 0 | 0 | 0 | 0 | 0 | 0 | 0 | 0.0063653 | 0 | 0 | 0 | 0 | 0 | 0 | 0 | 0 | 0 | 0 | 0 | 0.047552 | 0.00013 | 0.00025 | 0.00038 | 0.0005 | 0 | 0 | 0 |  | 0.056 | 0.0561 | 0.0788 | 0.0795
2014-07-18 | 4時 |  | 0 | 0 | 0 | 0 | [9 empty] | 0 | 0 | 0 | 0 | 0 | 0 | 0 | 0 | 0 | 0 | 0.0022032 | 0 | 0 | 0 | 0 | 0 | 0 | 0 | 0 | 0 | 0 | 0 | 0.047552 | 0.00013 | 0.00025 | 0.00038 | 0.0005 | 0 | 0 | 0 |  | 0.0483 | 0.0483 | 0.0711 | 0.0717
2014-07-18 | 5時 |  | 0 | 0 | 0 | 0 | [9 empty] | 0 | 0 | 0 | 0 | 0 | 0 | 0 | 0 | 0 | 0 | 0.012809 | 0 | 0 | 0 | 0 | 0 | 0 | 0 | 0 | 0 | 0 | 0 | 0.047552 | 0.00013 | 0.00025 | 0.00038 | 0.0005 | 0 | 0 | 0 |  | 0.056 | 0.0561 | 0.0788 | 0.0795
2014-07-18 | 6時 |  | 0 | 0 | 0 | 0 | [9 empty] | 0 | 0 | 0 | 0 | 0 | 0 | 0 | 0 | 0 | 0 | 0.10613 | 0 | 0 | 0 | 0 | 0 | 0 | 0 | 0 | 0 | 0 | 0 | 0.047552 | 0.00338 | 0.00675 | 0.01013 | 0.01351 | 0 | 0.024649 | 0.011815 |  | 0.1925 | 0.2611 | 0.3525 | 0.3531
2014-07-18 | 7時 |  | 0 | 0 | 0 | 0 | [9 empty] | 0 | 0 | 0 | 0 | 0 | 0 | 0 | 0 | 0 | 0 | 0.5713 | 0 | 0 | 0 | 0 | 0 | 0 | 0 | 0 | 0 | 0 | 0 | 0.047552 | 0.00054 | 0.00108 | 0.00163 | 0.00217 | 0.13859 | 0.053895 | 0.036861 |  | 0.1524 | 0.248 | 0.3662 | 0.3669
2014-07-18 | 8時 |  | 0 | 0 | 0 | 0 | [9 empty] | 0 | 0 | 0 | 0 | 0 | 0 | 0 | 0 | 0 | 0 | 1.5174 | 0 | 0 | 0 | 0 | 0 | 0 | 0 | 0 | 0 | 0 | 0 | 0.047552 | 0.00054 | 0.00108 | 0.00163 | 0.00217 | 0.093503 | 0 | 0.035602 |  | 0.1091 | 0.1448 | 0.2032 | 0.2039
2014-07-18 | 9時 |  | 0 | 0 | 0 | 0 | [9 empty] | 0 | 0 | 0 | 0 | 0 | 0 | 0 | 0 | 0 | 0 | 1.5803 | 0 | 0 | 0 | 0 | 0 | 0 | 0 | 0 | 0 | 0 | 0 | 0.047552 | 0.00013 | 0.00025 | 0.00038 | 0.0005 | 0.17838 | 0.10971 | 0.042749 |  | 0.3011 | 0.3368 | 0.3953 | 0.396
2014-07-18 | 10時 |  | 0 | 0 | 0 | 0 | [9 empty] | 0 | 0 | 0 | 0 | 0 | 0 | 0 | 0 | 0 | 0 | 1.8032 | 0 | 0 | 0 | 0 | 0 | 0 | 0 | 0 | 0 | 0 | 0 | 0.047552 | 0.00033 | 0.00067 | 0.001 | 0.00133 | 0.093503 | 0 | 0.012523 |  | 0.0483 | 0.0483 | 0.0711 | 0.0717
2014-07-18 | 11時 |  | 0 | 0 | 0 | 0 | [9 empty] | 0 | 0 | 0 | 0 | 0 | 0 | 0 | 0 | 0 | 0 | 1.9473 | 0 | 0 | 0 | 0 | 0 | 0 | 0 | 0 | 0 | 0 | 0 | 0.047552 | 0.00013 | 0.00025 | 0.00038 | 0.0005 | 0 | 0 | 0.0052775 |  | 0.056 | 0.0561 | 0.0788 | 0.0795
2014-07-18 | 12時 |  | 0 | 0 | 0 | 0 | [9 empty] | 0 | 0 | 0 | 0 | 0 | 0 | 0 | 0 | 0 | 0 | 1.7048 | 0 | 0 | 0 | 0 | 0 | 0 | 0 | 0 | 0 | 0 | 0 | 0.047552 | 0.00338 | 0.00675 | 0.01013 | 0.01351 | 0.05371 | 0 | 0.0052775 |  | 0.1983 | 0.2727 | 0.3698 | 0.3705
2014-07-18 | 13時 |  | 0 | 0 | 0 | 0 | [9 empty] | 0 | 0 | 0 | 0 | 0 | 0 | 0 | 0 | 0 | 0 | 1.9879 | 0 | 0 | 0 | 0 | 0 | 0 | 0 | 0 | 0 | 0 | 0 | 0.047552 | 0.00033 | 0.00067 | 0.001 | 0.00133 | 0.11604 | 0 | 0 |  | 0.0483 | 0.0483 | 0.0711 | 0.0717
2014-07-18 | 14時 |  | 0 | 0 | 0 | 0 | [9 empty] | 0 | 0 | 0 | 0 | 0 | 0 | 0 | 0 | 0 | 0 | 1.8458 | 0 | 0 | 0 | 0 | 0 | 0 | 0 | 0 | 0 | 0 | 0 | 0.047552 | 0.00013 | 0.00025 | 0.00038 | 0.0005 | 0.031168 | 0 | 0.017801 |  | 0.056 | 0.0561 | 0.0788 | 0.0795
2014-07-18 | 15時 |  | 0 | 0 | 0 | 0 | [9 empty] | 0 | 0 | 0 | 0 | 0 | 0 | 0 | 0 | 0 | 0 | 1.3086 | 0 | 0 | 0 | 0 | 0 | 0 | 0 | 0 | 0 | 0 | 0 | 0.047552 | 0.00013 | 0.00025 | 0.00038 | 0.0005 | 0 | 0 | 0 |  | 0.056 | 0.0561 | 0.0788 | 0.0795
2014-07-18 | 16時 |  | 0 | 0 | 0 | 0 | [9 empty] | 0 | 0 | 0 | 0 | 0 | 0 | 0 | 0 | 0 | 0 | 1.1797 | 0 | 0 | 0 | 0 | 0 | 0 | 0 | 0 | 0 | 0 | 0 | 0.047552 | 0.00033 | 0.00067 | 0.001 | 0.00133 | 0.062335 | 0 | 0.0052775 |  | 0.0483 | 0.0483 | 0.0711 | 0.0717
2014-07-18 | 17時 |  | 0 | 0 | 0 | 0 | [9 empty] | 0 | 0 | 0 | 0 | 0 | 0 | 0 | 0 | 0 | 0 | 1.5456 | 0 | 0 | 0 | 0 | 0 | 0 | 0 | 0 | 0 | 0 | 0 | 0.047552 | 0.00033 | 0.00067 | 0.001 | 0.00133 | 0.10536 | 0 | 0.0082775 |  | 0.1304 | 0.2048 | 0.3019 | 0.3026
2014-07-18 | 18時 |  | 0 | 0 | 0 | 0 | [9 empty] | 0 | 0 | 0 | 0 | 0 | 0 | 0 | 0 | 0 | 0 | 1.0148 | 0 | 0 | 0 | 0 | 0 | 0 | 0 | 0 | 0 | 0 | 0 | 0.047552 | 0.00642 | 0.01284 | 0.01926 | 0.02568 | 0.12467 | 0 | 0.0082775 |  | 0.303 | 0.3387 | 0.3972 | 0.5469
2014-07-18 | 19時 |  | 0 | 0 | 0 | 0 | [9 empty] | 0 | 0 | 0 | 0 | 0 | 0 | 0 | 0 | 0 | 0 | 0.90244 | 0 | 0 | 0 | 0 | 0 | 0 | 0 | 0 | 0 | 0 | 0 | 0.047552 | 0.00642 | 0.01284 | 0.01926 | 0.02568 | 0.21072 | 0.10708 | 0.0082775 |  | 0.0991 | 0.1348 | 0.1932 | 0.1939
2014-07-18 | 20時 |  | 0 | 0 | 0 | 0 | [9 empty] | 0 | 0 | 0 | 0 | 0 | 0 | 0 | 0 | 0 | 0 | 0.95917 | 0 | 0 | 0 | 0 | 0 | 0 | 0 | 0 | 0 | 0 | 0 | 0.047552 | 0.00033 | 0.00067 | 0.001 | 0.00133 | 0.14927 | 0.027125 | 0 |  | 0.0917 | 0.1275 | 0.2102 | 0.2109
2014-07-18 | 21時 |  | 0 | 0 | 0 | 0 | [9 empty] | 0 | 0 | 0 | 0 | 0 | 0 | 0 | 0 | 0 | 0 | 0.65796 | 0 | 0 | 0 | 0 | 0 | 0 | 0 | 0 | 0 | 0 | 0 | 0.047552 | 0.00033 | 0.00067 | 0.001 | 0.00133 | 0.14618 | 0.10814 | 0.031304 |  | 0.1216 | 0.1873 | 0.2837 | 0.2844
2014-07-18 | 22時 |  | 0 | 0 | 0 | 0 | [9 empty] | 0 | 0 | 0 | 0 | 0 | 0 | 0 | 0 | 0 | 0 | 0.3269 | 0 | 0 | 0 | 0 | 0 | 0 | 0 | 0 | 0 | 0 | 0 | 0.047552 | 0.00628 | 0.01256 | 0.01884 | 0.02512 | 0.12467 | 0.16133 | 0.043827 |  | 0.1738 | 0.1917 | 0.262 | 0.2626
2014-07-18 | 23時 |  | 0 | 0 | 0 | 0 | [9 empty] | 0 | 0 | 0 | 0 | 0 | 0 | 0 | 0 | 0 | 0 | 0.015608 | 0 | 0 | 0 | 0 | 0 | 0 | 0 | 0 | 0 | 0 | 0 | 0.047552 | 0.0067 | 0.01339 | 0.02009 | 0.02679 | 0.12467 | 0.18881 | 0.031848 |  | 0.1877 | 0.2176 | 0.2756 | 0.2763
2014-07-19 | 0時 |  | 0 | 0 | 0 | 0 | [9 empty] | 0 | 0 | 0 | 0 | 0 | 0 | 0 | 0 | 0 | 0 | 0.010801 | 0 | 0 | 0 | 0 | 0 | 0 | 0 | 0 | 0 | 0 | 0 | 0.047552 | 0.00013 | 0.00025 | 0.00038 | 0.0005 | 0 | 0.078899 | 0.011656 |  | 0.1578 | 0.1578 | 0.1806 | 0.1812
2014-07-19 | 1時 |  | 0 | 0 | 0 | 0 | [9 empty] | 0 | 0 | 0 | 0 | 0 | 0 | 0 | 0 | 0 | 0 | 0.0023773 | 0 | 0 | 0 | 0 | 0 | 0 | 0 | 0 | 0 | 0 | 0 | 0.047552 | 0.00013 | 0.00025 | 0.00038 | 0.0005 | 0 | 0 | 0 |  | 0.0483 | 0.0483 | 0.0711 | 0.0717
2014-07-19 | 2時 |  | 0 | 0 | 0 | 0 | [9 empty] | 0 | 0 | 0 | 0 | 0 | 0 | 0 | 0 | 0 | 0 | 0 | 0 | 0 | 0 | 0 | 0 | 0 | 0 | 0 | 0 | 0 | 0 | 0.047552 | 0.00013 | 0.00025 | 0.00038 | 0.0005 | 0 | 0 | 0 |  | 0.056 | 0.0561 | 0.0788 | 0.0795
2014-07-19 | 3時 |  | 0 | 0 | 0 | 0 | [9 empty] | 0 | 0 | 0 | 0 | 0 | 0 | 0 | 0 | 0 | 0 | 0 | 0 | 0 | 0 | 0 | 0 | 0 | 0 | 0 | 0 | 0 | 0 | 0.047552 | 0.00013 | 0.00025 | 0.00038 | 0.0005 | 0 | 0 | 0 |  | 0.056 | 0.0561 | 0.0788 | 0.0795
2014-07-19 | 4時 |  | 0 | 0 | 0 | 0 | [9 empty] | 0 | 0 | 0 | 0 | 0 | 0 | 0 | 0 | 0 | 0 | 0 | 0 | 0 | 0 | 0 | 0 | 0 | 0 | 0 | 0 | 0 | 0 | 0.047552 | 0.00013 | 0.00025 | 0.00038 | 0.0005 | 0 | 0 | 0 |  | 0.0483 | 0.0483 | 0.0711 | 0.0717
2014-07-19 | 5時 |  | 0 | 0 | 0 | 0 | [9 empty] | 0 | 0 | 0 | 0 | 0 | 0 | 0 | 0 | 0 | 0 | 0 | 0 | 0 | 0 | 0 | 0 | 0 | 0 | 0 | 0 | 0 | 0 | 0.047552 | 0.00013 | 0.00025 | 0.00038 | 0.0005 | 0 | 0 | 0 |  | 0.056 | 0.0561 | 0.0788 | 0.0795
2014-07-19 | 6時 |  | 0 | 0 | 0 | 0 | [9 empty] | 0 | 0 | 0 | 0 | 0 | 0 | 0 | 0 | 0 | 0 | 0.036674 | 0 | 0 | 0 | 0 | 0 | 0 | 0 | 0 | 0 | 0 | 0 | 0.047552 | 0.00338 | 0.00675 | 0.01013 | 0.01351 | 0 | 0.024649 | 0.011815 |  | 0.1925 | 0.2611 | 0.3525 | 0.3531
2014-07-19 | 7時 |  | 0 | 0 | 0 | 0 | [9 empty] | 0 | 0 | 0 | 0 | 0 | 0 | 0 | 0 | 0 | 0 | 0.15479 | 0 | 0 | 0 | 0 | 0 | 0 | 0 | 0 | 0 | 0 | 0 | 0.047552 | 0.00054 | 0.00108 | 0.00163 | 0.00217 | 0.13859 | 0.053895 | 0.036861 |  | 0.1524 | 0.248 | 0.3662 | 0.3669
2014-07-19 | 8時 |  | 0 | 0 | 0 | 0 | [9 empty] | 0 | 0 | 0 | 0 | 0 | 0 | 0 | 0 | 0 | 0 | 0.86402 | 0 | 0 | 0 | 0 | 0 | 0 | 0 | 0 | 0 | 0 | 0 | 0.047552 | 0.00054 | 0.00108 | 0.00163 | 0.00217 | 0.093503 | 0 | 0.035602 |  | 0.1091 | 0.1448 | 0.2032 | 0.2039
2014-07-19 | 9時 |  | 0 | 0 | 0 | 0 | [9 empty] | 0 | 0 | 0 | 0 | 0 | 0 | 0 | 0 | 0 | 0 | 1.6024 | 0 | 0 | 0 | 0 | 0 | 0 | 0 | 0 | 0 | 0 | 0 | 0.047552 | 0.00013 | 0.00025 | 0.00038 | 0.0005 | 0.17838 | 0.10971 | 0.042749 |  | 0.3011 | 0.3368 | 0.3953 | 0.396
2014-07-19 | 10時 |  | 0 | 0 | 0 | 0 | [9 empty] | 0 | 0 | 0 | 0 | 0 | 0 | 0 | 0 | 0 | 0 | 1.7671 | 0 | 0 | 0 | 0 | 0 | 0 | 0 | 0 | 0 | 0 | 0 | 0.047552 | 0.00033 | 0.00067 | 0.001 | 0.00133 | 0.093503 | 0 | 0.012523 |  | 0.0483 | 0.0483 | 0.0711 | 0.0717
2014-07-19 | 11時 |  | 0 | 0 | 0 | 0 | [9 empty] | 0 | 0 | 0 | 0 | 0 | 0 | 0 | 0 | 0 | 0 | 1.8881 | 0 | 0 | 0 | 0.03655 | 0 | 0 | 0 | 0 | 0 | 0 | 0 | 0.047552 | 0.00013 | 0.00025 | 0.00038 | 0.0005 | 0 | 0 | 0.0052775 |  | 0.056 | 0.0561 | 0.0788 | 0.0795
2014-07-19 | 12時 |  | 0 | 0 | 0 | 0 | [9 empty] | 0 | 0 | 0 | 0 | 0 | 0 | 0 | 0 | 0 | 0 | 1.926 | 0 | 0 | 0 | 0.027696 | 0 | 0 | 0 | 0 | 0 | 0 | 0 | 0.047552 | 0.00338 | 0.00675 | 0.01013 | 0.01351 | 0.05371 | 0 | 0.0052775 |  | 0.1983 | 0.2727 | 0.3698 | 0.3705
2014-07-19 | 13時 |  | 0 | 0 | 0 | 0 | [9 empty] | 0 | 0 | 0 | 0 | 0 | 0 | 0 | 0 | 0 | 0 | 2.084 | 0 | 0 | 0 | 0 | 0 | 0 | 0 | 0 | 0 | 0 | 0 | 0.047552 | 0.00033 | 0.00067 | 0.001 | 0.00133 | 0.11604 | 0 | 0 |  | 0.0483 | 0.0483 | 0.0711 | 0.0717
2014-07-19 | 14時 |  | 0 | 0 | 0 | 0 | [9 empty] | 0 | 0 | 0 | 0 | 0 | 0 | 0 | 0 | 0 | 0 | 2.2258 | 0 | 0 | 0 | 0 | 0 | 0 | 0 | 0 | 0 | 0 | 0 | 0.047552 | 0.00013 | 0.00025 | 0.00038 | 0.0005 | 0.031168 | 0 | 0.017801 |  | 0.056 | 0.0561 | 0.0788 | 0.0795
2014-07-19 | 15時 |  | 0 | 0 | 0 | 0 | [9 empty] | 0 | 0 | 0 | 0 | 0 | 0 | 0 | 0 | 0 | 0 | 1.8085 | 0 | 0 | 0 | 0.038736 | 0 | 0 | 0 | 0 | 0 | 0 | 0 | 0.047552 | 0.00013 | 0.00025 | 0.00038 | 0.0005 | 0 | 0 | 0 |  | 0.056 | 0.0561 | 0.0788 | 0.0795
2014-07-19 | 16時 |  | 0 | 0 | 0 | 0 | [9 empty] | 0 | 0 | 0 | 0 | 0 | 0 | 0 | 0 | 0 | 0 | 1.4685 | 0 | 0 | 0 | 0.035547 | 0 | 0 | 0 | 0 | 0 | 0 | 0 | 0.047552 | 0.00033 | 0.00067 | 0.001 | 0.00133 | 0.062335 | 0 | 0.0052775 |  | 0.0483 | 0.0483 | 0.0711 | 0.0717
2014-07-19 | 17時 |  | 0 | 0 | 0 | 0 | [9 empty] | 0 | 0 | 0 | 0 | 0 | 0 | 0 | 0 | 0 | 0 | 1.301 | 0 | 0 | 0 | 0.020729 | 0 | 0 | 0 | 0.084225 | 0 | 0 | 0 | 0.047552 | 0.00033 | 0.00067 | 0.001 | 0.00133 | 0.10536 | 0 | 0.0082775 |  | 0.1304 | 0.2048 | 0.3019 | 0.3026
2014-07-19 | 18時 |  | 0 | 0 | 0 | 0 | [9 empty] | 0 | 0 | 0 | 0 | 0 | 0 | 0 | 0 | 0 | 0 | 0.99118 | 0 | 0 | 0 | 0 | 0 | 0 | 0 | 0 | 0 | 0 | 0 | 0.047552 | 0.00642 | 0.01284 | 0.01926 | 0.02568 | 0.12467 | 0 | 0.0082775 |  | 0.303 | 0.3387 | 0.3972 | 0.5469
2014-07-19 | 19時 |  | 0 | 0 | 0 | 0 | [9 empty] | 0 | 0 | 0 | 0 | 0 | 0 | 0 | 0 | 0 | 0 | 0.82377 | 0 | 0 | 0 | 0.017775 | 0 | 0 | 0 | 0 | 0 | 0 | 0 | 0.047552 | 0.00642 | 0.01284 | 0.01926 | 0.02568 | 0.21072 | 0.10708 | 0.0082775 |  | 0.0991 | 0.1348 | 0.1932 | 0.1939
2014-07-19 | 20時 |  | 0 | 0 | 0 | 0 | [9 empty] | 0 | 0 | 0 | 0 | 0 | 0 | 0 | 0 | 0 | 0 | 0.90551 | 0 | 0 | 0 | 0 | 0 | 0 | 0 | 0 | 0 | 0 | 0 | 0.047552 | 0.00033 | 0.00067 | 0.001 | 0.00133 | 0.14927 | 0.027125 | 0 |  | 0.0917 | 0.1275 | 0.2102 | 0.2109
2014-07-19 | 21時 |  | 0 | 0 | 0 | 0 | [9 empty] | 0 | 0 | 0 | 0 | 0 | 0 | 0 | 0 | 0 | 0 | 0.78635 | 0 | 0 | 0 | 0 | 0 | 0 | 0 | 0 | 0 | 0 | 0 | 0.047552 | 0.00033 | 0.00067 | 0.001 | 0.00133 | 0.14618 | 0.10814 | 0.031304 |  | 0.1216 | 0.1873 | 0.2837 | 0.2844
2014-07-19 | 22時 |  | 0 | 0 | 0 | 0 | [9 empty] | 0 | 0 | 0 | 0 | 0 | 0 | 0 | 0 | 0 | 0 | 0.41642 | 0 | 0 | 0 | 0 | 0 | 0 | 0 | 0 | 0 | 0 | 0 | 0.047552 | 0.00628 | 0.01256 | 0.01884 | 0.02512 | 0.12467 | 0.16133 | 0.043827 |  | 0.1738 | 0.1917 | 0.262 | 0.2626
2014-07-19 | 23時 |  | 0 | 0 | 0 | 0 | [9 empty] | 0 | 0 | 0 | 0 | 0 | 0 | 0 | 0 | 0 | 0 | 0.018916 | 0 | 0 | 0 | 0 | 0 | 0 | 0 | 0 | 0 | 0 | 0 | 0.047552 | 0.0067 | 0.01339 | 0.02009 | 0.02679 | 0.12467 | 0.18881 | 0.031848 |  | 0.1877 | 0.2176 | 0.2756 | 0.2763
2014-07-20 | 0時 |  | 0 | 0 | 0 | 0 | [9 empty] | 0 | 0 | 0 | 0 | 0 | 0 | 0 | 0 | 0 | 0 | 0.012044 | 0 | 0 | 0 | 0 | 0 | 0 | 0 | 0 | 0 | 0 | 0 | 0.047552 | 0.00013 | 0.00025 | 0.00038 | 0.0005 | 0 | 0 | 0 |  | 0.1578 | 0.1578 | 0.1806 | 0.1812
2014-07-20 | 1時 |  | 0 | 0 | 0 | 0 | [9 empty] | 0 | 0 | 0 | 0 | 0 | 0 | 0 | 0 | 0 | 0 | 0.0038077 | 0 | 0 | 0 | 0 | 0 | 0 | 0 | 0 | 0 | 0 | 0 | 0.047552 | 0.00013 | 0.00025 | 0.00038 | 0.0005 | 0 | 0 | 0 |  | 0.0483 | 0.0483 | 0.0711 | 0.0717
2014-07-20 | 2時 |  | 0 | 0 | 0 | 0 | [9 empty] | 0 | 0 | 0 | 0 | 0 | 0 | 0 | 0 | 0 | 0 | 0 | 0 | 0 | 0 | 0 | 0 | 0 | 0 | 0 | 0 | 0 | 0 | 0.047552 | 0.00013 | 0.00025 | 0.00038 | 0.0005 | 0 | 0 | 0 |  | 0.056 | 0.0561 | 0.0788 | 0.0795
2014-07-20 | 3時 |  | 0 | 0 | 0 | 0 | [9 empty] | 0 | 0 | 0 | 0 | 0 | 0 | 0 | 0 | 0 | 0 | 0 | 0 | 0 | 0 | 0 | 0 | 0 | 0 | 0 | 0 | 0 | 0 | 0.047552 | 0.00013 | 0.00025 | 0.00038 | 0.0005 | 0 | 0 | 0 |  | 0.056 | 0.0561 | 0.0788 | 0.0795
2014-07-20 | 4時 |  | 0 | 0 | 0 | 0 | [9 empty] | 0 | 0 | 0 | 0 | 0 | 0 | 0 | 0 | 0 | 0 | 0 | 0 | 0 | 0 | 0 | 0 | 0 | 0 | 0 | 0 | 0 | 0 | 0.047552 | 0.00013 | 0.00025 | 0.00038 | 0.0005 | 0 | 0 | 0 |  | 0.0483 | 0.0483 | 0.0711 | 0.0717
2014-07-20 | 5時 |  | 0 | 0 | 0 | 0 | [9 empty] | 0 | 0 | 0 | 0 | 0 | 0 | 0 | 0 | 0 | 0 | 0 | 0 | 0 | 0 | 0 | 0 | 0 | 0 | 0 | 0 | 0 | 0 | 0.047552 | 0.00013 | 0.00025 | 0.00038 | 0.0005 | 0 | 0 | 0 |  | 0.056 | 0.0561 | 0.0788 | 0.0795
2014-07-20 | 6時 |  | 0 | 0 | 0 | 0 | [9 empty] | 0 | 0 | 0 | 0 | 0 | 0 | 0 | 0 | 0 | 0 | 0.077707 | 0 | 0 | 0 | 0 | 0 | 0 | 0 | 0 | 0 | 0 | 0 | 0.047552 | 0.00013 | 0.00025 | 0.00038 | 0.0005 | 0 | 0 | 0 |  | 0.056 | 0.0561 | 0.0788 | 0.0795
2014-07-20 | 7時 |  | 0 | 0 | 0 | 0 | [9 empty] | 0 | 0 | 0 | 0 | 0 | 0 | 0 | 0 | 0 | 0 | 1.5077 | 0 | 0 | 0 | 0 | 0 | 0 | 0 | 0 | 0 | 0 | 0 | 0.047552 | 0.00054 | 0.00108 | 0.00163 | 0.00217 | 0 | 0.024649 | 0.022689 |  | 0.1168 | 0.1854 | 0.2767 | 0.2774
2014-07-20 | 8時 |  | 0 | 0 | 0 | 0 | [9 empty] | 0 | 0 | 0 | 0 | 0 | 0 | 0 | 0 | 0 | 0 | 1.8305 | 0 | 0 | 0 | 0.033986 | 0 | 0 | 0 | 0 | 0 | 0 | 0 | 0.047552 | 0.00379 | 0.00759 | 0.01138 | 0.01518 | 0.084877 | 0.078545 | 0.064582 |  | 0.2156 | 0.2812 | 0.3696 | 0.3702
2014-07-20 | 9時 |  | 0 | 0 | 0 | 0 | [9 empty] | 0 | 0 | 0 | 0 | 0 | 0 | 0 | 0 | 0 | 0 | 2.2046 | 0 | 0 | 0 | 0.096196 | 0 | 0 | 0 | 0.16785 | 0 | 0 | 0 | 0.047552 | 0.00033 | 0.00067 | 0.001 | 0.00133 | 0.23209 | 0.16325 | 0.052059 |  | 0.2163 | 0.252 | 0.3265 | 0.3272
2014-07-20 | 10時 |  | 0 | 0 | 0 | 0 | [9 empty] | 0 | 0 | 0 | 0 | 0 | 0 | 0 | 0 | 0 | 0 | 2.3453 | 0 | 0 | 0 | 0.13498 | 0 | 0 | 0 | 0.20926 | 0 | 0 | 0 | 0.047552 | 0.00054 | 0.00108 | 0.00163 | 0.00217 | 0.12467 | 0.21558 | 0.037471 |  | 0.1917 | 0.2274 | 0.3128 | 0.3134
2014-07-20 | 11時 |  | 0 | 0 | 0 | 0 | [9 empty] | 0 | 0 | 0 | 0 | 0 | 0 | 0 | 0 | 0 | 0 | 2.4418 | 0 | 0 | 0 | 0.15497 | 0 | 0 | 0 | 0.11606 | 0 | 0 | 0 | 0.047552 | 0.00033 | 0.00067 | 0.001 | 0.00133 | 0.12467 | 0.21558 | 0 |  | 0.1994 | 0.2352 | 0.315 | 0.3157
2014-07-20 | 12時 |  | 0 | 0 | 0 | 0 | [9 empty] | 0 | 0 | 0 | 0 | 0 | 0 | 0 | 0 | 0 | 0 | 2.5154 | 0 | 0 | 0 | 0.14745 | 0 | 0 | 0 | 0 | 0 | 0 | 0 | 0.047552 | 0.00338 | 0.00675 | 0.01013 | 0.01351 | 0.14721 | 0.13456 | 0.018352 |  | 0.1983 | 0.2727 | 0.3698 | 0.3705
2014-07-20 | 13時 |  | 0 | 0 | 0 | 0 | [9 empty] | 0 | 0 | 0 | 0 | 0 | 0 | 0 | 0 | 0 | 0 | 2.5085 | 0 | 0 | 0 | 0 | 0 | 0 | 0 | 0 | 0 | 0 | 0 | 0.047552 | 0.00033 | 0.00067 | 0.001 | 0.00133 | 0.13756 | 0.026771 | 0.023629 |  | 0.0483 | 0.0483 | 0.0711 | 0.0717
2014-07-20 | 14時 |  | 0 | 0 | 0 | 0 | [9 empty] | 0 | 0 | 0 | 0 | 0 | 0 | 0 | 0 | 0 | 0 | 2.6106 | 0 | 0 | 0 | 0 | 0 | 0 | 0 | 0 | 0 | 0 | 0 | 0.047552 | 0.00013 | 0.00025 | 0.00038 | 0.0005 | 0 | 0 | 0 |  | 0.056 | 0.0561 | 0.0788 | 0.0795
2014-07-20 | 15時 |  | 0 | 0 | 0 | 0 | [9 empty] | 0 | 0 | 0 | 0 | 0 | 0 | 0 | 0 | 0 | 0 | 2.5328 | 0 | 0 | 0 | 0.30144 | 0 | 0 | 0 | 0.19069 | 0 | 0 | 0 | 0.047552 | 0.00013 | 0.00025 | 0.00038 | 0.0005 | 0 | 0 | 0 |  | 0.056 | 0.0561 | 0.0788 | 0.0795
2014-07-20 | 16時 |  | 0 | 0 | 0 | 0 | [9 empty] | 0 | 0 | 0 | 0 | 0 | 0 | 0 | 0 | 0 | 0 | 2.4514 | 0 | 0 | 0 | 0.19705 | 0 | 0 | 0 | 0.13571 | 0 | 0 | 0 | 0.047552 | 0.00054 | 0.00108 | 0.00163 | 0.00217 | 0.062335 | 0.054249 | 0.024058 |  | 0.2095 | 0.275 | 0.3956 | 0.5453
2014-07-20 | 17時 |  | 0 | 0 | 0 | 0 | [9 empty] | 0 | 0 | 0 | 0 | 0 | 0 | 0 | 0 | 0 | 0 | 2.354 | 0 | 0 | 0 | 0.1458 | 0 | 0 | 0 | 0.11839 | 0 | 0 | 0 | 0.047552 | 0.00642 | 0.01284 | 0.01926 | 0.02568 | 0.12467 | 0.1085 | 0.026923 |  | 0.2423 | 0.2781 | 0.3689 | 0.5187
2014-07-20 | 18時 |  | 0 | 0 | 0 | 0 | [9 empty] | 0 | 0 | 0 | 0 | 0 | 0 | 0 | 0 | 0 | 0 | 2.2158 | 0 | 0 | 0 | 0.097088 | 0 | 0 | 0 | 0 | 0 | 0 | 0 | 0.047552 | 0.00642 | 0.01284 | 0.01926 | 0.02568 | 0.21072 | 0.1085 | 0 |  | 0.1819 | 0.2177 | 0.2978 | 0.4476
2014-07-20 | 19時 |  | 0 | 0 | 0 | 0 | [9 empty] | 0 | 0 | 0 | 0 | 0 | 0 | 0 | 0 | 0 | 0 | 2.0918 | 0 | 0 | 0 | 0.058949 | 0 | 0 | 0 | 0.21388 | 0 | 0 | 0 | 0.047552 | 0.00013 | 0.00025 | 0.00038 | 0.0005 | 0.12879 | 0 | 0.006537 |  | 0.0998 | 0.1355 | 0.2049 | 0.2056
2014-07-20 | 20時 |  | 0 | 0 | 0 | 0 | [9 empty] | 0 | 0 | 0 | 0 | 0 | 0 | 0 | 0 | 0 | 0 | 2.0785 | 0 | 0 | 0 | 0.059542 | 0 | 0 | 0 | 0.18519 | 0 | 0 | 0 | 0.047552 | 0.00033 | 0.00067 | 0.001 | 0.00133 | 0.16769 | 0.10779 | 0.006537 |  | 0.0917 | 0.1275 | 0.2183 | 0.219
2014-07-20 | 21時 |  | 0 | 0 | 0 | 0 | [9 empty] | 0 | 0 | 0 | 0 | 0 | 0 | 0 | 0 | 0 | 0 | 1.7785 | 0 | 0 | 0 | 0.034434 | 0 | 0 | 0 | 0.18067 | 0 | 0 | 0 | 0.047552 | 0.00628 | 0.01256 | 0.01884 | 0.02512 | 0.12467 | 0.18846 | 0.012659 |  | 0.1755 | 0.2411 | 0.3458 | 0.3465
2014-07-20 | 22時 |  | 0 | 0 | 0 | 0 | [9 empty] | 0 | 0 | 0 | 0 | 0 | 0 | 0 | 0 | 0 | 0 | 0.81607 | 0 | 0 | 0 | 0 | 0 | 0 | 0 | 0.088893 | 0 | 0 | 0 | 0.047552 | 0.00649 | 0.01298 | 0.01947 | 0.02595 | 0.12467 | 0.16133 | 0.043827 |  | 0.1139 | 0.1795 | 0.3002 | 0.3009
2014-07-20 | 23時 |  | 0 | 0 | 0 | 0 | [9 empty] | 0 | 0 | 0 | 0 | 0 | 0 | 0 | 0 | 0 | 0 | 0.48162 | 0 | 0 | 0 | 0 | 0 | 0 | 0 | 0 | 0 | 0 | 0 | 0.047552 | 0.00331 | 0.00661 | 0.00992 | 0.01323 | 0.062335 | 0.15709 | 0.04296 |  | 0.1578 | 0.1578 | 0.1806 | 0.1812
2014-07-21 | 0時 |  | 0 | 0 | 0 | 0 | [9 empty] | 0 | 0 | 0 | 0 | 0 | 0 | 0 | 0 | 0 | 0 | 0.26979 | 0 | 0 | 0 | 0 | 0 | 0 | 0 | 0 | 0 | 0 | 0 | 0.047552 | 0.00013 | 0.00025 | 0.00038 | 0.0005 | 0 | 0.078899 | 0.011656 |  | 0.1578 | 0.1578 | 0.1806 | 0.1812
2014-07-21 | 1時 |  | 0 | 0 | 0 | 0 | [9 empty] | 0 | 0 | 0 | 0 | 0 | 0 | 0 | 0 | 0 | 0 | 0.23746 | 0 | 0 | 0 | 0 | 0 | 0 | 0 | 0 | 0 | 0 | 0 | 0.047552 | 0.00013 | 0.00025 | 0.00038 | 0.0005 | 0 | 0 | 0 |  | 0.0483 | 0.0483 | 0.0711 | 0.0717
2014-07-21 | 2時 |  | 0 | 0 | 0 | 0 | [9 empty] | 0 | 0 | 0 | 0 | 0 | 0 | 0 | 0 | 0 | 0 | 0.10872 | 0 | 0 | 0 | 0 | 0 | 0 | 0 | 0 | 0 | 0 | 0 | 0.047552 | 0.00013 | 0.00025 | 0.00038 | 0.0005 | 0 | 0 | 0 |  | 0.056 | 0.0561 | 0.0788 | 0.0795
2014-07-21 | 3時 |  | 0 | 0 | 0 | 0 | [9 empty] | 0 | 0 | 0 | 0 | 0 | 0 | 0 | 0 | 0 | 0 | 0.070378 | 0 | 0 | 0 | 0 | 0 | 0 | 0 | 0 | 0 | 0 | 0 | 0.047552 | 0.00013 | 0.00025 | 0.00038 | 0.0005 | 0 | 0 | 0 |  | 0.056 | 0.0561 | 0.0788 | 0.0795
2014-07-21 | 4時 |  | 0 | 0 | 0 | 0 | [9 empty] | 0 | 0 | 0 | 0 | 0 | 0 | 0 | 0 | 0 | 0 | 0.017184 | 0 | 0 | 0 | 0 | 0 | 0 | 0 | 0 | 0 | 0 | 0 | 0.047552 | 0.00013 | 0.00025 | 0.00038 | 0.0005 | 0 | 0 | 0 |  | 0.0483 | 0.0483 | 0.0711 | 0.0717
2014-07-21 | 5時 |  | 0 | 0 | 0 | 0 | [9 empty] | 0 | 0 | 0 | 0 | 0 | 0 | 0 | 0 | 0 | 0 | 0.027649 | 0 | 0 | 0 | 0 | 0 | 0 | 0 | 0 | 0 | 0 | 0 | 0.047552 | 0.00013 | 0.00025 | 0.00038 | 0.0005 | 0 | 0 | 0 |  | 0.056 | 0.0561 | 0.0788 | 0.0795
2014-07-21 | 6時 |  | 0 | 0 | 0 | 0 | [9 empty] | 0 | 0 | 0 | 0 | 0 | 0 | 0 | 0 | 0 | 0 | 1.325 | 0 | 0 | 0 | 0 | 0 | 0 | 0 | 0 | 0 | 0 | 0 | 0.047552 | 0.00338 | 0.00675 | 0.01013 | 0.01351 | 0 | 0.024649 | 0.011815 |  | 0.1925 | 0.2611 | 0.3525 | 0.3531
2014-07-21 | 7時 |  | 0 | 0 | 0 | 0 | [9 empty] | 0 | 0 | 0 | 0 | 0 | 0 | 0 | 0 | 0 | 0 | 1.7015 | 0 | 0 | 0 | 0.020655 | 0 | 0 | 0 | 0 | 0 | 0 | 0 | 0.047552 | 0.00054 | 0.00108 | 0.00163 | 0.00217 | 0.13859 | 0.053895 | 0.036861 |  | 0.1524 | 0.248 | 0.3662 | 0.3669
2014-07-21 | 8時 |  | 0 | 0 | 0 | 0 | [9 empty] | 0 | 0 | 0 | 0 | 0 | 0 | 0 | 0 | 0 | 0 | 2.0264 | 0 | 0 | 0 | 0.067339 | 0 | 0 | 0 | 0 | 0 | 0 | 0 | 0.047552 | 0.00054 | 0.00108 | 0.00163 | 0.00217 | 0.093503 | 0 | 0.035602 |  | 0.1091 | 0.1448 | 0.2032 | 0.2039
2014-07-21 | 9時 |  | 0 | 0 | 0 | 0 | [9 empty] | 0 | 0 | 0 | 0 | 0 | 0 | 0 | 0 | 0 | 0 | 2.2794 | 0 | 0 | 0 | 0 | 0 | 0 | 0 | 0 | 0 | 0 | 0 | 0.047552 | 0.00013 | 0.00025 | 0.00038 | 0.0005 | 0.17838 | 0.10971 | 0.042749 |  | 0.3011 | 0.3368 | 0.3953 | 0.396
2014-07-21 | 10時 |  | 0 | 0 | 0 | 0 | [9 empty] | 0 | 0 | 0 | 0 | 0 | 0 | 0 | 0 | 0 | 0 | 2.2799 | 0 | 0 | 0 | 0 | 0 | 0 | 0 | 0 | 0 | 0 | 0 | 0.047552 | 0.00033 | 0.00067 | 0.001 | 0.00133 | 0.093503 | 0 | 0.012523 |  | 0.0483 | 0.0483 | 0.0711 | 0.0717
2014-07-21 | 11時 |  | 0 | 0 | 0 | 0 | [9 empty] | 0 | 0 | 0 | 0 | 0 | 0 | 0 | 0 | 0 | 0 | 2.4704 | 0 | 0 | 0 | 0.14718 | 0 | 0 | 0 | 0 | 0 | 0 | 0 | 0.047552 | 0.00013 | 0.00025 | 0.00038 | 0.0005 | 0 | 0 | 0.0052775 |  | 0.056 | 0.0561 | 0.0788 | 0.0795
2014-07-21 | 12時 |  | 0 | 0 | 0 | 0 | [9 empty] | 0 | 0 | 0 | 0 | 0 | 0 | 0 | 0 | 0 | 0 | 2.6913 | 0 | 0 | 0 | 0.097749 | 0 | 0 | 0 | 0 | 0 | 0 | 0 | 0.047552 | 0.00338 | 0.00675 | 0.01013 | 0.01351 | 0.05371 | 0 | 0.0052775 |  | 0.1983 | 0.2727 | 0.3698 | 0.3705
2014-07-21 | 13時 |  | 0 | 0 | 0 | 0 | [9 empty] | 0 | 0 | 0 | 0 | 0 | 0 | 0 | 0 | 0 | 0 | 2.5687 | 0 | 0 | 0 | 0 | 0 | 0 | 0 | 0 | 0 | 0 | 0 | 0.047552 | 0.00033 | 0.00067 | 0.001 | 0.00133 | 0.11604 | 0 | 0 |  | 0.0483 | 0.0483 | 0.0711 | 0.0717
2014-07-21 | 14時 |  | 0 | 0 | 0 | 0 | [9 empty] | 0 | 0 | 0 | 0 | 0 | 0 | 0 | 0 | 0 | 0 | 2.3298 | 0 | 0 | 0 | 0 | 0 | 0 | 0 | 0 | 0 | 0 | 0 | 0.047552 | 0.00013 | 0.00025 | 0.00038 | 0.0005 | 0.031168 | 0 | 0.017801 |  | 0.056 | 0.0561 | 0.0788 | 0.0795
2014-07-21 | 15時 |  | 0 | 0 | 0 | 0 | [9 empty] | 0 | 0 | 0 | 0 | 0 | 0 | 0 | 0 | 0 | 0 | 2.4067 | 0 | 0 | 0 | 0.090412 | 0 | 0 | 0 | 0 | 0 | 0 | 0 | 0.047552 | 0.00013 | 0.00025 | 0.00038 | 0.0005 | 0 | 0 | 0 |  | 0.056 | 0.0561 | 0.0788 | 0.0795
2014-07-21 | 16時 |  | 0 | 0 | 0 | 0 | [9 empty] | 0 | 0 | 0 | 0 | 0 | 0 | 0 | 0 | 0 | 0 | 2.2938 | 0 | 0 | 0 | 0.060444 | 0 | 0 | 0 | 0 | 0 | 0 | 0 | 0.047552 | 0.00033 | 0.00067 | 0.001 | 0.00133 | 0.062335 | 0 | 0.0052775 |  | 0.0483 | 0.0483 | 0.0711 | 0.0717
2014-07-21 | 17時 |  | 0 | 0 | 0 | 0 | [9 empty] | 0 | 0 | 0 | 0 | 0 | 0 | 0 | 0 | 0 | 0 | 2.2566 | 0 | 0 | 0 | 0.037951 | 0 | 0 | 0 | 0.090145 | 0 | 0 | 0 | 0.047552 | 0.00033 | 0.00067 | 0.001 | 0.00133 | 0.10536 | 0 | 0.0082775 |  | 0.1304 | 0.2048 | 0.3019 | 0.3026
2014-07-21 | 18時 |  | 0 | 0 | 0 | 0 | [9 empty] | 0 | 0 | 0 | 0 | 0 | 0 | 0 | 0 | 0 | 0 | 2.2385 | 0 | 0 | 0 | 0.029618 | 0 | 0 | 0 | 0 | 0 | 0 | 0 | 0.047552 | 0.00642 | 0.01284 | 0.01926 | 0.02568 | 0.12467 | 0 | 0.0082775 |  | 0.303 | 0.3387 | 0.3972 | 0.5469
2014-07-21 | 19時 |  | 0 | 0 | 0 | 0 | [9 empty] | 0 | 0 | 0 | 0 | 0 | 0 | 0 | 0 | 0 | 0 | 2.0776 | 0 | 0 | 0 | 0.06353 | 0 | 0 | 0 | 0.086675 | 0 | 0 | 0 | 0.047552 | 0.00642 | 0.01284 | 0.01926 | 0.02568 | 0.21072 | 0.10708 | 0.0082775 |  | 0.0991 | 0.1348 | 0.1932 | 0.1939
2014-07-21 | 20時 |  | 0 | 0 | 0 | 0 | [9 empty] | 0 | 0 | 0 | 0 | 0 | 0 | 0 | 0 | 0 | 0 | 2.0296 | 0 | 0 | 0 | 0.042142 | 0 | 0 | 0 | 0 | 0 | 0 | 0 | 0.047552 | 0.00033 | 0.00067 | 0.001 | 0.00133 | 0.14927 | 0.027125 | 0 |  | 0.0917 | 0.1275 | 0.2102 | 0.2109
2014-07-21 | 21時 |  | 0 | 0 | 0 | 0 | [9 empty] | 0 | 0 | 0 | 0 | 0 | 0 | 0 | 0 | 0 | 0 | 1.9236 | 0 | 0 | 0 | 0.027206 | 0 | 0 | 0 | 0.16909 | 0 | 0 | 0 | 0.047552 | 0.00033 | 0.00067 | 0.001 | 0.00133 | 0.14618 | 0.10814 | 0.031304 |  | 0.1216 | 0.1873 | 0.2837 | 0.2844
2014-07-21 | 22時 |  | 0 | 0 | 0 | 0 | [9 empty] | 0 | 0 | 0 | 0 | 0 | 0 | 0 | 0 | 0 | 0 | 1.8634 | 0 | 0 | 0 | 0 | 0 | 0 | 0 | 0.085457 | 0 | 0 | 0 | 0.047552 | 0.00628 | 0.01256 | 0.01884 | 0.02512 | 0.12467 | 0.16133 | 0.043827 |  | 0.1738 | 0.1917 | 0.262 | 0.2626
2014-07-21 | 23時 |  | 0 | 0 | 0 | 0 | [9 empty] | 0 | 0 | 0 | 0 | 0 | 0 | 0 | 0 | 0 | 0 | 1.2391 | 0 | 0 | 0 | 0 | 0 | 0 | 0 | 0 | 0 | 0 | 0 | 0.047552 | 0.0067 | 0.01339 | 0.02009 | 0.02679 | 0.12467 | 0.18881 | 0.031848 |  | 0.1877 | 0.2176 | 0.2756 | 0.2763
2014-07-22 | 0時 |  | 0 | 0 | 0 | 0 | [9 empty] | 0 | 0 | 0 | 0 | 0 | 0 | 0 | 0 | 0 | 0 | 1.0724 | 0 | 0 | 0 | 0 | 0 | 0 | 0 | 0 | 0 | 0 | 0 | 0.047552 | 0.00013 | 0.00025 | 0.00038 | 0.0005 | 0 | 0 | 0 |  | 0.1578 | 0.1578 | 0.1806 | 0.1812
2014-07-22 | 1時 |  | 0 | 0 | 0 | 0 | [9 empty] | 0 | 0 | 0 | 0 | 0 | 0 | 0 | 0 | 0 | 0 | 0.77 | 0 | 0 | 0 | 0 | 0 | 0 | 0 | 0 | 0 | 0 | 0 | 0.047552 | 0.00013 | 0.00025 | 0.00038 | 0.0005 | 0 | 0 | 0 |  | 0.0483 | 0.0483 | 0.0711 | 0.0717
2014-07-22 | 2時 |  | 0 | 0 | 0 | 0 | [9 empty] | 0 | 0 | 0 | 0 | 0 | 0 | 0 | 0 | 0 | 0 | 0.51548 | 0 | 0 | 0 | 0 | 0 | 0 | 0 | 0 | 0 | 0 | 0 | 0.047552 | 0.00013 | 0.00025 | 0.00038 | 0.0005 | 0 | 0 | 0 |  | 0.056 | 0.0561 | 0.0788 | 0.0795
2014-07-22 | 3時 |  | 0 | 0 | 0 | 0 | [9 empty] | 0 | 0 | 0 | 0 | 0 | 0 | 0 | 0 | 0 | 0 | 0.33927 | 0 | 0 | 0 | 0 | 0 | 0 | 0 | 0 | 0 | 0 | 0 | 0.047552 | 0.00013 | 0.00025 | 0.00038 | 0.0005 | 0 | 0 | 0 |  | 0.056 | 0.0561 | 0.0788 | 0.0795
2014-07-22 | 4時 |  | 0 | 0 | 0 | 0 | [9 empty] | 0 | 0 | 0 | 0 | 0 | 0 | 0 | 0 | 0 | 0 | 0.22975 | 0 | 0 | 0 | 0 | 0 | 0 | 0 | 0 | 0 | 0 | 0 | 0.047552 | 0.00013 | 0.00025 | 0.00038 | 0.0005 | 0 | 0 | 0 |  | 0.0483 | 0.0483 | 0.0711 | 0.0717
2014-07-22 | 5時 |  | 0 | 0 | 0 | 0 | [9 empty] | 0 | 0 | 0 | 0 | 0 | 0 | 0 | 0 | 0 | 0 | 0.57887 | 0 | 0 | 0 | 0 | 0 | 0 | 0 | 0 | 0 | 0 | 0 | 0.047552 | 0.00013 | 0.00025 | 0.00038 | 0.0005 | 0 | 0 | 0 |  | 0.056 | 0.0561 | 0.0788 | 0.0795
2014-07-22 | 6時 |  | 0 | 0 | 0 | 0 | [9 empty] | 0 | 0 | 0 | 0 | 0 | 0 | 0 | 0 | 0 | 0 | 1.4347 | 0 | 0 | 0 | 0 | 0 | 0 | 0 | 0 | 0 | 0 | 0 | 0.047552 | 0.00013 | 0.00025 | 0.00038 | 0.0005 | 0 | 0 | 0 |  | 0.056 | 0.0561 | 0.0788 | 0.0795
2014-07-22 | 7時 |  | 0 | 0 | 0 | 0 | [9 empty] | 0 | 0 | 0 | 0 | 0 | 0 | 0 | 0 | 0 | 0 | 1.8482 | 0 | 0 | 0 | 0 | 0 | 0 | 0 | 0 | 0 | 0 | 0 | 0.047552 | 0.00054 | 0.00108 | 0.00163 | 0.00217 | 0 | 0.024649 | 0.022689 |  | 0.1168 | 0.1854 | 0.2767 | 0.2774
2014-07-22 | 8時 |  | 0 | 0 | 0 | 0 | [9 empty] | 0 | 0 | 0 | 0 | 0 | 0 | 0 | 0 | 0 | 0 | 2.1378 | 0 | 0 | 0 | 0 | 0 | 0 | 0 | 0 | 0 | 0 | 0 | 0.047552 | 0.00379 | 0.00759 | 0.01138 | 0.01518 | 0.084877 | 0.078545 | 0.064582 |  | 0.2156 | 0.2812 | 0.3696 | 0.3702
2014-07-22 | 9時 |  | 0 | 0 | 0 | 0 | [9 empty] | 0 | 0 | 0 | 0 | 0 | 0 | 0 | 0 | 0 | 0 | 2.408 | 0 | 0 | 0 | 0.07258 | 0 | 0 | 0 | 0.18051 | 0 | 0 | 0 | 0.047552 | 0.00033 | 0.00067 | 0.001 | 0.00133 | 0.23209 | 0.16325 | 0.052059 |  | 0.2163 | 0.252 | 0.3265 | 0.3272
2014-07-22 | 10時 |  | 0 | 0 | 0 | 0 | [9 empty] | 0 | 0 | 0 | 0 | 0 | 0 | 0 | 0 | 0 | 0 | 2.5433 | 0 | 0 | 0 | 0.092525 | 0 | 0 | 0 | 0.1984 | 0 | 0 | 0 | 0.047552 | 0.00054 | 0.00108 | 0.00163 | 0.00217 | 0.12467 | 0.21558 | 0.037471 |  | 0.1917 | 0.2274 | 0.3128 | 0.3134
2014-07-22 | 11時 |  | 0 | 0 | 0 | 0 | [9 empty] | 0 | 0 | 0 | 0 | 0 | 0 | 0 | 0 | 0 | 0 | 2.5425 | 0 | 0 | 0 | 0.096364 | 0 | 0 | 0 | 0.094864 | 0 | 0 | 0 | 0.047552 | 0.00033 | 0.00067 | 0.001 | 0.00133 | 0.12467 | 0.21558 | 0 |  | 0.1994 | 0.2352 | 0.315 | 0.3157
2014-07-22 | 12時 |  | 0 | 0 | 0 | 0 | [9 empty] | 0 | 0 | 0 | 0 | 0 | 0 | 0 | 0 | 0 | 0 | 2.6337 | 0 | 0 | 0 | 0.06543 | 0 | 0 | 0 | 0 | 0 | 0 | 0 | 0.047552 | 0.00338 | 0.00675 | 0.01013 | 0.01351 | 0.14721 | 0.13456 | 0.018352 |  | 0.1983 | 0.2727 | 0.3698 | 0.3705
2014-07-22 | 13時 |  | 0 | 0 | 0 | 0 | [9 empty] | 0 | 0 | 0 | 0 | 0 | 0 | 0 | 0 | 0 | 0 | 2.8278 | 0 | 0 | 0 | 0 | 0 | 0 | 0 | 0 | 0 | 0 | 0 | 0.047552 | 0.00033 | 0.00067 | 0.001 | 0.00133 | 0.13756 | 0.026771 | 0.023629 |  | 0.0483 | 0.0483 | 0.0711 | 0.0717
2014-07-22 | 14時 |  | 0 | 0 | 0 | 0 | [9 empty] | 0 | 0 | 0 | 0 | 0 | 0 | 0 | 0 | 0 | 0 | 2.6743 | 0 | 0 | 0 | 0 | 0 | 0 | 0 | 0 | 0 | 0 | 0 | 0.047552 | 0.00013 | 0.00025 | 0.00038 | 0.0005 | 0 | 0 | 0 |  | 0.056 | 0.0561 | 0.0788 | 0.0795
2014-07-22 | 15時 |  | 0 | 0 | 0 | 0 | [9 empty] | 0 | 0 | 0 | 0 | 0 | 0 | 0 | 0 | 0 | 0 | 2.7227 | 0 | 0 | 0 | 0.10212 | 0 | 0 | 0 | 0.11081 | 0 | 0 | 0 | 0.047552 | 0.00013 | 0.00025 | 0.00038 | 0.0005 | 0 | 0 | 0 |  | 0.056 | 0.0561 | 0.0788 | 0.0795
2014-07-22 | 16時 |  | 0 | 0 | 0 | 0 | [9 empty] | 0 | 0 | 0 | 0 | 0 | 0 | 0 | 0 | 0 | 0 | 2.5494 | 0 | 0 | 0 | 0.070941 | 0 | 0 | 0 | 0.095513 | 0 | 0 | 0 | 0.047552 | 0.00054 | 0.00108 | 0.00163 | 0.00217 | 0.062335 | 0.054249 | 0.024058 |  | 0.2095 | 0.275 | 0.3956 | 0.5453
2014-07-22 | 17時 |  | 0 | 0 | 0 | 0 | [9 empty] | 0 | 0 | 0 | 0 | 0 | 0 | 0 | 0 | 0 | 0 | 2.4829 | 0 | 0 | 0 | 0.057247 | 0 | 0 | 0 | 0.088778 | 0 | 0 | 0 | 0.047552 | 0.00642 | 0.01284 | 0.01926 | 0.02568 | 0.12467 | 0.1085 | 0.026923 |  | 0.2423 | 0.2781 | 0.3689 | 0.5187
2014-07-22 | 18時 |  | 0 | 0 | 0 | 0 | [9 empty] | 0 | 0 | 0 | 0 | 0 | 0 | 0 | 0 | 0 | 0 | 2.2336 | 0 | 0 | 0 | 0.073825 | 0 | 0 | 0 | 0 | 0 | 0 | 0 | 0.047552 | 0.00642 | 0.01284 | 0.01926 | 0.02568 | 0.21072 | 0.1085 | 0 |  | 0.1819 | 0.2177 | 0.2978 | 0.4476
2014-07-22 | 19時 |  | 0 | 0 | 0 | 0 | [9 empty] | 0 | 0 | 0 | 0 | 0 | 0 | 0 | 0 | 0 | 0 | 2.1692 | 0 | 0 | 0 | 0.055175 | 0 | 0 | 0 | 0.17497 | 0 | 0 | 0 | 0.047552 | 0.00013 | 0.00025 | 0.00038 | 0.0005 | 0.12879 | 0 | 0.006537 |  | 0.0998 | 0.1355 | 0.2049 | 0.2056
2014-07-22 | 20時 |  | 0 | 0 | 0 | 0 | [9 empty] | 0 | 0 | 0 | 0 | 0 | 0 | 0 | 0 | 0 | 0 | 2.0739 | 0 | 0 | 0 | 0.048521 | 0 | 0 | 0 | 0.17196 | 0 | 0 | 0 | 0.047552 | 0.00033 | 0.00067 | 0.001 | 0.00133 | 0.16769 | 0.10779 | 0.006537 |  | 0.0917 | 0.1275 | 0.2183 | 0.219
2014-07-22 | 21時 |  | 0 | 0 | 0 | 0 | [9 empty] | 0 | 0 | 0 | 0 | 0 | 0 | 0 | 0 | 0 | 0 | 1.9695 | 0 | 0 | 0 | 0.030597 | 0 | 0 | 0 | 0.18303 | 0 | 0 | 0 | 0.047552 | 0.00628 | 0.01256 | 0.01884 | 0.02512 | 0.12467 | 0.18846 | 0.012659 |  | 0.1755 | 0.2411 | 0.3458 | 0.3465
2014-07-22 | 22時 |  | 0 | 0 | 0 | 0 | [9 empty] | 0 | 0 | 0 | 0 | 0 | 0 | 0 | 0 | 0 | 0 | 1.9269 | 0 | 0 | 0 | 0 | 0 | 0 | 0 | 0 | 0 | 0 | 0 | 0.047552 | 0.00649 | 0.01298 | 0.01947 | 0.02595 | 0.12467 | 0.16133 | 0.043827 |  | 0.1139 | 0.1795 | 0.3002 | 0.3009
2014-07-22 | 23時 |  | 0 | 0 | 0 | 0 | [9 empty] | 0 | 0 | 0 | 0 | 0 | 0 | 0 | 0 | 0 | 0 | 1.2297 | 0 | 0 | 0 | 0 | 0 | 0 | 0 | 0 | 0 | 0 | 0 | 0.047552 | 0.00331 | 0.00661 | 0.00992 | 0.01323 | 0.062335 | 0.15709 | 0.04296 |  | 0.1578 | 0.1578 | 0.1806 | 0.1812
2014-07-23 | 0時 |  | 0 | 0 | 0 | 0 | [9 empty] | 0 | 0 | 0 | 0 | 0 | 0 | 0 | 0 | 0 | 0 | 1.0229 | 0 | 0 | 0 | 0 | 0 | 0 | 0 | 0 | 0 | 0 | 0 | 0.047552 | 0.00013 | 0.00025 | 0.00038 | 0.0005 | 0 | 0 | 0 |  | 0.1578 | 0.1578 | 0.1806 | 0.1812
2014-07-23 | 1時 |  | 0 | 0 | 0 | 0 | [9 empty] | 0 | 0 | 0 | 0 | 0 | 0 | 0 | 0 | 0 | 0 | 0.49458 | 0 | 0 | 0 | 0 | 0 | 0 | 0 | 0 | 0 | 0 | 0 | 0.047552 | 0.00013 | 0.00025 | 0.00038 | 0.0005 | 0 | 0 | 0 |  | 0.0483 | 0.0483 | 0.0711 | 0.0717
2014-07-23 | 2時 |  | 0 | 0 | 0 | 0 | [9 empty] | 0 | 0 | 0 | 0 | 0 | 0 | 0 | 0 | 0 | 0 | 0.30846 | 0 | 0 | 0 | 0 | 0 | 0 | 0 | 0 | 0 | 0 | 0 | 0.047552 | 0.00013 | 0.00025 | 0.00038 | 0.0005 | 0 | 0 | 0 |  | 0.056 | 0.0561 | 0.0788 | 0.0795
2014-07-23 | 3時 |  | 0 | 0 | 0 | 0 | [9 empty] | 0 | 0 | 0 | 0 | 0 | 0 | 0 | 0 | 0 | 0 | 0.20066 | 0 | 0 | 0 | 0 | 0 | 0 | 0 | 0 | 0 | 0 | 0 | 0.047552 | 0.00013 | 0.00025 | 0.00038 | 0.0005 | 0 | 0 | 0 |  | 0.056 | 0.0561 | 0.0788 | 0.0795
2014-07-23 | 4時 |  | 0 | 0 | 0 | 0 | [9 empty] | 0 | 0 | 0 | 0 | 0 | 0 | 0 | 0 | 0 | 0 | 0.12801 | 0 | 0 | 0 | 0 | 0 | 0 | 0 | 0 | 0 | 0 | 0 | 0.047552 | 0.00013 | 0.00025 | 0.00038 | 0.0005 | 0 | 0 | 0 |  | 0.0483 | 0.0483 | 0.0711 | 0.0717
2014-07-23 | 5時 |  | 0 | 0 | 0 | 0 | [9 empty] | 0 | 0 | 0 | 0 | 0 | 0 | 0 | 0 | 0 | 0 | 0.70692 | 0 | 0 | 0 | 0 | 0 | 0 | 0 | 0 | 0 | 0 | 0 | 0.047552 | 0.00013 | 0.00025 | 0.00038 | 0.0005 | 0 | 0 | 0 |  | 0.056 | 0.0561 | 0.0788 | 0.0795
2014-07-23 | 6時 |  | 0 | 0 | 0 | 0 | [9 empty] | 0 | 0 | 0 | 0 | 0 | 0 | 0 | 0 | 0 | 0 | 1.7284 | 0 | 0 | 0 | 0 | 0 | 0 | 0 | 0 | 0 | 0 | 0 | 0.047552 | 0.00033 | 0.00067 | 0.001 | 0.00133 | 0 | 0.024649 | 0.011815 |  | 0.0859 | 0.1159 | 0.1685 | 0.1692
2014-07-23 | 7時 |  | 0 | 0 | 0 | 0 | [9 empty] | 0 | 0 | 0 | 0 | 0 | 0 | 0 | 0 | 0 | 0 | 1.9294 | 0 | 0 | 0 | 0 | 0 | 0 | 0 | 0 | 0 | 0 | 0 | 0.047552 | 0.00033 | 0.00067 | 0.001 | 0.00133 | 0.093503 | 0 | 0.015347 |  | 0.2346 | 0.2703 | 0.3287 | 0.3294
2014-07-23 | 8時 |  | 0 | 0 | 0 | 0 | [9 empty] | 0 | 0 | 0 | 0 | 0 | 0 | 0 | 0 | 0 | 0 | 2.186 | 0 | 0 | 0 | 0.026183 | 0 | 0 | 0 | 0.081652 | 0 | 0 | 0 | 0.047552 | 0.00705 | 0.01409 | 0.02114 | 0.02818 | 0.13653 | 0.078545 | 0.060527 |  | 0.2282 | 0.3325 | 0.4595 | 0.4602
2014-07-23 | 9時 |  | 0 | 0 | 0 | 0 | [9 empty] | 0 | 0 | 0 | 0 | 0 | 0 | 0 | 0 | 0 | 0 | 2.4085 | 0 | 0 | 0 | 0.16165 | 0 | 0 | 0 | 0.22555 | 0 | 0 | 0 | 0.047552 | 0.00013 | 0.00025 | 0.00038 | 0.0005 | 0.084877 | 0.053895 | 0.0052775 |  | 0.056 | 0.0561 | 0.0788 | 0.0795
2014-07-23 | 10時 |  | 0 | 0 | 0 | 0 | [9 empty] | 0 | 0 | 0 | 0 | 0 | 0 | 0 | 0 | 0 | 0 | 2.6309 | 0 | 0 | 0 | 0.1459 | 0 | 0 | 0 | 0.22896 | 0 | 0 | 0 | 0.047552 | 0.00013 | 0.00025 | 0.00038 | 0.0005 | 0 | 0 | 0 |  | 0.0483 | 0.0483 | 0.0711 | 0.0717
2014-07-23 | 11時 |  | 0 | 0 | 0 | 0 | [9 empty] | 0 | 0 | 0 | 0 | 0 | 0 | 0 | 0 | 0 | 0 | 2.7179 | 0 | 0 | 0 | 0.20348 | 0 | 0 | 0 | 0.12173 | 0 | 0 | 0 | 0.047552 | 0.00013 | 0.00025 | 0.00038 | 0.0005 | 0 | 0 | 0 |  | 0.056 | 0.0561 | 0.0788 | 0.0795
2014-07-23 | 12時 |  | 0 | 0 | 0 | 0 | [9 empty] | 0 | 0 | 0 | 0 | 0 | 0 | 0 | 0 | 0 | 0 | 2.7437 | 0 | 0 | 0 | 0.1366 | 0 | 0 | 0 | 0 | 0 | 0 | 0 | 0.047552 | 0.00013 | 0.00025 | 0.00038 | 0.0005 | 0 | 0 | 0 |  | 0.056 | 0.0561 | 0.0788 | 0.0795
2014-07-23 | 13時 |  | 0 | 0 | 0 | 0 | [9 empty] | 0 | 0 | 0 | 0 | 0 | 0 | 0 | 0 | 0 | 0 | 2.7031 | 0 | 0 | 0 | 0 | 0 | 0 | 0 | 0 | 0 | 0 | 0 | 0.047552 | 0.00013 | 0.00025 | 0.00038 | 0.0005 | 0 | 0 | 0 |  | 0.0483 | 0.0483 | 0.0711 | 0.0717
2014-07-23 | 14時 |  | 0 | 0 | 0 | 0 | [9 empty] | 0 | 0 | 0 | 0 | 0 | 0 | 0 | 0 | 0 | 0 | 2.7132 | 0 | 0 | 0 | 0 | 0 | 0 | 0 | 0 | 0 | 0 | 0 | 0.047552 | 0.00013 | 0.00025 | 0.00038 | 0.0005 | 0 | 0 | 0 |  | 0.056 | 0.0561 | 0.0788 | 0.0795
2014-07-23 | 15時 |  | 0 | 0 | 0 | 0 | [9 empty] | 0 | 0 | 0 | 0 | 0 | 0 | 0 | 0 | 0 | 0 | 2.685 | 0 | 0 | 0 | 0.25709 | 0 | 0 | 0 | 0.16828 | 0 | 0 | 0 | 0.047552 | 0.00013 | 0.00025 | 0.00038 | 0.0005 | 0 | 0 | 0 |  | 0.056 | 0.0561 | 0.0788 | 0.0795
2014-07-23 | 16時 |  | 0 | 0 | 0 | 0 | [9 empty] | 0 | 0 | 0 | 0 | 0 | 0 | 0 | 0 | 0 | 0 | 2.6906 | 0 | 0 | 0 | 0.2029 | 0 | 0 | 0 | 0.12022 | 0 | 0 | 0 | 0.047552 | 0.00013 | 0.00025 | 0.00038 | 0.0005 | 0 | 0 | 0 |  | 0.0483 | 0.0483 | 0.0711 | 0.0717
2014-07-23 | 17時 |  | 0 | 0 | 0 | 0 | [9 empty] | 0 | 0 | 0 | 0 | 0 | 0 | 0 | 0 | 0 | 0 | 2.5148 | 0 | 0 | 0 | 0.16068 | 0 | 0 | 0 | 0.11003 | 0 | 0 | 0 | 0.047552 | 0.00013 | 0.00025 | 0.00038 | 0.0005 | 0 | 0 | 0 |  | 0.056 | 0.0561 | 0.0788 | 0.0795
2014-07-23 | 18時 |  | 0 | 0 | 0 | 0 | [9 empty] | 0 | 0 | 0 | 0 | 0 | 0 | 0 | 0 | 0 | 0 | 2.3845 | 0 | 0 | 0 | 0.11373 | 0 | 0 | 0 | 0 | 0 | 0 | 0 | 0.047552 | 0.00013 | 0.00025 | 0.00038 | 0.0005 | 0 | 0 | 0 |  | 0.056 | 0.0561 | 0.0788 | 0.0795
2014-07-23 | 19時 |  | 0 | 0 | 0 | 0 | [9 empty] | 0 | 0 | 0 | 0 | 0 | 0 | 0 | 0 | 0 | 0 | 2.2358 | 0 | 0 | 0 | 0.082014 | 0 | 0 | 0 | 0.23614 | 0 | 0 | 0 | 0.047552 | 0.00013 | 0.00025 | 0.00038 | 0.0005 | 0 | 0 | 0 |  | 0.0483 | 0.0483 | 0.0711 | 0.0717
2014-07-23 | 20時 |  | 0 | 0 | 0 | 0 | [9 empty] | 0 | 0 | 0 | 0 | 0 | 0 | 0 | 0 | 0 | 0 | 2.1518 | 0 | 0 | 0 | 0.073256 | 0 | 0 | 0 | 0.19217 | 0 | 0 | 0 | 0.047552 | 0.00054 | 0.00108 | 0.00163 | 0.00217 | 0.062335 | 0 | 0.0082775 |  | 0.1304 | 0.2048 | 0.3129 | 0.4626
2014-07-23 | 21時 |  | 0 | 0 | 0 | 0 | [9 empty] | 0 | 0 | 0 | 0 | 0 | 0 | 0 | 0 | 0 | 0 | 2.0574 | 0 | 0 | 0 | 0.057791 | 0 | 0 | 0 | 0.1932 | 0 | 0 | 0 | 0.047552 | 0.00033 | 0.00067 | 0.001 | 0.00133 | 0.12467 | 0.026771 | 0.031304 |  | 0.1755 | 0.2411 | 0.3322 | 0.4447
2014-07-23 | 22時 |  | 0 | 0 | 0 | 0 | [9 empty] | 0 | 0 | 0 | 0 | 0 | 0 | 0 | 0 | 0 | 0 | 1.9145 | 0 | 0 | 0 | 0 | 0 | 0 | 0 | 0 | 0 | 0 | 0 | 0.047552 | 0.00352 | 0.00703 | 0.01055 | 0.01406 | 0.12467 | 0.16133 | 0.043827 |  | 0.051 | 0.0511 | 0.0952 | 0.0959
2014-07-23 | 23時 |  | 0 | 0 | 0 | 0 | [9 empty] | 0 | 0 | 0 | 0 | 0 | 0 | 0 | 0 | 0 | 0 | 1.3514 | 0 | 0 | 0 | 0 | 0 | 0 | 0 | 0 | 0 | 0 | 0 | 0.047552 | 0.00628 | 0.01256 | 0.01884 | 0.02512 | 0.062335 | 0.15709 | 0.044922 |  | 0.1877 | 0.2176 | 0.2703 | 0.2709
2014-07-24 | 0時 |  | 0 | 0 | 0 | 0 | [9 empty] | 0 | 0 | 0 | 0 | 0 | 0 | 0 | 0 | 0 | 0 | 1.2346 | 0 | 0 | 0 | 0 | 0 | 0 | 0 | 0 | 0 | 0 | 0 | 0.047552 | 0.00013 | 0.00025 | 0.00038 | 0.0005 | 0 | 0.078899 | 0.011656 |  | 0.1578 | 0.1578 | 0.1806 | 0.1812
2014-07-24 | 1時 |  | 0 | 0 | 0 | 0 | [9 empty] | 0 | 0 | 0 | 0 | 0 | 0 | 0 | 0 | 0 | 0 | 1.0976 | 0 | 0 | 0 | 0 | 0 | 0 | 0 | 0 | 0 | 0 | 0 | 0.047552 | 0.00013 | 0.00025 | 0.00038 | 0.0005 | 0 | 0 | 0 |  | 0.0483 | 0.0483 | 0.0711 | 0.0717
2014-07-24 | 2時 |  | 0 | 0 | 0 | 0 | [9 empty] | 0 | 0 | 0 | 0 | 0 | 0 | 0 | 0 | 0 | 0 | 0.9306 | 0 | 0 | 0 | 0 | 0 | 0 | 0 | 0 | 0 | 0 | 0 | 0.047552 | 0.00013 | 0.00025 | 0.00038 | 0.0005 | 0 | 0 | 0 |  | 0.056 | 0.0561 | 0.0788 | 0.0795
2014-07-24 | 3時 |  | 0 | 0 | 0 | 0 | [9 empty] | 0 | 0 | 0 | 0 | 0 | 0 | 0 | 0 | 0 | 0 | 0.7053 | 0 | 0 | 0 | 0 | 0 | 0 | 0 | 0 | 0 | 0 | 0 | 0.047552 | 0.00013 | 0.00025 | 0.00038 | 0.0005 | 0 | 0 | 0 |  | 0.056 | 0.0561 | 0.0788 | 0.0795
2014-07-24 | 4時 |  | 0 | 0 | 0 | 0 | [9 empty] | 0 | 0 | 0 | 0 | 0 | 0 | 0 | 0 | 0 | 0 | 0.44919 | 0 | 0 | 0 | 0 | 0 | 0 | 0 | 0 | 0 | 0 | 0 | 0.047552 | 0.00013 | 0.00025 | 0.00038 | 0.0005 | 0 | 0 | 0 |  | 0.0483 | 0.0483 | 0.0711 | 0.0717
2014-07-24 | 5時 |  | 0 | 0 | 0 | 0 | [9 empty] | 0 | 0 | 0 | 0 | 0 | 0 | 0 | 0 | 0 | 0 | 1.4564 | 0 | 0 | 0 | 0 | 0 | 0 | 0 | 0 | 0 | 0 | 0 | 0.047552 | 0.00013 | 0.00025 | 0.00038 | 0.0005 | 0 | 0 | 0 |  | 0.056 | 0.0561 | 0.0788 | 0.0795
2014-07-24 | 6時 |  | 0 | 0 | 0 | 0 | [9 empty] | 0 | 0 | 0 | 0 | 0 | 0 | 0 | 0 | 0 | 0 | 1.8437 | 0 | 0 | 0 | 0.09233 | 0 | 0 | 0 | 0 | 0 | 0 | 0 | 0.047552 | 0.00338 | 0.00675 | 0.01013 | 0.01351 | 0 | 0.024649 | 0.011815 |  | 0.1925 | 0.2611 | 0.3525 | 0.3531
2014-07-24 | 7時 |  | 0 | 0 | 0 | 0 | [9 empty] | 0 | 0 | 0 | 0 | 0 | 0 | 0 | 0 | 0 | 0 | 2.051 | 0 | 0 | 0 | 0.12675 | 0 | 0 | 0 | 0 | 0 | 0 | 0 | 0.047552 | 0.00054 | 0.00108 | 0.00163 | 0.00217 | 0.13859 | 0.053895 | 0.036861 |  | 0.1524 | 0.248 | 0.3662 | 0.3669
2014-07-24 | 8時 |  | 0 | 0 | 0 | 0 | [9 empty] | 0 | 0 | 0 | 0 | 0 | 0 | 0 | 0 | 0 | 0 | 2.2486 | 0 | 0 | 0 | 0.14907 | 0 | 0 | 0 | 0 | 0 | 0 | 0 | 0.047552 | 0.00054 | 0.00108 | 0.00163 | 0.00217 | 0.093503 | 0 | 0.035602 |  | 0.1091 | 0.1448 | 0.2032 | 0.2039
2014-07-24 | 9時 |  | 0 | 0 | 0 | 0 | [9 empty] | 0 | 0 | 0 | 0 | 0 | 0 | 0 | 0 | 0 | 0 | 2.3839 | 0 | 0 | 0 | 0 | 0 | 0 | 0 | 0 | 0 | 0 | 0 | 0.047552 | 0.00013 | 0.00025 | 0.00038 | 0.0005 | 0.17838 | 0.10971 | 0.042749 |  | 0.3011 | 0.3368 | 0.3953 | 0.396
2014-07-24 | 10時 |  | 0 | 0 | 0 | 0 | [9 empty] | 0 | 0 | 0 | 0 | 0 | 0 | 0 | 0 | 0 | 0 | 2.6409 | 0 | 0 | 0 | 0 | 0 | 0 | 0 | 0 | 0 | 0 | 0 | 0.047552 | 0.00033 | 0.00067 | 0.001 | 0.00133 | 0.093503 | 0 | 0.012523 |  | 0.0483 | 0.0483 | 0.0711 | 0.0717
2014-07-24 | 11時 |  | 0 | 0 | 0 | 0 | [9 empty] | 0 | 0 | 0 | 0 | 0 | 0 | 0 | 0 | 0 | 0 | 2.8224 | 0 | 0 | 0 | 0.40462 | 0 | 0 | 0 | 0 | 0 | 0 | 0 | 0.047552 | 0.00013 | 0.00025 | 0.00038 | 0.0005 | 0 | 0 | 0.0052775 |  | 0.056 | 0.0561 | 0.0788 | 0.0795
2014-07-24 | 12時 |  | 0 | 0 | 0 | 0 | [9 empty] | 0 | 0 | 0 | 0 | 0 | 0 | 0 | 0 | 0 | 0 | 2.6942 | 0 | 0 | 0 | 0.21563 | 0 | 0 | 0 | 0 | 0 | 0 | 0 | 0.047552 | 0.00338 | 0.00675 | 0.01013 | 0.01351 | 0.05371 | 0 | 0.0052775 |  | 0.1983 | 0.2727 | 0.3698 | 0.3705
2014-07-24 | 13時 |  | 0 | 0 | 0 | 0 | [9 empty] | 0 | 0 | 0 | 0 | 0 | 0 | 0 | 0 | 0 | 0 | 2.7125 | 0 | 0 | 0 | 0 | 0 | 0 | 0 | 0 | 0 | 0 | 0 | 0.047552 | 0.00033 | 0.00067 | 0.001 | 0.00133 | 0.11604 | 0 | 0 |  | 0.0483 | 0.0483 | 0.0711 | 0.0717
2014-07-24 | 14時 |  | 0 | 0 | 0 | 0 | [9 empty] | 0 | 0 | 0 | 0 | 0 | 0 | 0 | 0 | 0 | 0 | 2.7085 | 0 | 0 | 0 | 0 | 0 | 0 | 0 | 0 | 0 | 0 | 0 | 0.047552 | 0.00013 | 0.00025 | 0.00038 | 0.0005 | 0.031168 | 0 | 0.017801 |  | 0.056 | 0.0561 | 0.0788 | 0.0795
2014-07-24 | 15時 |  | 0 | 0 | 0 | 0 | [9 empty] | 0 | 0 | 0 | 0 | 0 | 0 | 0 | 0 | 0 | 0 | 2.6463 | 0 | 0 | 0 | 0.31647 | 0 | 0 | 0 | 0 | 0 | 0 | 0 | 0.047552 | 0.00013 | 0.00025 | 0.00038 | 0.0005 | 0 | 0 | 0 |  | 0.056 | 0.0561 | 0.0788 | 0.0795
2014-07-24 | 16時 |  | 0 | 0 | 0 | 0 | [9 empty] | 0 | 0 | 0 | 0 | 0 | 0 | 0 | 0 | 0 | 0 | 2.5921 | 0 | 0 | 0 | 0.15638 | 0 | 0 | 0 | 0 | 0 | 0 | 0 | 0.047552 | 0.00033 | 0.00067 | 0.001 | 0.00133 | 0.062335 | 0 | 0.0052775 |  | 0.0483 | 0.0483 | 0.0711 | 0.0717
2014-07-24 | 17時 |  | 0 | 0 | 0 | 0 | [9 empty] | 0 | 0 | 0 | 0 | 0 | 0 | 0 | 0 | 0 | 0 | 2.5369 | 0 | 0 | 0 | 0.11133 | 0 | 0 | 0 | 0.17911 | 0 | 0 | 0 | 0.047552 | 0.00033 | 0.00067 | 0.001 | 0.00133 | 0.10536 | 0 | 0.0082775 |  | 0.1304 | 0.2048 | 0.3019 | 0.3026
2014-07-24 | 18時 |  | 0 | 0 | 0 | 0 | [9 empty] | 0 | 0 | 0 | 0 | 0 | 0 | 0 | 0 | 0 | 0 | 2.4356 | 0 | 0 | 0 | 0.074242 | 0 | 0 | 0 | 0 | 0 | 0 | 0 | 0.047552 | 0.00642 | 0.01284 | 0.01926 | 0.02568 | 0.12467 | 0 | 0.0082775 |  | 0.303 | 0.3387 | 0.3972 | 0.5469
2014-07-24 | 19時 |  | 0 | 0 | 0 | 0 | [9 empty] | 0 | 0 | 0 | 0 | 0 | 0 | 0 | 0 | 0 | 0 | 2.2503 | 0 | 0 | 0 | 0.061442 | 0 | 0 | 0 | 0.12347 | 0 | 0 | 0 | 0.047552 | 0.00642 | 0.01284 | 0.01926 | 0.02568 | 0.21072 | 0.10708 | 0.0082775 |  | 0.0991 | 0.1348 | 0.1932 | 0.1939
2014-07-24 | 20時 |  | 0 | 0 | 0 | 0 | [9 empty] | 0 | 0 | 0 | 0 | 0 | 0 | 0 | 0 | 0 | 0 | 2.1289 | 0 | 0 | 0 | 0.03809 | 0 | 0 | 0 | 0.0905 | 0 | 0 | 0 | 0.047552 | 0.00033 | 0.00067 | 0.001 | 0.00133 | 0.14927 | 0.027125 | 0 |  | 0.0917 | 0.1275 | 0.2102 | 0.2109
2014-07-24 | 21時 |  | 0 | 0 | 0 | 0 | [9 empty] | 0 | 0 | 0 | 0 | 0 | 0 | 0 | 0 | 0 | 0 | 1.9975 | 0 | 0 | 0 | 0.024474 | 0 | 0 | 0 | 0.17558 | 0 | 0 | 0 | 0.047552 | 0.00033 | 0.00067 | 0.001 | 0.00133 | 0.14618 | 0.10814 | 0.031304 |  | 0.1216 | 0.1873 | 0.2837 | 0.2844
2014-07-24 | 22時 |  | 0 | 0 | 0 | 0 | [9 empty] | 0 | 0 | 0 | 0 | 0 | 0 | 0 | 0 | 0 | 0 | 1.9593 | 0 | 0 | 0 | 0.017095 | 0 | 0 | 0 | 0.17564 | 0 | 0 | 0 | 0.047552 | 0.00628 | 0.01256 | 0.01884 | 0.02512 | 0.12467 | 0.16133 | 0.043827 |  | 0.1738 | 0.1917 | 0.262 | 0.2626
2014-07-24 | 23時 |  | 0 | 0 | 0 | 0 | [9 empty] | 0 | 0 | 0 | 0 | 0 | 0 | 0 | 0 | 0 | 0 | 1.2638 | 0 | 0 | 0 | 0 | 0 | 0 | 0 | 0 | 0 | 0 | 0 | 0.047552 | 0.0067 | 0.01339 | 0.02009 | 0.02679 | 0.12467 | 0.18881 | 0.031848 |  | 0.1877 | 0.2176 | 0.2756 | 0.2763
2014-07-25 | 0時 |  | 0 | 0 | 0 | 0 | [9 empty] | 0 | 0 | 0 | 0 | 0 | 0 | 0 | 0 | 0 | 0 | 1.1036 | 0 | 0 | 0 | 0 | 0 | 0 | 0 | 0 | 0 | 0 | 0 | 0.047552 | 0.00013 | 0.00025 | 0.00038 | 0.0005 | 0 | 0.078899 | 0.011656 |  | 0.1578 | 0.1578 | 0.1806 | 0.1812
2014-07-25 | 1時 |  | 0 | 0 | 0 | 0 | [9 empty] | 0 | 0 | 0 | 0 | 0 | 0 | 0 | 0 | 0 | 0 | 0.84718 | 0 | 0 | 0 | 0 | 0 | 0 | 0 | 0 | 0 | 0 | 0 | 0.047552 | 0.00013 | 0.00025 | 0.00038 | 0.0005 | 0 | 0 | 0 |  | 0.0483 | 0.0483 | 0.0711 | 0.0717
2014-07-25 | 2時 |  | 0 | 0 | 0 | 0 | [9 empty] | 0 | 0 | 0 | 0 | 0 | 0 | 0 | 0 | 0 | 0 | 0.51747 | 0 | 0 | 0 | 0 | 0 | 0 | 0 | 0 | 0 | 0 | 0 | 0.047552 | 0.00013 | 0.00025 | 0.00038 | 0.0005 | 0 | 0 | 0 |  | 0.056 | 0.0561 | 0.0788 | 0.0795
2014-07-25 | 3時 |  | 0 | 0 | 0 | 0 | [9 empty] | 0 | 0 | 0 | 0 | 0 | 0 | 0 | 0 | 0 | 0 | 0.21144 | 0 | 0 | 0 | 0 | 0 | 0 | 0 | 0 | 0 | 0 | 0 | 0.047552 | 0.00013 | 0.00025 | 0.00038 | 0.0005 | 0 | 0 | 0 |  | 0.056 | 0.0561 | 0.0788 | 0.0795
2014-07-25 | 4時 |  | 0 | 0 | 0 | 0 | [9 empty] | 0 | 0 | 0 | 0 | 0 | 0 | 0 | 0 | 0 | 0 | 0.18885 | 0 | 0 | 0 | 0 | 0 | 0 | 0 | 0 | 0 | 0 | 0 | 0.047552 | 0.00013 | 0.00025 | 0.00038 | 0.0005 | 0 | 0 | 0 |  | 0.0483 | 0.0483 | 0.0711 | 0.0717
2014-07-25 | 5時 |  | 0 | 0 | 0 | 0 | [9 empty] | 0 | 0 | 0 | 0 | 0 | 0 | 0 | 0 | 0 | 0 | 1.193 | 0 | 0 | 0 | 0 | 0 | 0 | 0 | 0 | 0 | 0 | 0 | 0.047552 | 0.00013 | 0.00025 | 0.00038 | 0.0005 | 0 | 0 | 0 |  | 0.056 | 0.0561 | 0.0788 | 0.0795
2014-07-25 | 6時 |  | 0 | 0 | 0 | 0 | [9 empty] | 0 | 0 | 0 | 0 | 0 | 0 | 0 | 0 | 0 | 0 | 1.6915 | 0 | 0 | 0 | 0 | 0 | 0 | 0 | 0 | 0 | 0 | 0 | 0.047552 | 0.00338 | 0.00675 | 0.01013 | 0.01351 | 0 | 0.024649 | 0.011815 |  | 0.1925 | 0.2611 | 0.3525 | 0.3531
2014-07-25 | 7時 |  | 0 | 0 | 0 | 0 | [9 empty] | 0 | 0 | 0 | 0 | 0 | 0 | 0 | 0 | 0 | 0 | 1.9357 | 0 | 0 | 0 | 0.023593 | 0 | 0 | 0 | 0 | 0 | 0 | 0 | 0.047552 | 0.00054 | 0.00108 | 0.00163 | 0.00217 | 0.13859 | 0.053895 | 0.036861 |  | 0.1524 | 0.248 | 0.3662 | 0.3669
2014-07-25 | 8時 |  | 0 | 0 | 0 | 0 | [9 empty] | 0 | 0 | 0 | 0 | 0 | 0 | 0 | 0 | 0 | 0 | 2.1647 | 0 | 0 | 0 | 0.075589 | 0 | 0 | 0 | 0 | 0 | 0 | 0 | 0.047552 | 0.00054 | 0.00108 | 0.00163 | 0.00217 | 0.093503 | 0 | 0.035602 |  | 0.1091 | 0.1448 | 0.2032 | 0.2039
2014-07-25 | 9時 |  | 0 | 0 | 0 | 0 | [9 empty] | 0 | 0 | 0 | 0 | 0 | 0 | 0 | 0 | 0 | 0 | 2.3884 | 0 | 0 | 0 | 0 | 0 | 0 | 0 | 0 | 0 | 0 | 0 | 0.047552 | 0.00013 | 0.00025 | 0.00038 | 0.0005 | 0.17838 | 0.10971 | 0.042749 |  | 0.3011 | 0.3368 | 0.3953 | 0.396
2014-07-25 | 10時 |  | 0 | 0 | 0 | 0 | [9 empty] | 0 | 0 | 0 | 0 | 0 | 0 | 0 | 0 | 0 | 0 | 2.4441 | 0 | 0 | 0 | 0 | 0 | 0 | 0 | 0 | 0 | 0 | 0 | 0.047552 | 0.00033 | 0.00067 | 0.001 | 0.00133 | 0.093503 | 0 | 0.012523 |  | 0.0483 | 0.0483 | 0.0711 | 0.0717
2014-07-25 | 11時 |  | 0 | 0 | 0 | 0 | [9 empty] | 0 | 0 | 0 | 0 | 0 | 0 | 0 | 0 | 0 | 0 | 2.5889 | 0 | 0 | 0 | 0.16364 | 0 | 0 | 0 | 0 | 0 | 0 | 0 | 0.047552 | 0.00013 | 0.00025 | 0.00038 | 0.0005 | 0 | 0 | 0.0052775 |  | 0.056 | 0.0561 | 0.0788 | 0.0795
2014-07-25 | 12時 |  | 0 | 0 | 0 | 0 | [9 empty] | 0 | 0 | 0 | 0 | 0 | 0 | 0 | 0 | 0 | 0 | 2.4625 | 0 | 0 | 0 | 0.091697 | 0 | 0 | 0 | 0 | 0 | 0 | 0 | 0.047552 | 0.00338 | 0.00675 | 0.01013 | 0.01351 | 0.05371 | 0 | 0.0052775 |  | 0.1983 | 0.2727 | 0.3698 | 0.3705
2014-07-25 | 13時 |  | 0 | 0 | 0 | 0 | [9 empty] | 0 | 0 | 0 | 0 | 0 | 0 | 0 | 0 | 0 | 0 | 2.7053 | 0 | 0 | 0 | 0 | 0 | 0 | 0 | 0 | 0 | 0 | 0 | 0.047552 | 0.00033 | 0.00067 | 0.001 | 0.00133 | 0.11604 | 0 | 0 |  | 0.0483 | 0.0483 | 0.0711 | 0.0717
2014-07-25 | 14時 |  | 0 | 0 | 0 | 0 | [9 empty] | 0 | 0 | 0 | 0 | 0 | 0 | 0 | 0 | 0 | 0 | 2.771 | 0 | 0 | 0 | 0 | 0 | 0 | 0 | 0 | 0 | 0 | 0 | 0.047552 | 0.00013 | 0.00025 | 0.00038 | 0.0005 | 0.031168 | 0 | 0.017801 |  | 0.056 | 0.0561 | 0.0788 | 0.0795
2014-07-25 | 15時 |  | 0 | 0 | 0 | 0 | [9 empty] | 0 | 0 | 0 | 0 | 0 | 0 | 0 | 0 | 0 | 0 | 2.669 | 0 | 0 | 0 | 0.066401 | 0 | 0 | 0 | 0 | 0 | 0 | 0 | 0.047552 | 0.00013 | 0.00025 | 0.00038 | 0.0005 | 0 | 0 | 0 |  | 0.056 | 0.0561 | 0.0788 | 0.0795
2014-07-25 | 16時 |  | 0 | 0 | 0 | 0 | [9 empty] | 0 | 0 | 0 | 0 | 0 | 0 | 0 | 0 | 0 | 0 | 2.662 | 0 | 0 | 0 | 0.043591 | 0 | 0 | 0 | 0 | 0 | 0 | 0 | 0.047552 | 0.00033 | 0.00067 | 0.001 | 0.00133 | 0.062335 | 0 | 0.0052775 |  | 0.0483 | 0.0483 | 0.0711 | 0.0717
2014-07-25 | 17時 |  | 0 | 0 | 0 | 0 | [9 empty] | 0 | 0 | 0 | 0 | 0 | 0 | 0 | 0 | 0 | 0 | 2.4627 | 0 | 0 | 0 | 0.023343 | 0 | 0 | 0 | 0.091436 | 0 | 0 | 0 | 0.047552 | 0.00033 | 0.00067 | 0.001 | 0.00133 | 0.10536 | 0 | 0.0082775 |  | 0.1304 | 0.2048 | 0.3019 | 0.3026
2014-07-25 | 18時 |  | 0 | 0 | 0 | 0 | [9 empty] | 0 | 0 | 0 | 0 | 0 | 0 | 0 | 0 | 0 | 0 | 2.2524 | 0 | 0 | 0 | 0 | 0 | 0 | 0 | 0 | 0 | 0 | 0 | 0.047552 | 0.00642 | 0.01284 | 0.01926 | 0.02568 | 0.12467 | 0 | 0.0082775 |  | 0.303 | 0.3387 | 0.3972 | 0.5469
2014-07-25 | 19時 |  | 0 | 0 | 0 | 0 | [9 empty] | 0 | 0 | 0 | 0 | 0 | 0 | 0 | 0 | 0 | 0 | 2.1149 | 0 | 0 | 0 | 0.025534 | 0 | 0 | 0 | 0.085168 | 0 | 0 | 0 | 0.047552 | 0.00642 | 0.01284 | 0.01926 | 0.02568 | 0.21072 | 0.10708 | 0.0082775 |  | 0.0991 | 0.1348 | 0.1932 | 0.1939
2014-07-25 | 20時 |  | 0 | 0 | 0 | 0 | [9 empty] | 0 | 0 | 0 | 0 | 0 | 0 | 0 | 0 | 0 | 0 | 2.0386 | 0 | 0 | 0 | 0 | 0 | 0 | 0 | 0 | 0 | 0 | 0 | 0.047552 | 0.00033 | 0.00067 | 0.001 | 0.00133 | 0.14927 | 0.027125 | 0 |  | 0.0917 | 0.1275 | 0.2102 | 0.2109
2014-07-25 | 21時 |  | 0 | 0 | 0 | 0 | [9 empty] | 0 | 0 | 0 | 0 | 0 | 0 | 0 | 0 | 0 | 0 | 1.9241 | 0 | 0 | 0 | 0 | 0 | 0 | 0 | 0 | 0 | 0 | 0 | 0.047552 | 0.00033 | 0.00067 | 0.001 | 0.00133 | 0.14618 | 0.10814 | 0.031304 |  | 0.1216 | 0.1873 | 0.2837 | 0.2844
2014-07-25 | 22時 |  | 0 | 0 | 0 | 0 | [9 empty] | 0 | 0 | 0 | 0 | 0 | 0 | 0 | 0 | 0 | 0 | 1.8886 | 0 | 0 | 0 | 0 | 0 | 0 | 0 | 0 | 0 | 0 | 0 | 0.047552 | 0.00628 | 0.01256 | 0.01884 | 0.02512 | 0.12467 | 0.16133 | 0.043827 |  | 0.1738 | 0.1917 | 0.262 | 0.2626
2014-07-25 | 23時 |  | 0 | 0 | 0 | 0 | [9 empty] | 0 | 0 | 0 | 0 | 0 | 0 | 0 | 0 | 0 | 0 | 1.1646 | 0 | 0 | 0 | 0 | 0 | 0 | 0 | 0 | 0 | 0 | 0 | 0.047552 | 0.0067 | 0.01339 | 0.02009 | 0.02679 | 0.12467 | 0.18881 | 0.031848 |  | 0.1877 | 0.2176 | 0.2756 | 0.2763
2014-07-26 | 0時 |  | 0 | 0 | 0 | 0 | [9 empty] | 0 | 0 | 0 | 0 | 0 | 0 | 0 | 0 | 0 | 0 | 0.94665 | 0 | 0 | 0 | 0 | 0 | 0 | 0 | 0 | 0 | 0 | 0 | 0.047552 | 0.00013 | 0.00025 | 0.00038 | 0.0005 | 0 | 0.078899 | 0.011656 |  | 0.1578 | 0.1578 | 0.1806 | 0.1812
2014-07-26 | 1時 |  | 0 | 0 | 0 | 0 | [9 empty] | 0 | 0 | 0 | 0 | 0 | 0 | 0 | 0 | 0 | 0 | 0.80588 | 0 | 0 | 0 | 0 | 0 | 0 | 0 | 0 | 0 | 0 | 0 | 0.047552 | 0.00013 | 0.00025 | 0.00038 | 0.0005 | 0 | 0 | 0 |  | 0.0483 | 0.0483 | 0.0711 | 0.0717
2014-07-26 | 2時 |  | 0 | 0 | 0 | 0 | [9 empty] | 0 | 0 | 0 | 0 | 0 | 0 | 0 | 0 | 0 | 0 | 0.57284 | 0 | 0 | 0 | 0 | 0 | 0 | 0 | 0 | 0 | 0 | 0 | 0.047552 | 0.00013 | 0.00025 | 0.00038 | 0.0005 | 0 | 0 | 0 |  | 0.056 | 0.0561 | 0.0788 | 0.0795
2014-07-26 | 3時 |  | 0 | 0 | 0 | 0 | [9 empty] | 0 | 0 | 0 | 0 | 0 | 0 | 0 | 0 | 0 | 0 | 0.41626 | 0 | 0 | 0 | 0 | 0 | 0 | 0 | 0 | 0 | 0 | 0 | 0.047552 | 0.00013 | 0.00025 | 0.00038 | 0.0005 | 0 | 0 | 0 |  | 0.056 | 0.0561 | 0.0788 | 0.0795
2014-07-26 | 4時 |  | 0 | 0 | 0 | 0 | [9 empty] | 0 | 0 | 0 | 0 | 0 | 0 | 0 | 0 | 0 | 0 | 0.43666 | 0 | 0 | 0 | 0 | 0 | 0 | 0 | 0 | 0 | 0 | 0 | 0.047552 | 0.00013 | 0.00025 | 0.00038 | 0.0005 | 0 | 0 | 0 |  | 0.0483 | 0.0483 | 0.0711 | 0.0717
2014-07-26 | 5時 |  | 0 | 0 | 0 | 0 | [9 empty] | 0 | 0 | 0 | 0 | 0 | 0 | 0 | 0 | 0 | 0 | 0.93468 | 0 | 0 | 0 | 0 | 0 | 0 | 0 | 0 | 0 | 0 | 0 | 0.047552 | 0.00013 | 0.00025 | 0.00038 | 0.0005 | 0 | 0 | 0 |  | 0.056 | 0.0561 | 0.0788 | 0.0795
2014-07-26 | 6時 |  | 0 | 0 | 0 | 0 | [9 empty] | 0 | 0 | 0 | 0 | 0 | 0 | 0 | 0 | 0 | 0 | 1.6611 | 0 | 0 | 0 | 0 | 0 | 0 | 0 | 0 | 0 | 0 | 0 | 0.047552 | 0.00338 | 0.00675 | 0.01013 | 0.01351 | 0 | 0.024649 | 0.011815 |  | 0.1925 | 0.2611 | 0.3525 | 0.3531
2014-07-26 | 7時 |  | 0 | 0 | 0 | 0 | [9 empty] | 0 | 0 | 0 | 0 | 0 | 0 | 0 | 0 | 0 | 0 | 1.8487 | 0 | 0 | 0 | 0 | 0 | 0 | 0 | 0 | 0 | 0 | 0 | 0.047552 | 0.00054 | 0.00108 | 0.00163 | 0.00217 | 0.13859 | 0.053895 | 0.036861 |  | 0.1524 | 0.248 | 0.3662 | 0.3669
2014-07-26 | 8時 |  | 0 | 0 | 0 | 0 | [9 empty] | 0 | 0 | 0 | 0 | 0 | 0 | 0 | 0 | 0 | 0 | 2.0209 | 0 | 0 | 0 | 0.07844 | 0 | 0 | 0 | 0 | 0 | 0 | 0 | 0.047552 | 0.00054 | 0.00108 | 0.00163 | 0.00217 | 0.093503 | 0 | 0.035602 |  | 0.1091 | 0.1448 | 0.2032 | 0.2039
2014-07-26 | 9時 |  | 0 | 0 | 0 | 0 | [9 empty] | 0 | 0 | 0 | 0 | 0 | 0 | 0 | 0 | 0 | 0 | 2.0026 | 0 | 0 | 0 | 0 | 0 | 0 | 0 | 0 | 0 | 0 | 0 | 0.047552 | 0.00013 | 0.00025 | 0.00038 | 0.0005 | 0.17838 | 0.10971 | 0.042749 |  | 0.3011 | 0.3368 | 0.3953 | 0.396
2014-07-26 | 10時 |  | 0 | 0 | 0 | 0 | [9 empty] | 0 | 0 | 0 | 0 | 0 | 0 | 0 | 0 | 0 | 0 | 2.1233 | 0 | 0 | 0 | 0 | 0 | 0 | 0 | 0 | 0 | 0 | 0 | 0.047552 | 0.00033 | 0.00067 | 0.001 | 0.00133 | 0.093503 | 0 | 0.012523 |  | 0.0483 | 0.0483 | 0.0711 | 0.0717
2014-07-26 | 11時 |  | 0 | 0 | 0 | 0 | [9 empty] | 0 | 0 | 0 | 0 | 0 | 0 | 0 | 0 | 0 | 0 | 2.1792 | 0 | 0 | 0 | 0.30869 | 0 | 0 | 0 | 0 | 0 | 0 | 0 | 0.047552 | 0.00013 | 0.00025 | 0.00038 | 0.0005 | 0 | 0 | 0.0052775 |  | 0.056 | 0.0561 | 0.0788 | 0.0795
2014-07-26 | 12時 |  | 0 | 0 | 0 | 0 | [9 empty] | 0 | 0 | 0 | 0 | 0 | 0 | 0 | 0 | 0 | 0 | 1.7034 | 0 | 0 | 0 | 0.18479 | 0 | 0 | 0 | 0 | 0 | 0 | 0 | 0.047552 | 0.00338 | 0.00675 | 0.01013 | 0.01351 | 0.05371 | 0 | 0.0052775 |  | 0.1983 | 0.2727 | 0.3698 | 0.3705
2014-07-26 | 13時 |  | 0 | 0 | 0 | 0 | [9 empty] | 0 | 0 | 0 | 0 | 0 | 0 | 0 | 0 | 0 | 0 | 1.7402 | 0 | 0 | 0 | 0 | 0 | 0 | 0 | 0 | 0 | 0 | 0 | 0.047552 | 0.00033 | 0.00067 | 0.001 | 0.00133 | 0.11604 | 0 | 0 |  | 0.0483 | 0.0483 | 0.0711 | 0.0717
2014-07-26 | 14時 |  | 0 | 0 | 0 | 0 | [9 empty] | 0 | 0 | 0 | 0 | 0 | 0 | 0 | 0 | 0 | 0 | 1.9246 | 0 | 0 | 0 | 0 | 0 | 0 | 0 | 0 | 0 | 0 | 0 | 0.047552 | 0.00013 | 0.00025 | 0.00038 | 0.0005 | 0.031168 | 0 | 0.017801 |  | 0.056 | 0.0561 | 0.0788 | 0.0795
2014-07-26 | 15時 |  | 0 | 0 | 0 | 0 | [9 empty] | 0 | 0 | 0 | 0 | 0 | 0 | 0 | 0 | 0 | 0 | 2.0697 | 0 | 0 | 0 | 0.33163 | 0 | 0 | 0 | 0 | 0 | 0 | 0 | 0.047552 | 0.00013 | 0.00025 | 0.00038 | 0.0005 | 0 | 0 | 0 |  | 0.056 | 0.0561 | 0.0788 | 0.0795
2014-07-26 | 16時 |  | 0 | 0 | 0 | 0 | [9 empty] | 0 | 0 | 0 | 0 | 0 | 0 | 0 | 0 | 0 | 0 | 1.9663 | 0 | 0 | 0 | 0.18756 | 0 | 0 | 0 | 0 | 0 | 0 | 0 | 0.047552 | 0.00033 | 0.00067 | 0.001 | 0.00133 | 0.062335 | 0 | 0.0052775 |  | 0.0483 | 0.0483 | 0.0711 | 0.0717
2014-07-26 | 17時 |  | 0 | 0 | 0 | 0 | [9 empty] | 0 | 0 | 0 | 0 | 0 | 0 | 0 | 0 | 0 | 0 | 1.9377 | 0 | 0 | 0 | 0.17712 | 0 | 0 | 0 | 0.20889 | 0 | 0 | 0 | 0.047552 | 0.00033 | 0.00067 | 0.001 | 0.00133 | 0.10536 | 0 | 0.0082775 |  | 0.1304 | 0.2048 | 0.3019 | 0.3026
2014-07-26 | 18時 |  | 0 | 0 | 0 | 0 | [9 empty] | 0 | 0 | 0 | 0 | 0 | 0 | 0 | 0 | 0 | 0 | 1.8811 | 0 | 0 | 0 | 0.14124 | 0 | 0 | 0 | 0 | 0 | 0 | 0 | 0.047552 | 0.00642 | 0.01284 | 0.01926 | 0.02568 | 0.12467 | 0 | 0.0082775 |  | 0.303 | 0.3387 | 0.3972 | 0.5469
2014-07-26 | 19時 |  | 0 | 0 | 0 | 0 | [9 empty] | 0 | 0 | 0 | 0 | 0 | 0 | 0 | 0 | 0 | 0 | 1.7799 | 0 | 0 | 0 | 0.10787 | 0 | 0 | 0 | 0.16025 | 0 | 0 | 0 | 0.047552 | 0.00642 | 0.01284 | 0.01926 | 0.02568 | 0.21072 | 0.10708 | 0.0082775 |  | 0.0991 | 0.1348 | 0.1932 | 0.1939
2014-07-26 | 20時 |  | 0 | 0 | 0 | 0 | [9 empty] | 0 | 0 | 0 | 0 | 0 | 0 | 0 | 0 | 0 | 0 | 1.6551 | 0 | 0 | 0 | 0.080891 | 0 | 0 | 0 | 0.10812 | 0 | 0 | 0 | 0.047552 | 0.00033 | 0.00067 | 0.001 | 0.00133 | 0.14927 | 0.027125 | 0 |  | 0.0917 | 0.1275 | 0.2102 | 0.2109
2014-07-26 | 21時 |  | 0 | 0 | 0 | 0 | [9 empty] | 0 | 0 | 0 | 0 | 0 | 0 | 0 | 0 | 0 | 0 | 1.1361 | 0 | 0 | 0 | 0.058928 | 0 | 0 | 0 | 0.19976 | 0 | 0 | 0 | 0.047552 | 0.00033 | 0.00067 | 0.001 | 0.00133 | 0.14618 | 0.10814 | 0.031304 |  | 0.1216 | 0.1873 | 0.2837 | 0.2844
2014-07-26 | 22時 |  | 0 | 0 | 0 | 0 | [9 empty] | 0 | 0 | 0 | 0 | 0 | 0 | 0 | 0 | 0 | 0 | 0.79986 | 0 | 0 | 0 | 0.047656 | 0 | 0 | 0 | 0.18778 | 0 | 0 | 0 | 0.047552 | 0.00628 | 0.01256 | 0.01884 | 0.02512 | 0.12467 | 0.16133 | 0.043827 |  | 0.1738 | 0.1917 | 0.262 | 0.2626
2014-07-26 | 23時 |  | 0 | 0 | 0 | 0 | [9 empty] | 0 | 0 | 0 | 0 | 0 | 0 | 0 | 0 | 0 | 0 | 0.19453 | 0 | 0 | 0 | 0 | 0 | 0 | 0 | 0 | 0 | 0 | 0 | 0.047552 | 0.0067 | 0.01339 | 0.02009 | 0.02679 | 0.12467 | 0.18881 | 0.031848 |  | 0.1877 | 0.2176 | 0.2756 | 0.2763
2014-07-27 | 0時 |  | 0 | 0 | 0 | 0 | [9 empty] | 0 | 0 | 0 | 0 | 0 | 0 | 0 | 0 | 0 | 0 | 0.14608 | 0 | 0 | 0 | 0 | 0 | 0 | 0 | 0 | 0 | 0 | 0 | 0.047552 | 0.00013 | 0.00025 | 0.00038 | 0.0005 | 0 | 0.078899 | 0.011656 |  | 0.1578 | 0.1578 | 0.1806 | 0.1812
2014-07-27 | 1時 |  | 0 | 0 | 0 | 0 | [9 empty] | 0 | 0 | 0 | 0 | 0 | 0 | 0 | 0 | 0 | 0 | 0.13523 | 0 | 0 | 0 | 0 | 0 | 0 | 0 | 0 | 0 | 0 | 0 | 0.047552 | 0.00013 | 0.00025 | 0.00038 | 0.0005 | 0 | 0 | 0 |  | 0.0483 | 0.0483 | 0.0711 | 0.0717
2014-07-27 | 2時 |  | 0 | 0 | 0 | 0 | [9 empty] | 0 | 0 | 0 | 0 | 0 | 0 | 0 | 0 | 0 | 0 | 0.093775 | 0 | 0 | 0 | 0 | 0 | 0 | 0 | 0 | 0 | 0 | 0 | 0.047552 | 0.00013 | 0.00025 | 0.00038 | 0.0005 | 0 | 0 | 0 |  | 0.056 | 0.0561 | 0.0788 | 0.0795
2014-07-27 | 3時 |  | 0 | 0 | 0 | 0 | [9 empty] | 0 | 0 | 0 | 0 | 0 | 0 | 0 | 0 | 0 | 0 | 0.087075 | 0 | 0 | 0 | 0 | 0 | 0 | 0 | 0 | 0 | 0 | 0 | 0.047552 | 0.00013 | 0.00025 | 0.00038 | 0.0005 | 0 | 0 | 0 |  | 0.056 | 0.0561 | 0.0788 | 0.0795
2014-07-27 | 4時 |  | 0 | 0 | 0 | 0 | [9 empty] | 0 | 0 | 0 | 0 | 0 | 0 | 0 | 0 | 0 | 0 | 0.07384 | 0 | 0 | 0 | 0 | 0 | 0 | 0 | 0 | 0 | 0 | 0 | 0.047552 | 0.00013 | 0.00025 | 0.00038 | 0.0005 | 0 | 0 | 0 |  | 0.0483 | 0.0483 | 0.0711 | 0.0717
2014-07-27 | 5時 |  | 0 | 0 | 0 | 0 | [9 empty] | 0 | 0 | 0 | 0 | 0 | 0 | 0 | 0 | 0 | 0 | 0.0768 | 0 | 0 | 0 | 0 | 0 | 0 | 0 | 0 | 0 | 0 | 0 | 0.047552 | 0.00013 | 0.00025 | 0.00038 | 0.0005 | 0 | 0 | 0 |  | 0.056 | 0.0561 | 0.0788 | 0.0795
2014-07-27 | 6時 |  | 0 | 0 | 0 | 0 | [9 empty] | 0 | 0 | 0 | 0 | 0 | 0 | 0 | 0 | 0 | 0 | 0.90464 | 0 | 0 | 0 | 0.065754 | 0 | 0 | 0 | 0 | 0 | 0 | 0 | 0.047552 | 0.00338 | 0.00675 | 0.01013 | 0.01351 | 0 | 0.024649 | 0.011815 |  | 0.1925 | 0.2611 | 0.3525 | 0.3531
2014-07-27 | 7時 |  | 0 | 0 | 0 | 0 | [9 empty] | 0 | 0 | 0 | 0 | 0 | 0 | 0 | 0 | 0 | 0 | 1.6191 | 0 | 0 | 0 | 0.087992 | 0 | 0 | 0 | 0 | 0 | 0 | 0 | 0.047552 | 0.00054 | 0.00108 | 0.00163 | 0.00217 | 0.13859 | 0.053895 | 0.036861 |  | 0.1524 | 0.248 | 0.3662 | 0.3669
2014-07-27 | 8時 |  | 0 | 0 | 0 | 0 | [9 empty] | 0 | 0 | 0 | 0 | 0 | 0 | 0 | 0 | 0 | 0 | 1.8164 | 0 | 0 | 0 | 0.11953 | 0 | 0 | 0 | 0 | 0 | 0 | 0 | 0.047552 | 0.00054 | 0.00108 | 0.00163 | 0.00217 | 0.093503 | 0 | 0.035602 |  | 0.1091 | 0.1448 | 0.2032 | 0.2039
2014-07-27 | 9時 |  | 0 | 0 | 0 | 0 | [9 empty] | 0 | 0 | 0 | 0 | 0 | 0 | 0 | 0 | 0 | 0 | 1.8303 | 0 | 0 | 0 | 0 | 0 | 0 | 0 | 0 | 0 | 0 | 0 | 0.047552 | 0.00013 | 0.00025 | 0.00038 | 0.0005 | 0.17838 | 0.10971 | 0.042749 |  | 0.3011 | 0.3368 | 0.3953 | 0.396
2014-07-27 | 10時 |  | 0 | 0 | 0 | 0 | [9 empty] | 0 | 0 | 0 | 0 | 0 | 0 | 0 | 0 | 0 | 0 | 1.8808 | 0 | 0 | 0 | 0 | 0 | 0 | 0 | 0 | 0 | 0 | 0 | 0.047552 | 0.00033 | 0.00067 | 0.001 | 0.00133 | 0.093503 | 0 | 0.012523 |  | 0.0483 | 0.0483 | 0.0711 | 0.0717
2014-07-27 | 11時 |  | 0 | 0 | 0 | 0 | [9 empty] | 0 | 0 | 0 | 0 | 0 | 0 | 0 | 0 | 0 | 0 | 1.912 | 0 | 0 | 0 | 0.21132 | 0 | 0 | 0 | 0 | 0 | 0 | 0 | 0.047552 | 0.00013 | 0.00025 | 0.00038 | 0.0005 | 0 | 0 | 0.0052775 |  | 0.056 | 0.0561 | 0.0788 | 0.0795
2014-07-27 | 12時 |  | 0 | 0 | 0 | 0 | [9 empty] | 0 | 0 | 0 | 0 | 0 | 0 | 0 | 0 | 0 | 0 | 2.0065 | 0 | 0 | 0 | 0.11959 | 0 | 0 | 0 | 0 | 0 | 0 | 0 | 0.047552 | 0.00338 | 0.00675 | 0.01013 | 0.01351 | 0.05371 | 0 | 0.0052775 |  | 0.1983 | 0.2727 | 0.3698 | 0.3705
2014-07-27 | 13時 |  | 0 | 0 | 0 | 0 | [9 empty] | 0 | 0 | 0 | 0 | 0 | 0 | 0 | 0 | 0 | 0 | 1.8627 | 0 | 0 | 0 | 0 | 0 | 0 | 0 | 0 | 0 | 0 | 0 | 0.047552 | 0.00033 | 0.00067 | 0.001 | 0.00133 | 0.11604 | 0 | 0 |  | 0.0483 | 0.0483 | 0.0711 | 0.0717
2014-07-27 | 14時 |  | 0 | 0 | 0 | 0 | [9 empty] | 0 | 0 | 0 | 0 | 0 | 0 | 0 | 0 | 0 | 0 | 1.7367 | 0 | 0 | 0 | 0 | 0 | 0 | 0 | 0 | 0 | 0 | 0 | 0.047552 | 0.00013 | 0.00025 | 0.00038 | 0.0005 | 0.031168 | 0 | 0.017801 |  | 0.056 | 0.0561 | 0.0788 | 0.0795
2014-07-27 | 15時 |  | 0 | 0 | 0 | 0 | [9 empty] | 0 | 0 | 0 | 0 | 0 | 0 | 0 | 0 | 0 | 0 | 1.6774 | 0 | 0 | 0 | 0.12932 | 0 | 0 | 0 | 0 | 0 | 0 | 0 | 0.047552 | 0.00013 | 0.00025 | 0.00038 | 0.0005 | 0 | 0 | 0 |  | 0.056 | 0.0561 | 0.0788 | 0.0795
2014-07-27 | 16時 |  | 0 | 0 | 0 | 0 | [9 empty] | 0 | 0 | 0 | 0 | 0 | 0 | 0 | 0 | 0 | 0 | 1.5495 | 0 | 0 | 0 | 0.083412 | 0 | 0 | 0 | 0 | 0 | 0 | 0 | 0.047552 | 0.00033 | 0.00067 | 0.001 | 0.00133 | 0.062335 | 0 | 0.0052775 |  | 0.0483 | 0.0483 | 0.0711 | 0.0717
2014-07-27 | 17時 |  | 0 | 0 | 0 | 0 | [9 empty] | 0 | 0 | 0 | 0 | 0 | 0 | 0 | 0 | 0 | 0 | 1.6556 | 0 | 0 | 0 | 0.097161 | 0 | 0 | 0 | 0.13164 | 0 | 0 | 0 | 0.047552 | 0.00033 | 0.00067 | 0.001 | 0.00133 | 0.10536 | 0 | 0.0082775 |  | 0.1304 | 0.2048 | 0.3019 | 0.3026
2014-07-27 | 18時 |  | 0 | 0 | 0 | 0 | [9 empty] | 0 | 0 | 0 | 0 | 0 | 0 | 0 | 0 | 0 | 0 | 1.1018 | 0 | 0 | 0 | 0.075137 | 0 | 0 | 0 | 0 | 0 | 0 | 0 | 0.047552 | 0.00642 | 0.01284 | 0.01926 | 0.02568 | 0.12467 | 0 | 0.0082775 |  | 0.303 | 0.3387 | 0.3972 | 0.5469
2014-07-27 | 19時 |  | 0 | 0 | 0 | 0 | [9 empty] | 0 | 0 | 0 | 0 | 0 | 0 | 0 | 0 | 0 | 0 | 0.70883 | 0 | 0 | 0 | 0.084997 | 0 | 0 | 0 | 0.12137 | 0 | 0 | 0 | 0.047552 | 0.00642 | 0.01284 | 0.01926 | 0.02568 | 0.21072 | 0.10708 | 0.0082775 |  | 0.0991 | 0.1348 | 0.1932 | 0.1939
2014-07-27 | 20時 |  | 0 | 0 | 0 | 0 | [9 empty] | 0 | 0 | 0 | 0 | 0 | 0 | 0 | 0 | 0 | 0 | 0.74511 | 0 | 0 | 0 | 0.064221 | 0 | 0 | 0 | 0.092625 | 0 | 0 | 0 | 0.047552 | 0.00033 | 0.00067 | 0.001 | 0.00133 | 0.14927 | 0.027125 | 0 |  | 0.0917 | 0.1275 | 0.2102 | 0.2109
2014-07-27 | 21時 |  | 0 | 0 | 0 | 0 | [9 empty] | 0 | 0 | 0 | 0 | 0 | 0 | 0 | 0 | 0 | 0 | 0.7023 | 0 | 0 | 0 | 0.04924 | 0 | 0 | 0 | 0.18896 | 0 | 0 | 0 | 0.047552 | 0.00033 | 0.00067 | 0.001 | 0.00133 | 0.14618 | 0.10814 | 0.031304 |  | 0.1216 | 0.1873 | 0.2837 | 0.2844
2014-07-27 | 22時 |  | 0 | 0 | 0 | 0 | [9 empty] | 0 | 0 | 0 | 0 | 0 | 0 | 0 | 0 | 0 | 0 | 0.52057 | 0 | 0 | 0 | 0.038345 | 0 | 0 | 0 | 0.090918 | 0 | 0 | 0 | 0.047552 | 0.00628 | 0.01256 | 0.01884 | 0.02512 | 0.12467 | 0.16133 | 0.043827 |  | 0.1738 | 0.1917 | 0.262 | 0.2626
2014-07-27 | 23時 |  | 0 | 0 | 0 | 0 | [9 empty] | 0 | 0 | 0 | 0 | 0 | 0 | 0 | 0 | 0 | 0 | 0.028301 | 0 | 0 | 0 | 0 | 0 | 0 | 0 | 0 | 0 | 0 | 0 | 0.047552 | 0.0067 | 0.01339 | 0.02009 | 0.02679 | 0.12467 | 0.18881 | 0.031848 |  | 0.1877 | 0.2176 | 0.2756 | 0.2763
2014-07-28 | 0時 |  | 0 | 0 | 0 | 0 | [9 empty] | 0 | 0 | 0 | 0 | 0 | 0 | 0 | 0 | 0 | 0 | 0.017041 | 0 | 0 | 0 | 0 | 0 | 0 | 0 | 0 | 0 | 0 | 0 | 0.047552 | 0.00013 | 0.00025 | 0.00038 | 0.0005 | 0 | 0.078899 | 0.011656 |  | 0.1578 | 0.1578 | 0.1806 | 0.1812
2014-07-28 | 1時 |  | 0 | 0 | 0 | 0 | [9 empty] | 0 | 0 | 0 | 0 | 0 | 0 | 0 | 0 | 0 | 0 | 0.013994 | 0 | 0 | 0 | 0 | 0 | 0 | 0 | 0 | 0 | 0 | 0 | 0.047552 | 0.00013 | 0.00025 | 0.00038 | 0.0005 | 0 | 0 | 0 |  | 0.0483 | 0.0483 | 0.0711 | 0.0717
2014-07-28 | 2時 |  | 0 | 0 | 0 | 0 | [9 empty] | 0 | 0 | 0 | 0 | 0 | 0 | 0 | 0 | 0 | 0 | 0.0084722 | 0 | 0 | 0 | 0 | 0 | 0 | 0 | 0 | 0 | 0 | 0 | 0.047552 | 0.00013 | 0.00025 | 0.00038 | 0.0005 | 0 | 0 | 0 |  | 0.056 | 0.0561 | 0.0788 | 0.0795
2014-07-28 | 3時 |  | 0 | 0 | 0 | 0 | [9 empty] | 0 | 0 | 0 | 0 | 0 | 0 | 0 | 0 | 0 | 0 | 0.0046772 | 0 | 0 | 0 | 0 | 0 | 0 | 0 | 0 | 0 | 0 | 0 | 0.047552 | 0.00013 | 0.00025 | 0.00038 | 0.0005 | 0 | 0 | 0 |  | 0.056 | 0.0561 | 0.0788 | 0.0795
2014-07-28 | 4時 |  | 0 | 0 | 0 | 0 | [9 empty] | 0 | 0 | 0 | 0 | 0 | 0 | 0 | 0 | 0 | 0 | 0 | 0 | 0 | 0 | 0 | 0 | 0 | 0 | 0 | 0 | 0 | 0 | 0.047552 | 0.00013 | 0.00025 | 0.00038 | 0.0005 | 0 | 0 | 0 |  | 0.0483 | 0.0483 | 0.0711 | 0.0717
2014-07-28 | 5時 |  | 0 | 0 | 0 | 0 | [9 empty] | 0 | 0 | 0 | 0 | 0 | 0 | 0 | 0 | 0 | 0 | 0.01319 | 0 | 0 | 0 | 0 | 0 | 0 | 0 | 0 | 0 | 0 | 0 | 0.047552 | 0.00013 | 0.00025 | 0.00038 | 0.0005 | 0 | 0 | 0 |  | 0.056 | 0.0561 | 0.0788 | 0.0795
2014-07-28 | 6時 |  | 0 | 0 | 0 | 0 | [9 empty] | 0 | 0 | 0 | 0 | 0 | 0 | 0 | 0 | 0 | 0 | 0.20221 | 0 | 0 | 0 | 0 | 0 | 0 | 0 | 0 | 0 | 0 | 0 | 0.047552 | 0.00338 | 0.00675 | 0.01013 | 0.01351 | 0 | 0.024649 | 0.011815 |  | 0.1925 | 0.2611 | 0.3525 | 0.3531
2014-07-28 | 7時 |  | 0 | 0 | 0 | 0 | [9 empty] | 0 | 0 | 0 | 0 | 0 | 0 | 0 | 0 | 0 | 0 | 0.73189 | 0 | 0 | 0 | 0 | 0 | 0 | 0 | 0 | 0 | 0 | 0 | 0.047552 | 0.00054 | 0.00108 | 0.00163 | 0.00217 | 0.13859 | 0.053895 | 0.036861 |  | 0.1524 | 0.248 | 0.3662 | 0.3669
2014-07-28 | 8時 |  | 0 | 0 | 0 | 0 | [9 empty] | 0 | 0 | 0 | 0 | 0 | 0 | 0 | 0 | 0 | 0 | 1.6348 | 0 | 0 | 0 | 0 | 0 | 0 | 0 | 0 | 0 | 0 | 0 | 0.047552 | 0.00054 | 0.00108 | 0.00163 | 0.00217 | 0.093503 | 0 | 0.035602 |  | 0.1091 | 0.1448 | 0.2032 | 0.2039
2014-07-28 | 9時 |  | 0 | 0 | 0 | 0 | [9 empty] | 0 | 0 | 0 | 0 | 0 | 0 | 0 | 0 | 0 | 0 | 1.7292 | 0 | 0 | 0 | 0 | 0 | 0 | 0 | 0 | 0 | 0 | 0 | 0.047552 | 0.00013 | 0.00025 | 0.00038 | 0.0005 | 0.17838 | 0.10971 | 0.042749 |  | 0.3011 | 0.3368 | 0.3953 | 0.396
2014-07-28 | 10時 |  | 0 | 0 | 0 | 0 | [9 empty] | 0 | 0 | 0 | 0 | 0 | 0 | 0 | 0 | 0 | 0 | 1.7526 | 0 | 0 | 0 | 0 | 0 | 0 | 0 | 0 | 0 | 0 | 0 | 0.047552 | 0.00033 | 0.00067 | 0.001 | 0.00133 | 0.093503 | 0 | 0.012523 |  | 0.0483 | 0.0483 | 0.0711 | 0.0717
2014-07-28 | 11時 |  | 0 | 0 | 0 | 0 | [9 empty] | 0 | 0 | 0 | 0 | 0 | 0 | 0 | 0 | 0 | 0 | 1.8894 | 0 | 0 | 0 | 0 | 0 | 0 | 0 | 0 | 0 | 0 | 0 | 0.047552 | 0.00013 | 0.00025 | 0.00038 | 0.0005 | 0 | 0 | 0.0052775 |  | 0.056 | 0.0561 | 0.0788 | 0.0795
2014-07-28 | 12時 |  | 0 | 0 | 0 | 0 | [9 empty] | 0 | 0 | 0 | 0 | 0 | 0 | 0 | 0 | 0 | 0 | 2.0193 | 0 | 0 | 0 | 0.038199 | 0 | 0 | 0 | 0 | 0 | 0 | 0 | 0.047552 | 0.00338 | 0.00675 | 0.01013 | 0.01351 | 0.05371 | 0 | 0.0052775 |  | 0.1983 | 0.2727 | 0.3698 | 0.3705
2014-07-28 | 13時 |  | 0 | 0 | 0 | 0 | [9 empty] | 0 | 0 | 0 | 0 | 0 | 0 | 0 | 0 | 0 | 0 | 2.1006 | 0 | 0 | 0 | 0 | 0 | 0 | 0 | 0 | 0 | 0 | 0 | 0.047552 | 0.00033 | 0.00067 | 0.001 | 0.00133 | 0.11604 | 0 | 0 |  | 0.0483 | 0.0483 | 0.0711 | 0.0717
2014-07-28 | 14時 |  | 0 | 0 | 0 | 0 | [9 empty] | 0 | 0 | 0 | 0 | 0 | 0 | 0 | 0 | 0 | 0 | 2.1374 | 0 | 0 | 0 | 0 | 0 | 0 | 0 | 0 | 0 | 0 | 0 | 0.047552 | 0.00013 | 0.00025 | 0.00038 | 0.0005 | 0.031168 | 0 | 0.017801 |  | 0.056 | 0.0561 | 0.0788 | 0.0795
2014-07-28 | 15時 |  | 0 | 0 | 0 | 0 | [9 empty] | 0 | 0 | 0 | 0 | 0 | 0 | 0 | 0 | 0 | 0 | 2.1265 | 0 | 0 | 0 | 0.17947 | 0 | 0 | 0 | 0 | 0 | 0 | 0 | 0.047552 | 0.00013 | 0.00025 | 0.00038 | 0.0005 | 0 | 0 | 0 |  | 0.056 | 0.0561 | 0.0788 | 0.0795
2014-07-28 | 16時 |  | 0 | 0 | 0 | 0 | [9 empty] | 0 | 0 | 0 | 0 | 0 | 0 | 0 | 0 | 0 | 0 | 2.1186 | 0 | 0 | 0 | 0.087837 | 0 | 0 | 0 | 0 | 0 | 0 | 0 | 0.047552 | 0.00033 | 0.00067 | 0.001 | 0.00133 | 0.062335 | 0 | 0.0052775 |  | 0.0483 | 0.0483 | 0.0711 | 0.0717
2014-07-28 | 17時 |  | 0 | 0 | 0 | 0 | [9 empty] | 0 | 0 | 0 | 0 | 0 | 0 | 0 | 0 | 0 | 0 | 2.0128 | 0 | 0 | 0 | 0.10537 | 0 | 0 | 0 | 0.10973 | 0 | 0 | 0 | 0.047552 | 0.00033 | 0.00067 | 0.001 | 0.00133 | 0.10536 | 0 | 0.0082775 |  | 0.1304 | 0.2048 | 0.3019 | 0.3026
2014-07-28 | 18時 |  | 0 | 0 | 0 | 0 | [9 empty] | 0 | 0 | 0 | 0 | 0 | 0 | 0 | 0 | 0 | 0 | 1.9077 | 0 | 0 | 0 | 0.067326 | 0 | 0 | 0 | 0 | 0 | 0 | 0 | 0.047552 | 0.00642 | 0.01284 | 0.01926 | 0.02568 | 0.12467 | 0 | 0.0082775 |  | 0.303 | 0.3387 | 0.3972 | 0.5469
2014-07-28 | 19時 |  | 0 | 0 | 0 | 0 | [9 empty] | 0 | 0 | 0 | 0 | 0 | 0 | 0 | 0 | 0 | 0 | 1.7816 | 0 | 0 | 0 | 0.06829 | 0 | 0 | 0 | 0.096735 | 0 | 0 | 0 | 0.047552 | 0.00642 | 0.01284 | 0.01926 | 0.02568 | 0.21072 | 0.10708 | 0.0082775 |  | 0.0991 | 0.1348 | 0.1932 | 0.1939
2014-07-28 | 20時 |  | 0 | 0 | 0 | 0 | [9 empty] | 0 | 0 | 0 | 0 | 0 | 0 | 0 | 0 | 0 | 0 | 1.7592 | 0 | 0 | 0 | 0.050539 | 0 | 0 | 0 | 0.081912 | 0 | 0 | 0 | 0.047552 | 0.00033 | 0.00067 | 0.001 | 0.00133 | 0.14927 | 0.027125 | 0 |  | 0.0917 | 0.1275 | 0.2102 | 0.2109
2014-07-28 | 21時 |  | 0 | 0 | 0 | 0 | [9 empty] | 0 | 0 | 0 | 0 | 0 | 0 | 0 | 0 | 0 | 0 | 1.8025 | 0 | 0 | 0 | 0.031517 | 0 | 0 | 0 | 0.17481 | 0 | 0 | 0 | 0.047552 | 0.00033 | 0.00067 | 0.001 | 0.00133 | 0.14618 | 0.10814 | 0.031304 |  | 0.1216 | 0.1873 | 0.2837 | 0.2844
2014-07-28 | 22時 |  | 0 | 0 | 0 | 0 | [9 empty] | 0 | 0 | 0 | 0 | 0 | 0 | 0 | 0 | 0 | 0 | 1.734 | 0 | 0 | 0 | 0 | 0 | 0 | 0 | 0.08565 | 0 | 0 | 0 | 0.047552 | 0.00628 | 0.01256 | 0.01884 | 0.02512 | 0.12467 | 0.16133 | 0.043827 |  | 0.1738 | 0.1917 | 0.262 | 0.2626
2014-07-28 | 23時 |  | 0 | 0 | 0 | 0 | [9 empty] | 0 | 0 | 0 | 0 | 0 | 0 | 0 | 0 | 0 | 0 | 0.85022 | 0 | 0 | 0 | 0 | 0 | 0 | 0 | 0 | 0 | 0 | 0 | 0.047552 | 0.0067 | 0.01339 | 0.02009 | 0.02679 | 0.12467 | 0.18881 | 0.031848 |  | 0.1877 | 0.2176 | 0.2756 | 0.2763
2014-07-29 | 0時 |  | 0 | 0 | 0 | 0 | [9 empty] | 0 | 0 | 0 | 0 | 0 | 0 | 0 | 0 | 0 | 0 | 0.77916 | 0 | 0 | 0 | 0 | 0 | 0 | 0 | 0 | 0 | 0 | 0 | 0.047552 | 0.00013 | 0.00025 | 0.00038 | 0.0005 | 0 | 0 | 0 |  | 0.1578 | 0.1578 | 0.1806 | 0.1812
2014-07-29 | 1時 |  | 0 | 0 | 0 | 0 | [9 empty] | 0 | 0 | 0 | 0 | 0 | 0 | 0 | 0 | 0 | 0 | 0.80566 | 0 | 0 | 0 | 0 | 0 | 0 | 0 | 0 | 0 | 0 | 0 | 0.047552 | 0.00013 | 0.00025 | 0.00038 | 0.0005 | 0 | 0 | 0 |  | 0.0483 | 0.0483 | 0.0711 | 0.0717
2014-07-29 | 2時 |  | 0 | 0 | 0 | 0 | [9 empty] | 0 | 0 | 0 | 0 | 0 | 0 | 0 | 0 | 0 | 0 | 0.73246 | 0 | 0 | 0 | 0 | 0 | 0 | 0 | 0 | 0 | 0 | 0 | 0.047552 | 0.00013 | 0.00025 | 0.00038 | 0.0005 | 0 | 0 | 0 |  | 0.056 | 0.0561 | 0.0788 | 0.0795
2014-07-29 | 3時 |  | 0 | 0 | 0 | 0 | [9 empty] | 0 | 0 | 0 | 0 | 0 | 0 | 0 | 0 | 0 | 0 | 0.60463 | 0 | 0 | 0 | 0 | 0 | 0 | 0 | 0 | 0 | 0 | 0 | 0.047552 | 0.00013 | 0.00025 | 0.00038 | 0.0005 | 0 | 0 | 0 |  | 0.056 | 0.0561 | 0.0788 | 0.0795
2014-07-29 | 4時 |  | 0 | 0 | 0 | 0 | [9 empty] | 0 | 0 | 0 | 0 | 0 | 0 | 0 | 0 | 0 | 0 | 0.51078 | 0 | 0 | 0 | 0 | 0 | 0 | 0 | 0 | 0 | 0 | 0 | 0.047552 | 0.00013 | 0.00025 | 0.00038 | 0.0005 | 0 | 0 | 0 |  | 0.0483 | 0.0483 | 0.0711 | 0.0717
2014-07-29 | 5時 |  | 0 | 0 | 0 | 0 | [9 empty] | 0 | 0 | 0 | 0 | 0 | 0 | 0 | 0 | 0 | 0 | 0.76918 | 0 | 0 | 0 | 0 | 0 | 0 | 0 | 0 | 0 | 0 | 0 | 0.047552 | 0.00013 | 0.00025 | 0.00038 | 0.0005 | 0 | 0 | 0 |  | 0.056 | 0.0561 | 0.0788 | 0.0795
2014-07-29 | 6時 |  | 0 | 0 | 0 | 0 | [9 empty] | 0 | 0 | 0 | 0 | 0 | 0 | 0 | 0 | 0 | 0 | 1.1086 | 0 | 0 | 0 | 0 | 0 | 0 | 0 | 0 | 0 | 0 | 0 | 0.047552 | 0.00013 | 0.00025 | 0.00038 | 0.0005 | 0 | 0 | 0 |  | 0.056 | 0.0561 | 0.0788 | 0.0795
2014-07-29 | 7時 |  | 0 | 0 | 0 | 0 | [9 empty] | 0 | 0 | 0 | 0 | 0 | 0 | 0 | 0 | 0 | 0 | 1.7404 | 0 | 0 | 0 | 0 | 0 | 0 | 0 | 0 | 0 | 0 | 0 | 0.047552 | 0.00054 | 0.00108 | 0.00163 | 0.00217 | 0 | 0.024649 | 0.022689 |  | 0.1168 | 0.1854 | 0.2767 | 0.2774
2014-07-29 | 8時 |  | 0 | 0 | 0 | 0 | [9 empty] | 0 | 0 | 0 | 0 | 0 | 0 | 0 | 0 | 0 | 0 | 1.7284 | 0 | 0 | 0 | 0 | 0 | 0 | 0 | 0 | 0 | 0 | 0 | 0.047552 | 0.00379 | 0.00759 | 0.01138 | 0.01518 | 0.084877 | 0.078545 | 0.064582 |  | 0.2156 | 0.2812 | 0.3696 | 0.3702
2014-07-29 | 9時 |  | 0 | 0 | 0 | 0 | [9 empty] | 0 | 0 | 0 | 0 | 0 | 0 | 0 | 0 | 0 | 0 | 1.6908 | 0 | 0 | 0 | 0.11579 | 0 | 0 | 0 | 0.19592 | 0 | 0 | 0 | 0.047552 | 0.00033 | 0.00067 | 0.001 | 0.00133 | 0.23209 | 0.16325 | 0.052059 |  | 0.2163 | 0.252 | 0.3265 | 0.3272
2014-07-29 | 10時 |  | 0 | 0 | 0 | 0 | [9 empty] | 0 | 0 | 0 | 0 | 0 | 0 | 0 | 0 | 0 | 0 | 1.6888 | 0 | 0 | 0 | 0.12752 | 0 | 0 | 0 | 0.2192 | 0 | 0 | 0 | 0.047552 | 0.00054 | 0.00108 | 0.00163 | 0.00217 | 0.12467 | 0.21558 | 0.037471 |  | 0.1917 | 0.2274 | 0.3128 | 0.3134
2014-07-29 | 11時 |  | 0 | 0 | 0 | 0 | [9 empty] | 0 | 0 | 0 | 0 | 0 | 0 | 0 | 0 | 0 | 0 | 1.74 | 0 | 0 | 0 | 0.12167 | 0 | 0 | 0 | 0.10306 | 0 | 0 | 0 | 0.047552 | 0.00033 | 0.00067 | 0.001 | 0.00133 | 0.12467 | 0.21558 | 0 |  | 0.1994 | 0.2352 | 0.315 | 0.3157
2014-07-29 | 12時 |  | 0 | 0 | 0 | 0 | [9 empty] | 0 | 0 | 0 | 0 | 0 | 0 | 0 | 0 | 0 | 0 | 2.0474 | 0 | 0 | 0 | 0.093223 | 0 | 0 | 0 | 0 | 0 | 0 | 0 | 0.047552 | 0.00338 | 0.00675 | 0.01013 | 0.01351 | 0.14721 | 0.13456 | 0.018352 |  | 0.1983 | 0.2727 | 0.3698 | 0.3705
2014-07-29 | 13時 |  | 0 | 0 | 0 | 0 | [9 empty] | 0 | 0 | 0 | 0 | 0 | 0 | 0 | 0 | 0 | 0 | 1.9702 | 0 | 0 | 0 | 0 | 0 | 0 | 0 | 0 | 0 | 0 | 0 | 0.047552 | 0.00033 | 0.00067 | 0.001 | 0.00133 | 0.13756 | 0.026771 | 0.023629 |  | 0.0483 | 0.0483 | 0.0711 | 0.0717
2014-07-29 | 14時 |  | 0 | 0 | 0 | 0 | [9 empty] | 0 | 0 | 0 | 0 | 0 | 0 | 0 | 0 | 0 | 0 | 2.1048 | 0 | 0 | 0 | 0 | 0 | 0 | 0 | 0 | 0 | 0 | 0 | 0.047552 | 0.00013 | 0.00025 | 0.00038 | 0.0005 | 0 | 0 | 0 |  | 0.056 | 0.0561 | 0.0788 | 0.0795
2014-07-29 | 15時 |  | 0 | 0 | 0 | 0 | [9 empty] | 0 | 0 | 0 | 0 | 0 | 0 | 0 | 0 | 0 | 0 | 2.1088 | 0 | 0 | 0 | 0.16204 | 0 | 0 | 0 | 0.13241 | 0 | 0 | 0 | 0.047552 | 0.00013 | 0.00025 | 0.00038 | 0.0005 | 0 | 0 | 0 |  | 0.056 | 0.0561 | 0.0788 | 0.0795
2014-07-29 | 16時 |  | 0 | 0 | 0 | 0 | [9 empty] | 0 | 0 | 0 | 0 | 0 | 0 | 0 | 0 | 0 | 0 | 2.0471 | 0 | 0 | 0 | 0.12671 | 0 | 0 | 0 | 0.10547 | 0 | 0 | 0 | 0.047552 | 0.00054 | 0.00108 | 0.00163 | 0.00217 | 0.062335 | 0.054249 | 0.024058 |  | 0.2095 | 0.275 | 0.3956 | 0.5453
2014-07-29 | 17時 |  | 0 | 0 | 0 | 0 | [9 empty] | 0 | 0 | 0 | 0 | 0 | 0 | 0 | 0 | 0 | 0 | 1.9385 | 0 | 0 | 0 | 0.094589 | 0 | 0 | 0 | 0.097818 | 0 | 0 | 0 | 0.047552 | 0.00642 | 0.01284 | 0.01926 | 0.02568 | 0.12467 | 0.1085 | 0.026923 |  | 0.2423 | 0.2781 | 0.3689 | 0.5187
2014-07-29 | 18時 |  | 0 | 0 | 0 | 0 | [9 empty] | 0 | 0 | 0 | 0 | 0 | 0 | 0 | 0 | 0 | 0 | 1.8989 | 0 | 0 | 0 | 0.078667 | 0 | 0 | 0 | 0 | 0 | 0 | 0 | 0.047552 | 0.00642 | 0.01284 | 0.01926 | 0.02568 | 0.21072 | 0.1085 | 0 |  | 0.1819 | 0.2177 | 0.2978 | 0.4476
2014-07-29 | 19時 |  | 0 | 0 | 0 | 0 | [9 empty] | 0 | 0 | 0 | 0 | 0 | 0 | 0 | 0 | 0 | 0 | 1.8383 | 0 | 0 | 0 | 0.05221 | 0 | 0 | 0 | 0.19539 | 0 | 0 | 0 | 0.047552 | 0.00013 | 0.00025 | 0.00038 | 0.0005 | 0.12879 | 0 | 0.006537 |  | 0.0998 | 0.1355 | 0.2049 | 0.2056
2014-07-29 | 20時 |  | 0 | 0 | 0 | 0 | [9 empty] | 0 | 0 | 0 | 0 | 0 | 0 | 0 | 0 | 0 | 0 | 1.7454 | 0 | 0 | 0 | 0.044836 | 0 | 0 | 0 | 0.17594 | 0 | 0 | 0 | 0.047552 | 0.00033 | 0.00067 | 0.001 | 0.00133 | 0.16769 | 0.10779 | 0.006537 |  | 0.0917 | 0.1275 | 0.2183 | 0.219
2014-07-29 | 21時 |  | 0 | 0 | 0 | 0 | [9 empty] | 0 | 0 | 0 | 0 | 0 | 0 | 0 | 0 | 0 | 0 | 1.5679 | 0 | 0 | 0 | 0.032218 | 0 | 0 | 0 | 0.17872 | 0 | 0 | 0 | 0.047552 | 0.00628 | 0.01256 | 0.01884 | 0.02512 | 0.12467 | 0.18846 | 0.012659 |  | 0.1755 | 0.2411 | 0.3458 | 0.3465
2014-07-29 | 22時 |  | 0 | 0 | 0 | 0 | [9 empty] | 0 | 0 | 0 | 0 | 0 | 0 | 0 | 0 | 0 | 0 | 1.3875 | 0 | 0 | 0 | 0 | 0 | 0 | 0 | 0 | 0 | 0 | 0 | 0.047552 | 0.00649 | 0.01298 | 0.01947 | 0.02595 | 0.12467 | 0.16133 | 0.043827 |  | 0.1139 | 0.1795 | 0.3002 | 0.3009
2014-07-29 | 23時 |  | 0 | 0 | 0 | 0 | [9 empty] | 0 | 0 | 0 | 0 | 0 | 0 | 0 | 0 | 0 | 0 | 0.78525 | 0 | 0 | 0 | 0 | 0 | 0 | 0 | 0 | 0 | 0 | 0 | 0.047552 | 0.00331 | 0.00661 | 0.00992 | 0.01323 | 0.062335 | 0.15709 | 0.04296 |  | 0.1578 | 0.1578 | 0.1806 | 0.1812
2014-07-30 | 0時 |  | 0 | 0 | 0 | 0 | [9 empty] | 0 | 0 | 0 | 0 | 0 | 0 | 0 | 0 | 0 | 0 | 0.50603 | 0 | 0 | 0 | 0 | 0 | 0 | 0 | 0 | 0 | 0 | 0 | 0.047552 | 0.00013 | 0.00025 | 0.00038 | 0.0005 | 0 | 0 | 0 |  | 0.1578 | 0.1578 | 0.1806 | 0.1812
2014-07-30 | 1時 |  | 0 | 0 | 0 | 0 | [9 empty] | 0 | 0 | 0 | 0 | 0 | 0 | 0 | 0 | 0 | 0 | 0.42371 | 0 | 0 | 0 | 0 | 0 | 0 | 0 | 0 | 0 | 0 | 0 | 0.047552 | 0.00013 | 0.00025 | 0.00038 | 0.0005 | 0 | 0 | 0 |  | 0.0483 | 0.0483 | 0.0711 | 0.0717
2014-07-30 | 2時 |  | 0 | 0 | 0 | 0 | [9 empty] | 0 | 0 | 0 | 0 | 0 | 0 | 0 | 0 | 0 | 0 | 0.41135 | 0 | 0 | 0 | 0 | 0 | 0 | 0 | 0 | 0 | 0 | 0 | 0.047552 | 0.00013 | 0.00025 | 0.00038 | 0.0005 | 0 | 0 | 0 |  | 0.056 | 0.0561 | 0.0788 | 0.0795
2014-07-30 | 3時 |  | 0 | 0 | 0 | 0 | [9 empty] | 0 | 0 | 0 | 0 | 0 | 0 | 0 | 0 | 0 | 0 | 0.38253 | 0 | 0 | 0 | 0 | 0 | 0 | 0 | 0 | 0 | 0 | 0 | 0.047552 | 0.00013 | 0.00025 | 0.00038 | 0.0005 | 0 | 0 | 0 |  | 0.056 | 0.0561 | 0.0788 | 0.0795
2014-07-30 | 4時 |  | 0 | 0 | 0 | 0 | [9 empty] | 0 | 0 | 0 | 0 | 0 | 0 | 0 | 0 | 0 | 0 | 0.33191 | 0 | 0 | 0 | 0 | 0 | 0 | 0 | 0 | 0 | 0 | 0 | 0.047552 | 0.00013 | 0.00025 | 0.00038 | 0.0005 | 0 | 0 | 0 |  | 0.0483 | 0.0483 | 0.0711 | 0.0717
2014-07-30 | 5時 |  | 0 | 0 | 0 | 0 | [9 empty] | 0 | 0 | 0 | 0 | 0 | 0 | 0 | 0 | 0 | 0 | 0.46564 | 0 | 0 | 0 | 0 | 0 | 0 | 0 | 0 | 0 | 0 | 0 | 0.047552 | 0.00013 | 0.00025 | 0.00038 | 0.0005 | 0 | 0 | 0 |  | 0.056 | 0.0561 | 0.0788 | 0.0795
2014-07-30 | 6時 |  | 0 | 0 | 0 | 0 | [9 empty] | 0 | 0 | 0 | 0 | 0 | 0 | 0 | 0 | 0 | 0 | 1.5548 | 0 | 0 | 0 | 0 | 0 | 0 | 0 | 0 | 0 | 0 | 0 | 0.047552 | 0.00013 | 0.00025 | 0.00038 | 0.0005 | 0 | 0 | 0 |  | 0.056 | 0.0561 | 0.0788 | 0.0795
2014-07-30 | 7時 |  | 0 | 0 | 0 | 0 | [9 empty] | 0 | 0 | 0 | 0 | 0 | 0 | 0 | 0 | 0 | 0 | 1.8622 | 0 | 0 | 0 | 0 | 0 | 0 | 0 | 0 | 0 | 0 | 0 | 0.047552 | 0.00054 | 0.00108 | 0.00163 | 0.00217 | 0 | 0.024649 | 0.022689 |  | 0.1168 | 0.1854 | 0.2767 | 0.2774
2014-07-30 | 8時 |  | 0 | 0 | 0 | 0 | [9 empty] | 0 | 0 | 0 | 0 | 0 | 0 | 0 | 0 | 0 | 0 | 2.0551 | 0 | 0 | 0 | 0.032276 | 0 | 0 | 0 | 0.083405 | 0 | 0 | 0 | 0.047552 | 0.00379 | 0.00759 | 0.01138 | 0.01518 | 0.084877 | 0.078545 | 0.064582 |  | 0.2156 | 0.2812 | 0.3696 | 0.3702
2014-07-30 | 9時 |  | 0 | 0 | 0 | 0 | [9 empty] | 0 | 0 | 0 | 0 | 0 | 0 | 0 | 0 | 0 | 0 | 2.2676 | 0 | 0 | 0 | 0.20139 | 0 | 0 | 0 | 0.25442 | 0 | 0 | 0 | 0.047552 | 0.00033 | 0.00067 | 0.001 | 0.00133 | 0.23209 | 0.16325 | 0.052059 |  | 0.2163 | 0.252 | 0.3265 | 0.3272
2014-07-30 | 10時 |  | 0 | 0 | 0 | 0 | [9 empty] | 0 | 0 | 0 | 0 | 0 | 0 | 0 | 0 | 0 | 0 | 2.3615 | 0 | 0 | 0 | 0.19041 | 0 | 0 | 0 | 0.25297 | 0 | 0 | 0 | 0.047552 | 0.00054 | 0.00108 | 0.00163 | 0.00217 | 0.12467 | 0.21558 | 0.037471 |  | 0.1917 | 0.2274 | 0.3128 | 0.3134
2014-07-30 | 11時 |  | 0 | 0 | 0 | 0 | [9 empty] | 0 | 0 | 0 | 0 | 0 | 0 | 0 | 0 | 0 | 0 | 2.7021 | 0 | 0 | 0 | 0.24583 | 0 | 0 | 0 | 0.12958 | 0 | 0 | 0 | 0.047552 | 0.00033 | 0.00067 | 0.001 | 0.00133 | 0.12467 | 0.21558 | 0 |  | 0.1994 | 0.2352 | 0.315 | 0.3157
2014-07-30 | 12時 |  | 0 | 0 | 0 | 0 | [9 empty] | 0 | 0 | 0 | 0 | 0 | 0 | 0 | 0 | 0 | 0 | 2.8114 | 0 | 0 | 0 | 0.22577 | 0 | 0 | 0 | 0 | 0 | 0 | 0 | 0.047552 | 0.00338 | 0.00675 | 0.01013 | 0.01351 | 0.14721 | 0.13456 | 0.018352 |  | 0.1983 | 0.2727 | 0.3698 | 0.3705
2014-07-30 | 13時 |  | 0 | 0 | 0 | 0 | [9 empty] | 0 | 0 | 0 | 0 | 0 | 0 | 0 | 0 | 0 | 0 | 2.6791 | 0 | 0 | 0 | 0 | 0 | 0 | 0 | 0 | 0 | 0 | 0 | 0.047552 | 0.00033 | 0.00067 | 0.001 | 0.00133 | 0.13756 | 0.026771 | 0.023629 |  | 0.0483 | 0.0483 | 0.0711 | 0.0717
2014-07-30 | 14時 |  | 0 | 0 | 0 | 0 | [9 empty] | 0 | 0 | 0 | 0 | 0 | 0 | 0 | 0 | 0 | 0 | 2.6542 | 0 | 0 | 0 | 0 | 0 | 0 | 0 | 0 | 0 | 0 | 0 | 0.047552 | 0.00013 | 0.00025 | 0.00038 | 0.0005 | 0 | 0 | 0 |  | 0.056 | 0.0561 | 0.0788 | 0.0795
2014-07-30 | 15時 |  | 0 | 0 | 0 | 0 | [9 empty] | 0 | 0 | 0 | 0 | 0 | 0 | 0 | 0 | 0 | 0 | 2.4767 | 0 | 0 | 0 | 0.38504 | 0 | 0 | 0 | 0.22643 | 0 | 0 | 0 | 0.047552 | 0.00013 | 0.00025 | 0.00038 | 0.0005 | 0 | 0 | 0 |  | 0.056 | 0.0561 | 0.0788 | 0.0795
2014-07-30 | 16時 |  | 0 | 0 | 0 | 0 | [9 empty] | 0 | 0 | 0 | 0 | 0 | 0 | 0 | 0 | 0 | 0 | 2.492 | 0 | 0 | 0 | 0.22409 | 0 | 0 | 0 | 0.1319 | 0 | 0 | 0 | 0.047552 | 0.00054 | 0.00108 | 0.00163 | 0.00217 | 0.062335 | 0.054249 | 0.024058 |  | 0.2095 | 0.275 | 0.3956 | 0.5453
2014-07-30 | 17時 |  | 0 | 0 | 0 | 0 | [9 empty] | 0 | 0 | 0 | 0 | 0 | 0 | 0 | 0 | 0 | 0 | 2.4015 | 0 | 0 | 0 | 0.18495 | 0 | 0 | 0 | 0.11865 | 0 | 0 | 0 | 0.047552 | 0.00642 | 0.01284 | 0.01926 | 0.02568 | 0.12467 | 0.1085 | 0.026923 |  | 0.2423 | 0.2781 | 0.3689 | 0.5187
2014-07-30 | 18時 |  | 0 | 0 | 0 | 0 | [9 empty] | 0 | 0 | 0 | 0 | 0 | 0 | 0 | 0 | 0 | 0 | 2.2904 | 0 | 0 | 0 | 0.13821 | 0 | 0 | 0 | 0 | 0 | 0 | 0 | 0.047552 | 0.00642 | 0.01284 | 0.01926 | 0.02568 | 0.21072 | 0.1085 | 0 |  | 0.1819 | 0.2177 | 0.2978 | 0.4476
2014-07-30 | 19時 |  | 0 | 0 | 0 | 0 | [9 empty] | 0 | 0 | 0 | 0 | 0 | 0 | 0 | 0 | 0 | 0 | 2.1455 | 0 | 0 | 0 | 0.10031 | 0 | 0 | 0 | 0.26092 | 0 | 0 | 0 | 0.047552 | 0.00013 | 0.00025 | 0.00038 | 0.0005 | 0.12879 | 0 | 0.006537 |  | 0.0998 | 0.1355 | 0.2049 | 0.2056
2014-07-30 | 20時 |  | 0 | 0 | 0 | 0 | [9 empty] | 0 | 0 | 0 | 0 | 0 | 0 | 0 | 0 | 0 | 0 | 2.0048 | 0 | 0 | 0 | 0.077456 | 0 | 0 | 0 | 0.19546 | 0 | 0 | 0 | 0.047552 | 0.00033 | 0.00067 | 0.001 | 0.00133 | 0.16769 | 0.10779 | 0.006537 |  | 0.0917 | 0.1275 | 0.2183 | 0.219
2014-07-30 | 21時 |  | 0 | 0 | 0 | 0 | [9 empty] | 0 | 0 | 0 | 0 | 0 | 0 | 0 | 0 | 0 | 0 | 1.8776 | 0 | 0 | 0 | 0.061922 | 0 | 0 | 0 | 0.19505 | 0 | 0 | 0 | 0.047552 | 0.00628 | 0.01256 | 0.01884 | 0.02512 | 0.12467 | 0.18846 | 0.012659 |  | 0.1755 | 0.2411 | 0.3458 | 0.3465
2014-07-30 | 22時 |  | 0 | 0 | 0 | 0 | [9 empty] | 0 | 0 | 0 | 0 | 0 | 0 | 0 | 0 | 0 | 0 | 1.864 | 0 | 0 | 0 | 0 | 0 | 0 | 0 | 0.092848 | 0 | 0 | 0 | 0.047552 | 0.00649 | 0.01298 | 0.01947 | 0.02595 | 0.12467 | 0.16133 | 0.043827 |  | 0.1139 | 0.1795 | 0.3002 | 0.3009
2014-07-30 | 23時 |  | 0 | 0 | 0 | 0 | [9 empty] | 0 | 0 | 0 | 0 | 0 | 0 | 0 | 0 | 0 | 0 | 1.279 | 0 | 0 | 0 | 0 | 0 | 0 | 0 | 0 | 0 | 0 | 0 | 0.047552 | 0.00331 | 0.00661 | 0.00992 | 0.01323 | 0.062335 | 0.15709 | 0.04296 |  | 0.1578 | 0.1578 | 0.1806 | 0.1812
2014-07-31 | 0時 |  | 0 | 0 | 0 | 0 | [9 empty] | 0 | 0 | 0 | 0 | 0 | 0 | 0 | 0 | 0 | 0 | 1.0019 | 0 | 0 | 0 | 0 | 0 | 0 | 0 | 0 | 0 | 0 | 0 | 0.047552 | 0.00013 | 0.00025 | 0.00038 | 0.0005 | 0 | 0.078899 | 0.011656 |  | 0.1578 | 0.1578 | 0.1806 | 0.1812
2014-07-31 | 1時 |  | 0 | 0 | 0 | 0 | [9 empty] | 0 | 0 | 0 | 0 | 0 | 0 | 0 | 0 | 0 | 0 | 0.72278 | 0 | 0 | 0 | 0 | 0 | 0 | 0 | 0 | 0 | 0 | 0 | 0.047552 | 0.00013 | 0.00025 | 0.00038 | 0.0005 | 0 | 0 | 0 |  | 0.0483 | 0.0483 | 0.0711 | 0.0717
2014-07-31 | 2時 |  | 0 | 0 | 0 | 0 | [9 empty] | 0 | 0 | 0 | 0 | 0 | 0 | 0 | 0 | 0 | 0 | 0.59568 | 0 | 0 | 0 | 0 | 0 | 0 | 0 | 0 | 0 | 0 | 0 | 0.047552 | 0.00013 | 0.00025 | 0.00038 | 0.0005 | 0 | 0 | 0 |  | 0.056 | 0.0561 | 0.0788 | 0.0795
2014-07-31 | 3時 |  | 0 | 0 | 0 | 0 | [9 empty] | 0 | 0 | 0 | 0 | 0 | 0 | 0 | 0 | 0 | 0 | 0.48456 | 0 | 0 | 0 | 0 | 0 | 0 | 0 | 0 | 0 | 0 | 0 | 0.047552 | 0.00013 | 0.00025 | 0.00038 | 0.0005 | 0 | 0 | 0 |  | 0.056 | 0.0561 | 0.0788 | 0.0795
2014-07-31 | 4時 |  | 0 | 0 | 0 | 0 | [9 empty] | 0 | 0 | 0 | 0 | 0 | 0 | 0 | 0 | 0 | 0 | 0.38753 | 0 | 0 | 0 | 0 | 0 | 0 | 0 | 0 | 0 | 0 | 0 | 0.047552 | 0.00013 | 0.00025 | 0.00038 | 0.0005 | 0 | 0 | 0 |  | 0.0483 | 0.0483 | 0.0711 | 0.0717
2014-07-31 | 5時 |  | 0 | 0 | 0 | 0 | [9 empty] | 0 | 0 | 0 | 0 | 0 | 0 | 0 | 0 | 0 | 0 | 0.99768 | 0 | 0 | 0 | 0 | 0 | 0 | 0 | 0 | 0 | 0 | 0 | 0.047552 | 0.00013 | 0.00025 | 0.00038 | 0.0005 | 0 | 0 | 0 |  | 0.056 | 0.0561 | 0.0788 | 0.0795
2014-07-31 | 6時 |  | 0 | 0 | 0 | 0 | [9 empty] | 0 | 0 | 0 | 0 | 0 | 0 | 0 | 0 | 0 | 0 | 1.7339 | 0 | 0 | 0 | 0.066891 | 0 | 0 | 0 | 0 | 0 | 0 | 0 | 0.047552 | 0.00338 | 0.00675 | 0.01013 | 0.01351 | 0 | 0.024649 | 0.011815 |  | 0.1925 | 0.2611 | 0.3525 | 0.3531
2014-07-31 | 7時 |  | 0 | 0 | 0 | 0 | [9 empty] | 0 | 0 | 0 | 0 | 0 | 0 | 0 | 0 | 0 | 0 | 1.8713 | 0 | 0 | 0 | 0.097022 | 0 | 0 | 0 | 0 | 0 | 0 | 0 | 0.047552 | 0.00054 | 0.00108 | 0.00163 | 0.00217 | 0.13859 | 0.053895 | 0.036861 |  | 0.1524 | 0.248 | 0.3662 | 0.3669
2014-07-31 | 8時 |  | 0 | 0 | 0 | 0 | [9 empty] | 0 | 0 | 0 | 0 | 0 | 0 | 0 | 0 | 0 | 0 | 2.0458 | 0 | 0 | 0 | 0.10949 | 0 | 0 | 0 | 0 | 0 | 0 | 0 | 0.047552 | 0.00054 | 0.00108 | 0.00163 | 0.00217 | 0.093503 | 0 | 0.035602 |  | 0.1091 | 0.1448 | 0.2032 | 0.2039
2014-07-31 | 9時 |  | 0 | 0 | 0 | 0 | [9 empty] | 0 | 0 | 0 | 0 | 0 | 0 | 0 | 0 | 0 | 0 | 2.1931 | 0 | 0 | 0 | 0 | 0 | 0 | 0 | 0 | 0 | 0 | 0 | 0.047552 | 0.00013 | 0.00025 | 0.00038 | 0.0005 | 0.17838 | 0.10971 | 0.042749 |  | 0.3011 | 0.3368 | 0.3953 | 0.396
2014-07-31 | 10時 |  | 0 | 0 | 0 | 0 | [9 empty] | 0 | 0 | 0 | 0 | 0 | 0 | 0 | 0 | 0 | 0 | 2.3984 | 0 | 0 | 0 | 0 | 0 | 0 | 0 | 0 | 0 | 0 | 0 | 0.047552 | 0.00033 | 0.00067 | 0.001 | 0.00133 | 0.093503 | 0 | 0.012523 |  | 0.0483 | 0.0483 | 0.0711 | 0.0717
2014-07-31 | 11時 |  | 0 | 0 | 0 | 0 | [9 empty] | 0 | 0 | 0 | 0 | 0 | 0 | 0 | 0 | 0 | 0 | 2.7361 | 0 | 0 | 0 | 0.12202 | 0 | 0 | 0 | 0 | 0 | 0 | 0 | 0.047552 | 0.00013 | 0.00025 | 0.00038 | 0.0005 | 0 | 0 | 0.0052775 |  | 0.056 | 0.0561 | 0.0788 | 0.0795
2014-07-31 | 12時 |  | 0 | 0 | 0 | 0 | [9 empty] | 0 | 0 | 0 | 0 | 0 | 0 | 0 | 0 | 0 | 0 | 2.7 | 0 | 0 | 0 | 0.06031 | 0 | 0 | 0 | 0 | 0 | 0 | 0 | 0.047552 | 0.00338 | 0.00675 | 0.01013 | 0.01351 | 0.05371 | 0 | 0.0052775 |  | 0.1983 | 0.2727 | 0.3698 | 0.3705
2014-07-31 | 13時 |  | 0 | 0 | 0 | 0 | [9 empty] | 0 | 0 | 0 | 0 | 0 | 0 | 0 | 0 | 0 | 0 | 2.7767 | 0 | 0 | 0 | 0 | 0 | 0 | 0 | 0 | 0 | 0 | 0 | 0.047552 | 0.00033 | 0.00067 | 0.001 | 0.00133 | 0.11604 | 0 | 0 |  | 0.0483 | 0.0483 | 0.0711 | 0.0717
2014-07-31 | 14時 |  | 0 | 0 | 0 | 0 | [9 empty] | 0 | 0 | 0 | 0 | 0 | 0 | 0 | 0 | 0 | 0 | 2.6275 | 0 | 0 | 0 | 0 | 0 | 0 | 0 | 0 | 0 | 0 | 0 | 0.047552 | 0.00013 | 0.00025 | 0.00038 | 0.0005 | 0.031168 | 0 | 0.017801 |  | 0.056 | 0.0561 | 0.0788 | 0.0795
2014-07-31 | 15時 |  | 0 | 0 | 0 | 0 | [9 empty] | 0 | 0 | 0 | 0 | 0 | 0 | 0 | 0 | 0 | 0 | 2.5506 | 0 | 0 | 0 | 0.12544 | 0 | 0 | 0 | 0 | 0 | 0 | 0 | 0.047552 | 0.00013 | 0.00025 | 0.00038 | 0.0005 | 0 | 0 | 0 |  | 0.056 | 0.0561 | 0.0788 | 0.0795
2014-07-31 | 16時 |  | 0 | 0 | 0 | 0 | [9 empty] | 0 | 0 | 0 | 0 | 0 | 0 | 0 | 0 | 0 | 0 | 2.4565 | 0 | 0 | 0 | 0.10339 | 0 | 0 | 0 | 0 | 0 | 0 | 0 | 0.047552 | 0.00033 | 0.00067 | 0.001 | 0.00133 | 0.062335 | 0 | 0.0052775 |  | 0.0483 | 0.0483 | 0.0711 | 0.0717
2014-07-31 | 17時 |  | 0 | 0 | 0 | 0 | [9 empty] | 0 | 0 | 0 | 0 | 0 | 0 | 0 | 0 | 0 | 0 | 2.3018 | 0 | 0 | 0 | 0.12367 | 0 | 0 | 0 | 0.11924 | 0 | 0 | 0 | 0.047552 | 0.00033 | 0.00067 | 0.001 | 0.00133 | 0.10536 | 0 | 0.0082775 |  | 0.1304 | 0.2048 | 0.3019 | 0.3026
2014-07-31 | 18時 |  | 0 | 0 | 0 | 0 | [9 empty] | 0 | 0 | 0 | 0 | 0 | 0 | 0 | 0 | 0 | 0 | 2.2358 | 0 | 0 | 0 | 0.12298 | 0 | 0 | 0 | 0 | 0 | 0 | 0 | 0.047552 | 0.00642 | 0.01284 | 0.01926 | 0.02568 | 0.12467 | 0 | 0.0082775 |  | 0.303 | 0.3387 | 0.3972 | 0.5469
2014-07-31 | 19時 |  | 0 | 0 | 0 | 0 | [9 empty] | 0 | 0 | 0 | 0 | 0 | 0 | 0 | 0 | 0 | 0 | 2.1146 | 0 | 0 | 0 | 0.084148 | 0 | 0 | 0 | 0.11461 | 0 | 0 | 0 | 0.047552 | 0.00642 | 0.01284 | 0.01926 | 0.02568 | 0.21072 | 0.10708 | 0.0082775 |  | 0.0991 | 0.1348 | 0.1932 | 0.1939
2014-07-31 | 20時 |  | 0 | 0 | 0 | 0 | [9 empty] | 0 | 0 | 0 | 0 | 0 | 0 | 0 | 0 | 0 | 0 | 1.9756 | 0 | 0 | 0 | 0.060209 | 0 | 0 | 0 | 0.091199 | 0 | 0 | 0 | 0.047552 | 0.00033 | 0.00067 | 0.001 | 0.00133 | 0.14927 | 0.027125 | 0 |  | 0.0917 | 0.1275 | 0.2102 | 0.2109
2014-07-31 | 21時 |  | 0 | 0 | 0 | 0 | [9 empty] | 0 | 0 | 0 | 0 | 0 | 0 | 0 | 0 | 0 | 0 | 1.8373 | 0 | 0 | 0 | 0.041781 | 0 | 0 | 0 | 0.18381 | 0 | 0 | 0 | 0.047552 | 0.00033 | 0.00067 | 0.001 | 0.00133 | 0.14618 | 0.10814 | 0.031304 |  | 0.1216 | 0.1873 | 0.2837 | 0.2844
2014-07-31 | 22時 |  | 0 | 0 | 0 | 0 | [9 empty] | 0 | 0 | 0 | 0 | 0 | 0 | 0 | 0 | 0 | 0 | 1.5737 | 0 | 0 | 0 | 0.030309 | 0 | 0 | 0 | 0.088769 | 0 | 0 | 0 | 0.047552 | 0.00628 | 0.01256 | 0.01884 | 0.02512 | 0.12467 | 0.16133 | 0.043827 |  | 0.1738 | 0.1917 | 0.262 | 0.2626
2014-07-31 | 23時 |  | 0 | 0 | 0 | 0 | [9 empty] | 0 | 0 | 0 | 0 | 0 | 0 | 0 | 0 | 0 | 0 | 0.51393 | 0 | 0 | 0 | 0 | 0 | 0 | 0 | 0 | 0 | 0 | 0 | 0.047552 | 0.0067 | 0.01339 | 0.02009 | 0.02679 | 0.12467 | 0.18881 | 0.031848 |  | 0.1877 | 0.2176 | 0.2756 | 0.2763
2014-08-01 | 0時 |  | 0 | 0 | 0 | 0 | [9 empty] | 0 | 0 | 0 | 0 | 0 | 0 | 0 | 0 | 0 | 0 | 0.14776 | 0 | 0 | 0 | 0 | 0 | 0 | 0 | 0 | 0 | 0 | 0 | 0.047552 | 0.00013 | 0.00025 | 0.00038 | 0.0005 | 0 | 0.078899 | 0.011656 |  | 0.1578 | 0.1578 | 0.1806 | 0.1812
2014-08-01 | 1時 |  | 0 | 0 | 0 | 0 | [9 empty] | 0 | 0 | 0 | 0 | 0 | 0 | 0 | 0 | 0 | 0 | 0.020873 | 0 | 0 | 0 | 0 | 0 | 0 | 0 | 0 | 0 | 0 | 0 | 0.047552 | 0.00013 | 0.00025 | 0.00038 | 0.0005 | 0 | 0 | 0 |  | 0.0483 | 0.0483 | 0.0711 | 0.0717
2014-08-01 | 2時 |  | 0 | 0 | 0 | 0 | [9 empty] | 0 | 0 | 0 | 0 | 0 | 0 | 0 | 0 | 0 | 0 | 0.0052246 | 0 | 0 | 0 | 0 | 0 | 0 | 0 | 0 | 0 | 0 | 0 | 0.047552 | 0.00013 | 0.00025 | 0.00038 | 0.0005 | 0 | 0 | 0 |  | 0.056 | 0.0561 | 0.0788 | 0.0795
2014-08-01 | 3時 |  | 0 | 0 | 0 | 0 | [9 empty] | 0 | 0 | 0 | 0 | 0 | 0 | 0 | 0 | 0 | 0 | 0 | 0 | 0 | 0 | 0 | 0 | 0 | 0 | 0 | 0 | 0 | 0 | 0.047552 | 0.00013 | 0.00025 | 0.00038 | 0.0005 | 0 | 0 | 0 |  | 0.056 | 0.0561 | 0.0788 | 0.0795
2014-08-01 | 4時 |  | 0 | 0 | 0 | 0 | [9 empty] | 0 | 0 | 0 | 0 | 0 | 0 | 0 | 0 | 0 | 0 | 0 | 0 | 0 | 0 | 0 | 0 | 0 | 0 | 0 | 0 | 0 | 0 | 0.047552 | 0.00013 | 0.00025 | 0.00038 | 0.0005 | 0 | 0 | 0 |  | 0.0483 | 0.0483 | 0.0711 | 0.0717
2014-08-01 | 5時 |  | 0 | 0 | 0 | 0 | [9 empty] | 0 | 0 | 0 | 0 | 0 | 0 | 0 | 0 | 0 | 0 | 0 | 0 | 0 | 0 | 0 | 0 | 0 | 0 | 0 | 0 | 0 | 0 | 0.047552 | 0.00013 | 0.00025 | 0.00038 | 0.0005 | 0 | 0 | 0 |  | 0.056 | 0.0561 | 0.0788 | 0.0795
2014-08-01 | 6時 |  | 0 | 0 | 0 | 0 | [9 empty] | 0 | 0 | 0 | 0 | 0 | 0 | 0 | 0 | 0 | 0 | 0.21345 | 0 | 0 | 0 | 0.027836 | 0 | 0 | 0 | 0 | 0 | 0 | 0 | 0.047552 | 0.00338 | 0.00675 | 0.01013 | 0.01351 | 0 | 0.024649 | 0.011815 |  | 0.1925 | 0.2611 | 0.3525 | 0.3531
2014-08-01 | 7時 |  | 0 | 0 | 0 | 0 | [9 empty] | 0 | 0 | 0 | 0 | 0 | 0 | 0 | 0 | 0 | 0 | 0.63214 | 0 | 0 | 0 | 0.16111 | 0 | 0 | 0 | 0 | 0 | 0 | 0 | 0.047552 | 0.00054 | 0.00108 | 0.00163 | 0.00217 | 0.13859 | 0.053895 | 0.036861 |  | 0.1524 | 0.248 | 0.3662 | 0.3669
2014-08-01 | 8時 |  | 0 | 0 | 0 | 0 | [9 empty] | 0 | 0 | 0 | 0 | 0 | 0 | 0 | 0 | 0 | 0 | 1.4863 | 0 | 0 | 0 | 0.19633 | 0 | 0 | 0 | 0 | 0 | 0 | 0 | 0.047552 | 0.00054 | 0.00108 | 0.00163 | 0.00217 | 0.093503 | 0 | 0.035602 |  | 0.1091 | 0.1448 | 0.2032 | 0.2039
2014-08-01 | 9時 |  | 0 | 0 | 0 | 0 | [9 empty] | 0 | 0 | 0 | 0 | 0 | 0 | 0 | 0 | 0 | 0 | 1.6908 | 0 | 0 | 0 | 0 | 0 | 0 | 0 | 0 | 0 | 0 | 0 | 0.047552 | 0.00013 | 0.00025 | 0.00038 | 0.0005 | 0.17838 | 0.10971 | 0.042749 |  | 0.3011 | 0.3368 | 0.3953 | 0.396
2014-08-01 | 10時 |  | 0 | 0 | 0 | 0 | [9 empty] | 0 | 0 | 0 | 0 | 0 | 0 | 0 | 0 | 0 | 0 | 1.7626 | 0 | 0 | 0 | 0 | 0 | 0 | 0 | 0 | 0 | 0 | 0 | 0.047552 | 0.00033 | 0.00067 | 0.001 | 0.00133 | 0.093503 | 0 | 0.012523 |  | 0.0483 | 0.0483 | 0.0711 | 0.0717
2014-08-01 | 11時 |  | 0 | 0 | 0 | 0 | [9 empty] | 0 | 0 | 0 | 0 | 0 | 0 | 0 | 0 | 0 | 0 | 1.874 | 0 | 0 | 0 | 0.86259 | 0 | 0 | 0 | 0 | 0 | 0 | 0 | 0.047552 | 0.00013 | 0.00025 | 0.00038 | 0.0005 | 0 | 0 | 0.0052775 |  | 0.056 | 0.0561 | 0.0788 | 0.0795
2014-08-01 | 12時 |  | 0 | 0 | 0 | 0 | [9 empty] | 0 | 0 | 0 | 0 | 0 | 0 | 0 | 0 | 0 | 0 | 2.1444 | 0 | 0 | 0 | 0.28648 | 0 | 0 | 0 | 0 | 0 | 0 | 0 | 0.047552 | 0.00338 | 0.00675 | 0.01013 | 0.01351 | 0.05371 | 0 | 0.0052775 |  | 0.1983 | 0.2727 | 0.3698 | 0.3705
2014-08-01 | 13時 |  | 0 | 0 | 0 | 0 | [9 empty] | 0 | 0 | 0 | 0 | 0 | 0 | 0 | 0 | 0 | 0 | 2.1805 | 0 | 0 | 0 | 0 | 0 | 0 | 0 | 0 | 0 | 0 | 0 | 0.047552 | 0.00033 | 0.00067 | 0.001 | 0.00133 | 0.11604 | 0 | 0 |  | 0.0483 | 0.0483 | 0.0711 | 0.0717
2014-08-01 | 14時 |  | 0 | 0 | 0 | 0 | [9 empty] | 0 | 0 | 0 | 0 | 0 | 0 | 0 | 0 | 0 | 0 | 2.3169 | 0 | 0 | 0 | 0 | 0 | 0 | 0 | 0 | 0 | 0 | 0 | 0.047552 | 0.00013 | 0.00025 | 0.00038 | 0.0005 | 0.031168 | 0 | 0.017801 |  | 0.056 | 0.0561 | 0.0788 | 0.0795
2014-08-01 | 15時 |  | 0 | 0 | 0 | 0 | [9 empty] | 0 | 0 | 0 | 0 | 0 | 0 | 0 | 0 | 0 | 0 | 2.4063 | 0 | 0 | 0 | 0.39026 | 0 | 0 | 0 | 0 | 0 | 0 | 0 | 0.047552 | 0.00013 | 0.00025 | 0.00038 | 0.0005 | 0 | 0 | 0 |  | 0.056 | 0.0561 | 0.0788 | 0.0795
2014-08-01 | 16時 |  | 0 | 0 | 0 | 0 | [9 empty] | 0 | 0 | 0 | 0 | 0 | 0 | 0 | 0 | 0 | 0 | 2.3773 | 0 | 0 | 0 | 0.22801 | 0 | 0 | 0 | 0 | 0 | 0 | 0 | 0.047552 | 0.00033 | 0.00067 | 0.001 | 0.00133 | 0.062335 | 0 | 0.0052775 |  | 0.0483 | 0.0483 | 0.0711 | 0.0717
2014-08-01 | 17時 |  | 0 | 0 | 0 | 0 | [9 empty] | 0 | 0 | 0 | 0 | 0 | 0 | 0 | 0 | 0 | 0 | 2.1892 | 0 | 0 | 0 | 0.22043 | 0 | 0 | 0 | 0.28792 | 0 | 0 | 0 | 0.047552 | 0.00033 | 0.00067 | 0.001 | 0.00133 | 0.10536 | 0 | 0.0082775 |  | 0.1304 | 0.2048 | 0.3019 | 0.3026
2014-08-01 | 18時 |  | 0 | 0 | 0 | 0 | [9 empty] | 0 | 0 | 0 | 0 | 0 | 0 | 0 | 0 | 0 | 0 | 2.1025 | 0 | 0 | 0 | 0.16333 | 0 | 0 | 0 | 0 | 0 | 0 | 0 | 0.047552 | 0.00642 | 0.01284 | 0.01926 | 0.02568 | 0.12467 | 0 | 0.0082775 |  | 0.303 | 0.3387 | 0.3972 | 0.5469
2014-08-01 | 19時 |  | 0 | 0 | 0 | 0 | [9 empty] | 0 | 0 | 0 | 0 | 0 | 0 | 0 | 0 | 0 | 0 | 1.7401 | 0 | 0 | 0 | 0.13119 | 0 | 0 | 0 | 0.2019 | 0 | 0 | 0 | 0.047552 | 0.00642 | 0.01284 | 0.01926 | 0.02568 | 0.21072 | 0.10708 | 0.0082775 |  | 0.0991 | 0.1348 | 0.1932 | 0.1939
2014-08-01 | 20時 |  | 0 | 0 | 0 | 0 | [9 empty] | 0 | 0 | 0 | 0 | 0 | 0 | 0 | 0 | 0 | 0 | 1.404 | 0 | 0 | 0 | 0.10996 | 0 | 0 | 0 | 0.1232 | 0 | 0 | 0 | 0.047552 | 0.00033 | 0.00067 | 0.001 | 0.00133 | 0.14927 | 0.027125 | 0 |  | 0.0917 | 0.1275 | 0.2102 | 0.2109
2014-08-01 | 21時 |  | 0 | 0 | 0 | 0 | [9 empty] | 0 | 0 | 0 | 0 | 0 | 0 | 0 | 0 | 0 | 0 | 1.0566 | 0 | 0 | 0 | 0.082293 | 0 | 0 | 0 | 0.21899 | 0 | 0 | 0 | 0.047552 | 0.00033 | 0.00067 | 0.001 | 0.00133 | 0.14618 | 0.10814 | 0.031304 |  | 0.1216 | 0.1873 | 0.2837 | 0.2844
2014-08-01 | 22時 |  | 0 | 0 | 0 | 0 | [9 empty] | 0 | 0 | 0 | 0 | 0 | 0 | 0 | 0 | 0 | 0 | 0.76789 | 0 | 0 | 0 | 0.063514 | 0 | 0 | 0 | 0.22387 | 0 | 0 | 0 | 0.047552 | 0.00628 | 0.01256 | 0.01884 | 0.02512 | 0.12467 | 0.16133 | 0.043827 |  | 0.1738 | 0.1917 | 0.262 | 0.2626
2014-08-01 | 23時 |  | 0 | 0 | 0 | 0 | [9 empty] | 0 | 0 | 0 | 0 | 0 | 0 | 0 | 0 | 0 | 0 | 0.10914 | 0 | 0 | 0 | 0 | 0 | 0 | 0 | 0.088923 | 0 | 0 | 0 | 0.047552 | 0.0067 | 0.01339 | 0.02009 | 0.02679 | 0.12467 | 0.18881 | 0.031848 |  | 0.1877 | 0.2176 | 0.2756 | 0.2763
2014-08-02 | 0時 |  | 0 | 0 | 0 | 0 | [9 empty] | 0 | 0 | 0 | 0 | 0 | 0 | 0 | 0 | 0 | 0 | 0.033612 | 0 | 0 | 0 | 0 | 0 | 0 | 0 | 0 | 0 | 0 | 0 | 0.047552 | 0.00013 | 0.00025 | 0.00038 | 0.0005 | 0 | 0.078899 | 0.011656 |  | 0.1578 | 0.1578 | 0.1806 | 0.1812
2014-08-02 | 1時 |  | 0 | 0 | 0 | 0 | [9 empty] | 0 | 0 | 0 | 0 | 0 | 0 | 0 | 0 | 0 | 0 | 0.0071243 | 0 | 0 | 0 | 0 | 0 | 0 | 0 | 0 | 0 | 0 | 0 | 0.047552 | 0.00013 | 0.00025 | 0.00038 | 0.0005 | 0 | 0 | 0 |  | 0.0483 | 0.0483 | 0.0711 | 0.0717
2014-08-02 | 2時 |  | 0 | 0 | 0 | 0 | [9 empty] | 0 | 0 | 0 | 0 | 0 | 0 | 0 | 0 | 0 | 0 | 0 | 0 | 0 | 0 | 0 | 0 | 0 | 0 | 0 | 0 | 0 | 0 | 0.047552 | 0.00013 | 0.00025 | 0.00038 | 0.0005 | 0 | 0 | 0 |  | 0.056 | 0.0561 | 0.0788 | 0.0795
2014-08-02 | 3時 |  | 0 | 0 | 0 | 0 | [9 empty] | 0 | 0 | 0 | 0 | 0 | 0 | 0 | 0 | 0 | 0 | 0 | 0 | 0 | 0 | 0 | 0 | 0 | 0 | 0 | 0 | 0 | 0 | 0.047552 | 0.00013 | 0.00025 | 0.00038 | 0.0005 | 0 | 0 | 0 |  | 0.056 | 0.0561 | 0.0788 | 0.0795
2014-08-02 | 4時 |  | 0 | 0 | 0 | 0 | [9 empty] | 0 | 0 | 0 | 0 | 0 | 0 | 0 | 0 | 0 | 0 | 0 | 0 | 0 | 0 | 0 | 0 | 0 | 0 | 0 | 0 | 0 | 0 | 0.047552 | 0.00013 | 0.00025 | 0.00038 | 0.0005 | 0 | 0 | 0 |  | 0.0483 | 0.0483 | 0.0711 | 0.0717
2014-08-02 | 5時 |  | 0 | 0 | 0 | 0 | [9 empty] | 0 | 0 | 0 | 0 | 0 | 0 | 0 | 0 | 0 | 0 | 0 | 0 | 0 | 0 | 0.022023 | 0 | 0 | 0 | 0 | 0 | 0 | 0 | 0.047552 | 0.00013 | 0.00025 | 0.00038 | 0.0005 | 0 | 0 | 0 |  | 0.056 | 0.0561 | 0.0788 | 0.0795
2014-08-02 | 6時 |  | 0 | 0 | 0 | 0 | [9 empty] | 0 | 0 | 0 | 0 | 0 | 0 | 0 | 0 | 0 | 0 | 0.20436 | 0 | 0 | 0 | 0.1137 | 0 | 0 | 0 | 0 | 0 | 0 | 0 | 0.047552 | 0.00338 | 0.00675 | 0.01013 | 0.01351 | 0 | 0.024649 | 0.011815 |  | 0.1925 | 0.2611 | 0.3525 | 0.3531
2014-08-02 | 7時 |  | 0 | 0 | 0 | 0 | [9 empty] | 0 | 0 | 0 | 0 | 0 | 0 | 0 | 0 | 0 | 0 | 1.0225 | 0 | 0 | 0 | 0.096574 | 0 | 0 | 0 | 0 | 0 | 0 | 0 | 0.047552 | 0.00054 | 0.00108 | 0.00163 | 0.00217 | 0.13859 | 0.053895 | 0.036861 |  | 0.1524 | 0.248 | 0.3662 | 0.3669
2014-08-02 | 8時 |  | 0 | 0 | 0 | 0 | [9 empty] | 0 | 0 | 0 | 0 | 0 | 0 | 0 | 0 | 0 | 0 | 1.9104 | 0 | 0 | 0 | 0.16555 | 0 | 0 | 0 | 0 | 0 | 0 | 0 | 0.047552 | 0.00054 | 0.00108 | 0.00163 | 0.00217 | 0.093503 | 0 | 0.035602 |  | 0.1091 | 0.1448 | 0.2032 | 0.2039
2014-08-02 | 9時 |  | 0 | 0 | 0 | 0 | [9 empty] | 0 | 0 | 0 | 0 | 0 | 0 | 0 | 0 | 0 | 0 | 2.1294 | 0 | 0 | 0 | 0 | 0 | 0 | 0 | 0 | 0 | 0 | 0 | 0.047552 | 0.00013 | 0.00025 | 0.00038 | 0.0005 | 0.17838 | 0.10971 | 0.042749 |  | 0.3011 | 0.3368 | 0.3953 | 0.396
2014-08-02 | 10時 |  | 0 | 0 | 0 | 0 | [9 empty] | 0 | 0 | 0 | 0 | 0 | 0 | 0 | 0 | 0 | 0 | 2.411 | 0 | 0 | 0 | 0 | 0 | 0 | 0 | 0 | 0 | 0 | 0 | 0.047552 | 0.00033 | 0.00067 | 0.001 | 0.00133 | 0.093503 | 0 | 0.012523 |  | 0.0483 | 0.0483 | 0.0711 | 0.0717
2014-08-02 | 11時 |  | 0 | 0 | 0 | 0 | [9 empty] | 0 | 0 | 0 | 0 | 0 | 0 | 0 | 0 | 0 | 0 | 2.5511 | 0 | 0 | 0 | 0.5784 | 0 | 0 | 0 | 0 | 0 | 0 | 0 | 0.047552 | 0.00013 | 0.00025 | 0.00038 | 0.0005 | 0 | 0 | 0.0052775 |  | 0.056 | 0.0561 | 0.0788 | 0.0795
2014-08-02 | 12時 |  | 0 | 0 | 0 | 0 | [9 empty] | 0 | 0 | 0 | 0 | 0 | 0 | 0 | 0 | 0 | 0 | 2.6257 | 0 | 0 | 0 | 0.28735 | 0 | 0 | 0 | 0 | 0 | 0 | 0 | 0.047552 | 0.00338 | 0.00675 | 0.01013 | 0.01351 | 0.05371 | 0 | 0.0052775 |  | 0.1983 | 0.2727 | 0.3698 | 0.3705
2014-08-02 | 13時 |  | 0 | 0 | 0 | 0 | [9 empty] | 0 | 0 | 0 | 0 | 0 | 0 | 0 | 0 | 0 | 0 | 2.694 | 0 | 0 | 0 | 0 | 0 | 0 | 0 | 0 | 0 | 0 | 0 | 0.047552 | 0.00033 | 0.00067 | 0.001 | 0.00133 | 0.11604 | 0 | 0 |  | 0.0483 | 0.0483 | 0.0711 | 0.0717
2014-08-02 | 14時 |  | 0 | 0 | 0 | 0 | [9 empty] | 0 | 0 | 0 | 0 | 0 | 0 | 0 | 0 | 0 | 0 | 2.8178 | 0 | 0 | 0 | 0 | 0 | 0 | 0 | 0 | 0 | 0 | 0 | 0.047552 | 0.00013 | 0.00025 | 0.00038 | 0.0005 | 0.031168 | 0 | 0.017801 |  | 0.056 | 0.0561 | 0.0788 | 0.0795
2014-08-02 | 15時 |  | 0 | 0 | 0 | 0 | [9 empty] | 0 | 0 | 0 | 0 | 0 | 0 | 0 | 0 | 0 | 0 | 2.8173 | 0 | 0 | 0 | 0.55691 | 0 | 0 | 0 | 0 | 0 | 0 | 0 | 0.047552 | 0.00013 | 0.00025 | 0.00038 | 0.0005 | 0 | 0 | 0 |  | 0.056 | 0.0561 | 0.0788 | 0.0795
2014-08-02 | 16時 |  | 0 | 0 | 0 | 0 | [9 empty] | 0 | 0 | 0 | 0 | 0 | 0 | 0 | 0 | 0 | 0 | 2.6667 | 0 | 0 | 0 | 0.24638 | 0 | 0 | 0 | 0 | 0 | 0 | 0 | 0.047552 | 0.00033 | 0.00067 | 0.001 | 0.00133 | 0.062335 | 0 | 0.0052775 |  | 0.0483 | 0.0483 | 0.0711 | 0.0717
2014-08-02 | 17時 |  | 0 | 0 | 0 | 0 | [9 empty] | 0 | 0 | 0 | 0 | 0 | 0 | 0 | 0 | 0 | 0 | 2.3849 | 0 | 0 | 0 | 0.25566 | 0 | 0 | 0 | 0.34295 | 0 | 0 | 0 | 0.047552 | 0.00033 | 0.00067 | 0.001 | 0.00133 | 0.10536 | 0 | 0.0082775 |  | 0.1304 | 0.2048 | 0.3019 | 0.3026
2014-08-02 | 18時 |  | 0 | 0 | 0 | 0 | [9 empty] | 0 | 0 | 0 | 0 | 0 | 0 | 0 | 0 | 0 | 0 | 2.0594 | 0 | 0 | 0 | 0.20133 | 0 | 0 | 0 | 0 | 0 | 0 | 0 | 0.047552 | 0.00642 | 0.01284 | 0.01926 | 0.02568 | 0.12467 | 0 | 0.0082775 |  | 0.303 | 0.3387 | 0.3972 | 0.5469
2014-08-02 | 19時 |  | 0 | 0 | 0 | 0 | [9 empty] | 0 | 0 | 0 | 0 | 0 | 0 | 0 | 0 | 0 | 0 | 1.5942 | 0 | 0 | 0 | 0.14213 | 0 | 0 | 0 | 0.24816 | 0 | 0 | 0 | 0.047552 | 0.00642 | 0.01284 | 0.01926 | 0.02568 | 0.21072 | 0.10708 | 0.0082775 |  | 0.0991 | 0.1348 | 0.1932 | 0.1939
2014-08-02 | 20時 |  | 0 | 0 | 0 | 0 | [9 empty] | 0 | 0 | 0 | 0 | 0 | 0 | 0 | 0 | 0 | 0 | 1.0732 | 0 | 0 | 0 | 0.098172 | 0 | 0 | 0 | 0.12008 | 0 | 0 | 0 | 0.047552 | 0.00033 | 0.00067 | 0.001 | 0.00133 | 0.14927 | 0.027125 | 0 |  | 0.0917 | 0.1275 | 0.2102 | 0.2109
2014-08-02 | 21時 |  | 0 | 0 | 0 | 0 | [9 empty] | 0 | 0 | 0 | 0 | 0 | 0 | 0 | 0 | 0 | 0 | 0.69394 | 0 | 0 | 0 | 0.071167 | 0 | 0 | 0 | 0.21072 | 0 | 0 | 0 | 0.047552 | 0.00033 | 0.00067 | 0.001 | 0.00133 | 0.14618 | 0.10814 | 0.031304 |  | 0.1216 | 0.1873 | 0.2837 | 0.2844
2014-08-02 | 22時 |  | 0 | 0 | 0 | 0 | [9 empty] | 0 | 0 | 0 | 0 | 0 | 0 | 0 | 0 | 0 | 0 | 0.38946 | 0 | 0 | 0 | 0.057494 | 0 | 0 | 0 | 0.2317 | 0 | 0 | 0 | 0.047552 | 0.00628 | 0.01256 | 0.01884 | 0.02512 | 0.12467 | 0.16133 | 0.043827 |  | 0.1738 | 0.1917 | 0.262 | 0.2626
2014-08-02 | 23時 |  | 0 | 0 | 0 | 0 | [9 empty] | 0 | 0 | 0 | 0 | 0 | 0 | 0 | 0 | 0 | 0 | 0.04926 | 0 | 0 | 0 | 0 | 0 | 0 | 0 | 0.089191 | 0 | 0 | 0 | 0.047552 | 0.0067 | 0.01339 | 0.02009 | 0.02679 | 0.12467 | 0.18881 | 0.031848 |  | 0.1877 | 0.2176 | 0.2756 | 0.2763
2014-08-03 | 0時 |  | 0 | 0 | 0 | 0 | [9 empty] | 0 | 0 | 0 | 0 | 0 | 0 | 0 | 0 | 0 | 0 | 0.0078053 | 0 | 0 | 0 | 0 | 0 | 0 | 0 | 0 | 0 | 0 | 0 | 0.047552 | 0.00013 | 0.00025 | 0.00038 | 0.0005 | 0 | 0.078899 | 0.011656 |  | 0.1578 | 0.1578 | 0.1806 | 0.1812
2014-08-03 | 1時 |  | 0 | 0 | 0 | 0 | [9 empty] | 0 | 0 | 0 | 0 | 0 | 0 | 0 | 0 | 0 | 0 | 0.002812 | 0 | 0 | 0 | 0 | 0 | 0 | 0 | 0 | 0 | 0 | 0 | 0.047552 | 0.00013 | 0.00025 | 0.00038 | 0.0005 | 0 | 0 | 0 |  | 0.0483 | 0.0483 | 0.0711 | 0.0717
2014-08-03 | 2時 |  | 0 | 0 | 0 | 0 | [9 empty] | 0 | 0 | 0 | 0 | 0 | 0 | 0 | 0 | 0 | 0 | 0 | 0 | 0 | 0 | 0 | 0 | 0 | 0 | 0 | 0 | 0 | 0 | 0.047552 | 0.00013 | 0.00025 | 0.00038 | 0.0005 | 0 | 0 | 0 |  | 0.056 | 0.0561 | 0.0788 | 0.0795
2014-08-03 | 3時 |  | 0 | 0 | 0 | 0 | [9 empty] | 0 | 0 | 0 | 0 | 0 | 0 | 0 | 0 | 0 | 0 | 0 | 0 | 0 | 0 | 0 | 0 | 0 | 0 | 0 | 0 | 0 | 0 | 0.047552 | 0.00013 | 0.00025 | 0.00038 | 0.0005 | 0 | 0 | 0 |  | 0.056 | 0.0561 | 0.0788 | 0.0795
2014-08-03 | 4時 |  | 0 | 0 | 0 | 0 | [9 empty] | 0 | 0 | 0 | 0 | 0 | 0 | 0 | 0 | 0 | 0 | 0 | 0 | 0 | 0 | 0 | 0 | 0 | 0 | 0 | 0 | 0 | 0 | 0.047552 | 0.00013 | 0.00025 | 0.00038 | 0.0005 | 0 | 0 | 0 |  | 0.0483 | 0.0483 | 0.0711 | 0.0717
2014-08-03 | 5時 |  | 0 | 0 | 0 | 0 | [9 empty] | 0 | 0 | 0 | 0 | 0 | 0 | 0 | 0 | 0 | 0 | 0 | 0 | 0 | 0 | 0 | 0 | 0 | 0 | 0 | 0 | 0 | 0 | 0.047552 | 0.00013 | 0.00025 | 0.00038 | 0.0005 | 0 | 0 | 0 |  | 0.056 | 0.0561 | 0.0788 | 0.0795
2014-08-03 | 6時 |  | 0 | 0 | 0 | 0 | [9 empty] | 0 | 0 | 0 | 0 | 0 | 0 | 0 | 0 | 0 | 0 | 0.13076 | 0 | 0 | 0 | 0.06 | 0 | 0 | 0 | 0 | 0 | 0 | 0 | 0.047552 | 0.00338 | 0.00675 | 0.01013 | 0.01351 | 0 | 0.024649 | 0.011815 |  | 0.1925 | 0.2611 | 0.3525 | 0.3531
2014-08-03 | 7時 |  | 0 | 0 | 0 | 0 | [9 empty] | 0 | 0 | 0 | 0 | 0 | 0 | 0 | 0 | 0 | 0 | 0.53172 | 0 | 0 | 0 | 0.087452 | 0 | 0 | 0 | 0 | 0 | 0 | 0 | 0.047552 | 0.00054 | 0.00108 | 0.00163 | 0.00217 | 0.13859 | 0.053895 | 0.036861 |  | 0.1524 | 0.248 | 0.3662 | 0.3669
2014-08-03 | 8時 |  | 0 | 0 | 0 | 0 | [9 empty] | 0 | 0 | 0 | 0 | 0 | 0 | 0 | 0 | 0 | 0 | 1.3109 | 0 | 0 | 0 | 0.14376 | 0 | 0 | 0 | 0 | 0 | 0 | 0 | 0.047552 | 0.00054 | 0.00108 | 0.00163 | 0.00217 | 0.093503 | 0 | 0.035602 |  | 0.1091 | 0.1448 | 0.2032 | 0.2039
2014-08-03 | 9時 |  | 0 | 0 | 0 | 0 | [9 empty] | 0 | 0 | 0 | 0 | 0 | 0 | 0 | 0 | 0 | 0 | 1.9841 | 0 | 0 | 0 | 0 | 0 | 0 | 0 | 0 | 0 | 0 | 0 | 0.047552 | 0.00013 | 0.00025 | 0.00038 | 0.0005 | 0.17838 | 0.10971 | 0.042749 |  | 0.3011 | 0.3368 | 0.3953 | 0.396
2014-08-03 | 10時 |  | 0 | 0 | 0 | 0 | [9 empty] | 0 | 0 | 0 | 0 | 0 | 0 | 0 | 0 | 0 | 0 | 2.1596 | 0 | 0 | 0 | 0 | 0 | 0 | 0 | 0 | 0 | 0 | 0 | 0.047552 | 0.00033 | 0.00067 | 0.001 | 0.00133 | 0.093503 | 0 | 0.012523 |  | 0.0483 | 0.0483 | 0.0711 | 0.0717
2014-08-03 | 11時 |  | 0 | 0 | 0 | 0 | [9 empty] | 0 | 0 | 0 | 0 | 0 | 0 | 0 | 0 | 0 | 0 | 2.2807 | 0 | 0 | 0 | 0.43422 | 0 | 0 | 0 | 0 | 0 | 0 | 0 | 0.047552 | 0.00013 | 0.00025 | 0.00038 | 0.0005 | 0 | 0 | 0.0052775 |  | 0.056 | 0.0561 | 0.0788 | 0.0795
2014-08-03 | 12時 |  | 0 | 0 | 0 | 0 | [9 empty] | 0 | 0 | 0 | 0 | 0 | 0 | 0 | 0 | 0 | 0 | 2.4406 | 0 | 0 | 0 | 0.27057 | 0 | 0 | 0 | 0 | 0 | 0 | 0 | 0.047552 | 0.00338 | 0.00675 | 0.01013 | 0.01351 | 0.05371 | 0 | 0.0052775 |  | 0.1983 | 0.2727 | 0.3698 | 0.3705
2014-08-03 | 13時 |  | 0 | 0 | 0 | 0 | [9 empty] | 0 | 0 | 0 | 0 | 0 | 0 | 0 | 0 | 0 | 0 | 2.3234 | 0 | 0 | 0 | 0 | 0 | 0 | 0 | 0 | 0 | 0 | 0 | 0.047552 | 0.00033 | 0.00067 | 0.001 | 0.00133 | 0.11604 | 0 | 0 |  | 0.0483 | 0.0483 | 0.0711 | 0.0717
2014-08-03 | 14時 |  | 0 | 0 | 0 | 0 | [9 empty] | 0 | 0 | 0 | 0 | 0 | 0 | 0 | 0 | 0 | 0 | 2.4204 | 0 | 0 | 0 | 0 | 0 | 0 | 0 | 0 | 0 | 0 | 0 | 0.047552 | 0.00013 | 0.00025 | 0.00038 | 0.0005 | 0.031168 | 0 | 0.017801 |  | 0.056 | 0.0561 | 0.0788 | 0.0795
2014-08-03 | 15時 |  | 0 | 0 | 0 | 0 | [9 empty] | 0 | 0 | 0 | 0 | 0 | 0 | 0 | 0 | 0 | 0 | 2.4936 | 0 | 0 | 0 | 0.37896 | 0 | 0 | 0 | 0 | 0 | 0 | 0 | 0.047552 | 0.00013 | 0.00025 | 0.00038 | 0.0005 | 0 | 0 | 0 |  | 0.056 | 0.0561 | 0.0788 | 0.0795
2014-08-03 | 16時 |  | 0 | 0 | 0 | 0 | [9 empty] | 0 | 0 | 0 | 0 | 0 | 0 | 0 | 0 | 0 | 0 | 2.262 | 0 | 0 | 0 | 0.19977 | 0 | 0 | 0 | 0 | 0 | 0 | 0 | 0.047552 | 0.00033 | 0.00067 | 0.001 | 0.00133 | 0.062335 | 0 | 0.0052775 |  | 0.0483 | 0.0483 | 0.0711 | 0.0717
2014-08-03 | 17時 |  | 0 | 0 | 0 | 0 | [9 empty] | 0 | 0 | 0 | 0 | 0 | 0 | 0 | 0 | 0 | 0 | 2.2244 | 0 | 0 | 0 | 0.18213 | 0 | 0 | 0 | 0.23377 | 0 | 0 | 0 | 0.047552 | 0.00033 | 0.00067 | 0.001 | 0.00133 | 0.10536 | 0 | 0.0082775 |  | 0.1304 | 0.2048 | 0.3019 | 0.3026
2014-08-03 | 18時 |  | 0 | 0 | 0 | 0 | [9 empty] | 0 | 0 | 0 | 0 | 0 | 0 | 0 | 0 | 0 | 0 | 2.0234 | 0 | 0 | 0 | 0.12995 | 0 | 0 | 0 | 0 | 0 | 0 | 0 | 0.047552 | 0.00642 | 0.01284 | 0.01926 | 0.02568 | 0.12467 | 0 | 0.0082775 |  | 0.303 | 0.3387 | 0.3972 | 0.5469
2014-08-03 | 19時 |  | 0 | 0 | 0 | 0 | [9 empty] | 0 | 0 | 0 | 0 | 0 | 0 | 0 | 0 | 0 | 0 | 1.6516 | 0 | 0 | 0 | 0.10851 | 0 | 0 | 0 | 0.16509 | 0 | 0 | 0 | 0.047552 | 0.00642 | 0.01284 | 0.01926 | 0.02568 | 0.21072 | 0.10708 | 0.0082775 |  | 0.0991 | 0.1348 | 0.1932 | 0.1939
2014-08-03 | 20時 |  | 0 | 0 | 0 | 0 | [9 empty] | 0 | 0 | 0 | 0 | 0 | 0 | 0 | 0 | 0 | 0 | 1.4719 | 0 | 0 | 0 | 0.073983 | 0 | 0 | 0 | 0.10517 | 0 | 0 | 0 | 0.047552 | 0.00033 | 0.00067 | 0.001 | 0.00133 | 0.14927 | 0.027125 | 0 |  | 0.0917 | 0.1275 | 0.2102 | 0.2109
2014-08-03 | 21時 |  | 0 | 0 | 0 | 0 | [9 empty] | 0 | 0 | 0 | 0 | 0 | 0 | 0 | 0 | 0 | 0 | 1.3546 | 0 | 0 | 0 | 0.054632 | 0 | 0 | 0 | 0.19735 | 0 | 0 | 0 | 0.047552 | 0.00033 | 0.00067 | 0.001 | 0.00133 | 0.14618 | 0.10814 | 0.031304 |  | 0.1216 | 0.1873 | 0.2837 | 0.2844
2014-08-03 | 22時 |  | 0 | 0 | 0 | 0 | [9 empty] | 0 | 0 | 0 | 0 | 0 | 0 | 0 | 0 | 0 | 0 | 1.2794 | 0 | 0 | 0 | 0.04159 | 0 | 0 | 0 | 0.19092 | 0 | 0 | 0 | 0.047552 | 0.00628 | 0.01256 | 0.01884 | 0.02512 | 0.12467 | 0.16133 | 0.043827 |  | 0.1738 | 0.1917 | 0.262 | 0.2626
2014-08-03 | 23時 |  | 0 | 0 | 0 | 0 | [9 empty] | 0 | 0 | 0 | 0 | 0 | 0 | 0 | 0 | 0 | 0 | 0.72287 | 0 | 0 | 0 | 0 | 0 | 0 | 0 | 0 | 0 | 0 | 0 | 0.047552 | 0.0067 | 0.01339 | 0.02009 | 0.02679 | 0.12467 | 0.18881 | 0.031848 |  | 0.1877 | 0.2176 | 0.2756 | 0.2763
2014-08-04 | 0時 |  | 0 | 0 | 0 | 0 | [9 empty] | 0 | 0 | 0 | 0 | 0 | 0 | 0 | 0 | 0 | 0 | 0.6083 | 0 | 0 | 0 | 0 | 0 | 0 | 0 | 0 | 0 | 0 | 0 | 0.047552 | 0.00013 | 0.00025 | 0.00038 | 0.0005 | 0 | 0.078899 | 0.011656 |  | 0.1578 | 0.1578 | 0.1806 | 0.1812
2014-08-04 | 1時 |  | 0 | 0 | 0 | 0 | [9 empty] | 0 | 0 | 0 | 0 | 0 | 0 | 0 | 0 | 0 | 0 | 0.47071 | 0 | 0 | 0 | 0 | 0 | 0 | 0 | 0 | 0 | 0 | 0 | 0.047552 | 0.00013 | 0.00025 | 0.00038 | 0.0005 | 0 | 0 | 0 |  | 0.0483 | 0.0483 | 0.0711 | 0.0717
2014-08-04 | 2時 |  | 0 | 0 | 0 | 0 | [9 empty] | 0 | 0 | 0 | 0 | 0 | 0 | 0 | 0 | 0 | 0 | 0.39087 | 0 | 0 | 0 | 0 | 0 | 0 | 0 | 0 | 0 | 0 | 0 | 0.047552 | 0.00013 | 0.00025 | 0.00038 | 0.0005 | 0 | 0 | 0 |  | 0.056 | 0.0561 | 0.0788 | 0.0795
2014-08-04 | 3時 |  | 0 | 0 | 0 | 0 | [9 empty] | 0 | 0 | 0 | 0 | 0 | 0 | 0 | 0 | 0 | 0 | 0.30758 | 0 | 0 | 0 | 0 | 0 | 0 | 0 | 0 | 0 | 0 | 0 | 0.047552 | 0.00013 | 0.00025 | 0.00038 | 0.0005 | 0 | 0 | 0 |  | 0.056 | 0.0561 | 0.0788 | 0.0795
2014-08-04 | 4時 |  | 0 | 0 | 0 | 0 | [9 empty] | 0 | 0 | 0 | 0 | 0 | 0 | 0 | 0 | 0 | 0 | 0.22812 | 0 | 0 | 0 | 0 | 0 | 0 | 0 | 0 | 0 | 0 | 0 | 0.047552 | 0.00013 | 0.00025 | 0.00038 | 0.0005 | 0 | 0 | 0 |  | 0.0483 | 0.0483 | 0.0711 | 0.0717
2014-08-04 | 5時 |  | 0 | 0 | 0 | 0 | [9 empty] | 0 | 0 | 0 | 0 | 0 | 0 | 0 | 0 | 0 | 0 | 0.57397 | 0 | 0 | 0 | 0 | 0 | 0 | 0 | 0 | 0 | 0 | 0 | 0.047552 | 0.00013 | 0.00025 | 0.00038 | 0.0005 | 0 | 0 | 0 |  | 0.056 | 0.0561 | 0.0788 | 0.0795
2014-08-04 | 6時 |  | 0 | 0 | 0 | 0 | [9 empty] | 0 | 0 | 0 | 0 | 0 | 0 | 0 | 0 | 0 | 0 | 1.3228 | 0 | 0 | 0 | 0 | 0 | 0 | 0 | 0 | 0 | 0 | 0 | 0.047552 | 0.00338 | 0.00675 | 0.01013 | 0.01351 | 0 | 0.024649 | 0.011815 |  | 0.1925 | 0.2611 | 0.3525 | 0.3531
2014-08-04 | 7時 |  | 0 | 0 | 0 | 0 | [9 empty] | 0 | 0 | 0 | 0 | 0 | 0 | 0 | 0 | 0 | 0 | 1.7353 | 0 | 0 | 0 | 0 | 0 | 0 | 0 | 0 | 0 | 0 | 0 | 0.047552 | 0.00054 | 0.00108 | 0.00163 | 0.00217 | 0.13859 | 0.053895 | 0.036861 |  | 0.1524 | 0.248 | 0.3662 | 0.3669
2014-08-04 | 8時 |  | 0 | 0 | 0 | 0 | [9 empty] | 0 | 0 | 0 | 0 | 0 | 0 | 0 | 0 | 0 | 0 | 1.7492 | 0 | 0 | 0 | 0.030226 | 0 | 0 | 0 | 0 | 0 | 0 | 0 | 0.047552 | 0.00054 | 0.00108 | 0.00163 | 0.00217 | 0.093503 | 0 | 0.035602 |  | 0.1091 | 0.1448 | 0.2032 | 0.2039
2014-08-04 | 9時 |  | 0 | 0 | 0 | 0 | [9 empty] | 0 | 0 | 0 | 0 | 0 | 0 | 0 | 0 | 0 | 0 | 1.9936 | 0 | 0 | 0 | 0 | 0 | 0 | 0 | 0 | 0 | 0 | 0 | 0.047552 | 0.00013 | 0.00025 | 0.00038 | 0.0005 | 0.17838 | 0.10971 | 0.042749 |  | 0.3011 | 0.3368 | 0.3953 | 0.396
2014-08-04 | 10時 |  | 0 | 0 | 0 | 0 | [9 empty] | 0 | 0 | 0 | 0 | 0 | 0 | 0 | 0 | 0 | 0 | 2.0005 | 0 | 0 | 0 | 0 | 0 | 0 | 0 | 0 | 0 | 0 | 0 | 0.047552 | 0.00033 | 0.00067 | 0.001 | 0.00133 | 0.093503 | 0 | 0.012523 |  | 0.0483 | 0.0483 | 0.0711 | 0.0717
2014-08-04 | 11時 |  | 0 | 0 | 0 | 0 | [9 empty] | 0 | 0 | 0 | 0 | 0 | 0 | 0 | 0 | 0 | 0 | 2.2374 | 0 | 0 | 0 | 0.091199 | 0 | 0 | 0 | 0 | 0 | 0 | 0 | 0.047552 | 0.00013 | 0.00025 | 0.00038 | 0.0005 | 0 | 0 | 0.0052775 |  | 0.056 | 0.0561 | 0.0788 | 0.0795
2014-08-04 | 12時 |  | 0 | 0 | 0 | 0 | [9 empty] | 0 | 0 | 0 | 0 | 0 | 0 | 0 | 0 | 0 | 0 | 2.1795 | 0 | 0 | 0 | 0.070769 | 0 | 0 | 0 | 0 | 0 | 0 | 0 | 0.047552 | 0.00338 | 0.00675 | 0.01013 | 0.01351 | 0.05371 | 0 | 0.0052775 |  | 0.1983 | 0.2727 | 0.3698 | 0.3705
2014-08-04 | 13時 |  | 0 | 0 | 0 | 0 | [9 empty] | 0 | 0 | 0 | 0 | 0 | 0 | 0 | 0 | 0 | 0 | 2.1728 | 0 | 0 | 0 | 0 | 0 | 0 | 0 | 0 | 0 | 0 | 0 | 0.047552 | 0.00033 | 0.00067 | 0.001 | 0.00133 | 0.11604 | 0 | 0 |  | 0.0483 | 0.0483 | 0.0711 | 0.0717
2014-08-04 | 14時 |  | 0 | 0 | 0 | 0 | [9 empty] | 0 | 0 | 0 | 0 | 0 | 0 | 0 | 0 | 0 | 0 | 2.1761 | 0 | 0 | 0 | 0 | 0 | 0 | 0 | 0 | 0 | 0 | 0 | 0.047552 | 0.00013 | 0.00025 | 0.00038 | 0.0005 | 0.031168 | 0 | 0.017801 |  | 0.056 | 0.0561 | 0.0788 | 0.0795
2014-08-04 | 15時 |  | 0 | 0 | 0 | 0 | [9 empty] | 0 | 0 | 0 | 0 | 0 | 0 | 0 | 0 | 0 | 0 | 2.0622 | 0 | 0 | 0 | 0.07415 | 0 | 0 | 0 | 0 | 0 | 0 | 0 | 0.047552 | 0.00013 | 0.00025 | 0.00038 | 0.0005 | 0 | 0 | 0 |  | 0.056 | 0.0561 | 0.0788 | 0.0795
2014-08-04 | 16時 |  | 0 | 0 | 0 | 0 | [9 empty] | 0 | 0 | 0 | 0 | 0 | 0 | 0 | 0 | 0 | 0 | 1.9011 | 0 | 0 | 0 | 0.053523 | 0 | 0 | 0 | 0 | 0 | 0 | 0 | 0.047552 | 0.00033 | 0.00067 | 0.001 | 0.00133 | 0.062335 | 0 | 0.0052775 |  | 0.0483 | 0.0483 | 0.0711 | 0.0717
2014-08-04 | 17時 |  | 0 | 0 | 0 | 0 | [9 empty] | 0 | 0 | 0 | 0 | 0 | 0 | 0 | 0 | 0 | 0 | 1.8388 | 0 | 0 | 0 | 0.02599 | 0 | 0 | 0 | 0.089523 | 0 | 0 | 0 | 0.047552 | 0.00033 | 0.00067 | 0.001 | 0.00133 | 0.10536 | 0 | 0.0082775 |  | 0.1304 | 0.2048 | 0.3019 | 0.3026
2014-08-04 | 18時 |  | 0 | 0 | 0 | 0 | [9 empty] | 0 | 0 | 0 | 0 | 0 | 0 | 0 | 0 | 0 | 0 | 1.8413 | 0 | 0 | 0 | 0 | 0 | 0 | 0 | 0 | 0 | 0 | 0 | 0.047552 | 0.00642 | 0.01284 | 0.01926 | 0.02568 | 0.12467 | 0 | 0.0082775 |  | 0.303 | 0.3387 | 0.3972 | 0.5469
2014-08-04 | 19時 |  | 0 | 0 | 0 | 0 | [9 empty] | 0 | 0 | 0 | 0 | 0 | 0 | 0 | 0 | 0 | 0 | 1.4391 | 0 | 0 | 0 | 0.034279 | 0 | 0 | 0 | 0.084926 | 0 | 0 | 0 | 0.047552 | 0.00642 | 0.01284 | 0.01926 | 0.02568 | 0.21072 | 0.10708 | 0.0082775 |  | 0.0991 | 0.1348 | 0.1932 | 0.1939
2014-08-04 | 20時 |  | 0 | 0 | 0 | 0 | [9 empty] | 0 | 0 | 0 | 0 | 0 | 0 | 0 | 0 | 0 | 0 | 1.6215 | 0 | 0 | 0 | 0.020996 | 0 | 0 | 0 | 0 | 0 | 0 | 0 | 0.047552 | 0.00033 | 0.00067 | 0.001 | 0.00133 | 0.14927 | 0.027125 | 0 |  | 0.0917 | 0.1275 | 0.2102 | 0.2109
2014-08-04 | 21時 |  | 0 | 0 | 0 | 0 | [9 empty] | 0 | 0 | 0 | 0 | 0 | 0 | 0 | 0 | 0 | 0 | 1.3176 | 0 | 0 | 0 | 0 | 0 | 0 | 0 | 0 | 0 | 0 | 0 | 0.047552 | 0.00033 | 0.00067 | 0.001 | 0.00133 | 0.14618 | 0.10814 | 0.031304 |  | 0.1216 | 0.1873 | 0.2837 | 0.2844
2014-08-04 | 22時 |  | 0 | 0 | 0 | 0 | [9 empty] | 0 | 0 | 0 | 0 | 0 | 0 | 0 | 0 | 0 | 0 | 1.1534 | 0 | 0 | 0 | 0 | 0 | 0 | 0 | 0 | 0 | 0 | 0 | 0.047552 | 0.00628 | 0.01256 | 0.01884 | 0.02512 | 0.12467 | 0.16133 | 0.043827 |  | 0.1738 | 0.1917 | 0.262 | 0.2626
2014-08-04 | 23時 |  | 0 | 0 | 0 | 0 | [9 empty] | 0 | 0 | 0 | 0 | 0 | 0 | 0 | 0 | 0 | 0 | 0.29533 | 0 | 0 | 0 | 0 | 0 | 0 | 0 | 0 | 0 | 0 | 0 | 0.047552 | 0.0067 | 0.01339 | 0.02009 | 0.02679 | 0.12467 | 0.18881 | 0.031848 |  | 0.1877 | 0.2176 | 0.2756 | 0.2763
2014-08-05 | 0時 |  | 0 | 0 | 0 | 0 | [9 empty] | 0 | 0 | 0 | 0 | 0 | 0 | 0 | 0 | 0 | 0 | 0.14698 | 0 | 0 | 0 | 0 | 0 | 0 | 0 | 0 | 0 | 0 | 0 | 0.047552 | 0.00013 | 0.00025 | 0.00038 | 0.0005 | 0 | 0 | 0 |  | 0.1578 | 0.1578 | 0.1806 | 0.1812
2014-08-05 | 1時 |  | 0 | 0 | 0 | 0 | [9 empty] | 0 | 0 | 0 | 0 | 0 | 0 | 0 | 0 | 0 | 0 | 0.076361 | 0 | 0 | 0 | 0 | 0 | 0 | 0 | 0 | 0 | 0 | 0 | 0.047552 | 0.00013 | 0.00025 | 0.00038 | 0.0005 | 0 | 0 | 0 |  | 0.0483 | 0.0483 | 0.0711 | 0.0717
2014-08-05 | 2時 |  | 0 | 0 | 0 | 0 | [9 empty] | 0 | 0 | 0 | 0 | 0 | 0 | 0 | 0 | 0 | 0 | 0.039122 | 0 | 0 | 0 | 0 | 0 | 0 | 0 | 0 | 0 | 0 | 0 | 0.047552 | 0.00013 | 0.00025 | 0.00038 | 0.0005 | 0 | 0 | 0 |  | 0.056 | 0.0561 | 0.0788 | 0.0795
2014-08-05 | 3時 |  | 0 | 0 | 0 | 0 | [9 empty] | 0 | 0 | 0 | 0 | 0 | 0 | 0 | 0 | 0 | 0 | 0.041394 | 0 | 0 | 0 | 0 | 0 | 0 | 0 | 0 | 0 | 0 | 0 | 0.047552 | 0.00013 | 0.00025 | 0.00038 | 0.0005 | 0 | 0 | 0 |  | 0.056 | 0.0561 | 0.0788 | 0.0795
2014-08-05 | 4時 |  | 0 | 0 | 0 | 0 | [9 empty] | 0 | 0 | 0 | 0 | 0 | 0 | 0 | 0 | 0 | 0 | 0.020553 | 0 | 0 | 0 | 0 | 0 | 0 | 0 | 0 | 0 | 0 | 0 | 0.047552 | 0.00013 | 0.00025 | 0.00038 | 0.0005 | 0 | 0 | 0 |  | 0.0483 | 0.0483 | 0.0711 | 0.0717
2014-08-05 | 5時 |  | 0 | 0 | 0 | 0 | [9 empty] | 0 | 0 | 0 | 0 | 0 | 0 | 0 | 0 | 0 | 0 | 0.06159 | 0 | 0 | 0 | 0 | 0 | 0 | 0 | 0 | 0 | 0 | 0 | 0.047552 | 0.00013 | 0.00025 | 0.00038 | 0.0005 | 0 | 0 | 0 |  | 0.056 | 0.0561 | 0.0788 | 0.0795
2014-08-05 | 6時 |  | 0 | 0 | 0 | 0 | [9 empty] | 0 | 0 | 0 | 0 | 0 | 0 | 0 | 0 | 0 | 0 | 0.83465 | 0 | 0 | 0 | 0 | 0 | 0 | 0 | 0 | 0 | 0 | 0 | 0.047552 | 0.00013 | 0.00025 | 0.00038 | 0.0005 | 0 | 0 | 0 |  | 0.056 | 0.0561 | 0.0788 | 0.0795
2014-08-05 | 7時 |  | 0 | 0 | 0 | 0 | [9 empty] | 0 | 0 | 0 | 0 | 0 | 0 | 0 | 0 | 0 | 0 | 1.709 | 0 | 0 | 0 | 0 | 0 | 0 | 0 | 0 | 0 | 0 | 0 | 0.047552 | 0.00054 | 0.00108 | 0.00163 | 0.00217 | 0 | 0.024649 | 0.022689 |  | 0.1168 | 0.1854 | 0.2767 | 0.2774
2014-08-05 | 8時 |  | 0 | 0 | 0 | 0 | [9 empty] | 0 | 0 | 0 | 0 | 0 | 0 | 0 | 0 | 0 | 0 | 1.9568 | 0 | 0 | 0 | 0 | 0 | 0 | 0 | 0 | 0 | 0 | 0 | 0.047552 | 0.00379 | 0.00759 | 0.01138 | 0.01518 | 0.084877 | 0.078545 | 0.064582 |  | 0.2156 | 0.2812 | 0.3696 | 0.3702
2014-08-05 | 9時 |  | 0 | 0 | 0 | 0 | [9 empty] | 0 | 0 | 0 | 0 | 0 | 0 | 0 | 0 | 0 | 0 | 2.0637 | 0 | 0 | 0 | 0 | 0 | 0 | 0 | 0 | 0 | 0 | 0 | 0.047552 | 0.00033 | 0.00067 | 0.001 | 0.00133 | 0.23209 | 0.16325 | 0.052059 |  | 0.2163 | 0.252 | 0.3265 | 0.3272
2014-08-05 | 10時 |  | 0 | 0 | 0 | 0 | [9 empty] | 0 | 0 | 0 | 0 | 0 | 0 | 0 | 0 | 0 | 0 | 2.2125 | 0 | 0 | 0 | 0 | 0 | 0 | 0 | 0 | 0 | 0 | 0 | 0.047552 | 0.00054 | 0.00108 | 0.00163 | 0.00217 | 0.12467 | 0.21558 | 0.037471 |  | 0.1917 | 0.2274 | 0.3128 | 0.3134
2014-08-05 | 11時 |  | 0 | 0 | 0 | 0 | [9 empty] | 0 | 0 | 0 | 0 | 0 | 0 | 0 | 0 | 0 | 0 | 2.3422 | 0 | 0 | 0 | 0 | 0 | 0 | 0 | 0 | 0 | 0 | 0 | 0.047552 | 0.00033 | 0.00067 | 0.001 | 0.00133 | 0.12467 | 0.21558 | 0 |  | 0.1994 | 0.2352 | 0.315 | 0.3157
2014-08-05 | 12時 |  | 0 | 0 | 0 | 0 | [9 empty] | 0 | 0 | 0 | 0 | 0 | 0 | 0 | 0 | 0 | 0 | 2.3288 | 0 | 0 | 0 | 0 | 0 | 0 | 0 | 0 | 0 | 0 | 0 | 0.047552 | 0.00338 | 0.00675 | 0.01013 | 0.01351 | 0.14721 | 0.13456 | 0.018352 |  | 0.1983 | 0.2727 | 0.3698 | 0.3705
2014-08-05 | 13時 |  | 0 | 0 | 0 | 0 | [9 empty] | 0 | 0 | 0 | 0 | 0 | 0 | 0 | 0 | 0 | 0 | 2.247 | 0 | 0 | 0 | 0 | 0 | 0 | 0 | 0 | 0 | 0 | 0 | 0.047552 | 0.00033 | 0.00067 | 0.001 | 0.00133 | 0.13756 | 0.026771 | 0.023629 |  | 0.0483 | 0.0483 | 0.0711 | 0.0717
2014-08-05 | 14時 |  | 0 | 0 | 0 | 0 | [9 empty] | 0 | 0 | 0 | 0 | 0 | 0 | 0 | 0 | 0 | 0 | 2.3092 | 0 | 0 | 0 | 0 | 0 | 0 | 0 | 0 | 0 | 0 | 0 | 0.047552 | 0.00013 | 0.00025 | 0.00038 | 0.0005 | 0 | 0 | 0 |  | 0.056 | 0.0561 | 0.0788 | 0.0795
2014-08-05 | 15時 |  | 0 | 0 | 0 | 0 | [9 empty] | 0 | 0 | 0 | 0 | 0 | 0 | 0 | 0 | 0 | 0 | 2.245 | 0 | 0 | 0 | 0 | 0 | 0 | 0 | 0 | 0 | 0 | 0 | 0.047552 | 0.00013 | 0.00025 | 0.00038 | 0.0005 | 0 | 0 | 0 |  | 0.056 | 0.0561 | 0.0788 | 0.0795
2014-08-05 | 16時 |  | 0 | 0 | 0 | 0 | [9 empty] | 0 | 0 | 0 | 0 | 0 | 0 | 0 | 0 | 0 | 0 | 2.2508 | 0 | 0 | 0 | 0 | 0 | 0 | 0 | 0 | 0 | 0 | 0 | 0.047552 | 0.00054 | 0.00108 | 0.00163 | 0.00217 | 0.062335 | 0.054249 | 0.024058 |  | 0.2095 | 0.275 | 0.3956 | 0.5453
2014-08-05 | 17時 |  | 0 | 0 | 0 | 0 | [9 empty] | 0 | 0 | 0 | 0 | 0 | 0 | 0 | 0 | 0 | 0 | 2.1062 | 0 | 0 | 0 | 0 | 0 | 0 | 0 | 0 | 0 | 0 | 0 | 0.047552 | 0.00642 | 0.01284 | 0.01926 | 0.02568 | 0.12467 | 0.1085 | 0.026923 |  | 0.2423 | 0.2781 | 0.3689 | 0.5187
2014-08-05 | 18時 |  | 0 | 0 | 0 | 0 | [9 empty] | 0 | 0 | 0 | 0 | 0 | 0 | 0 | 0 | 0 | 0 | 1.9631 | 0 | 0 | 0 | 0 | 0 | 0 | 0 | 0 | 0 | 0 | 0 | 0.047552 | 0.00642 | 0.01284 | 0.01926 | 0.02568 | 0.21072 | 0.1085 | 0 |  | 0.1819 | 0.2177 | 0.2978 | 0.4476
2014-08-05 | 19時 |  | 0 | 0 | 0 | 0 | [9 empty] | 0 | 0 | 0 | 0 | 0 | 0 | 0 | 0 | 0 | 0 | 1.9362 | 0 | 0 | 0 | 0 | 0 | 0 | 0 | 0 | 0 | 0 | 0 | 0.047552 | 0.00013 | 0.00025 | 0.00038 | 0.0005 | 0.12879 | 0 | 0.006537 |  | 0.0998 | 0.1355 | 0.2049 | 0.2056
2014-08-05 | 20時 |  | 0 | 0 | 0 | 0 | [9 empty] | 0 | 0 | 0 | 0 | 0 | 0 | 0 | 0 | 0 | 0 | 1.8629 | 0 | 0 | 0 | 0 | 0 | 0 | 0 | 0 | 0 | 0 | 0 | 0.047552 | 0.00033 | 0.00067 | 0.001 | 0.00133 | 0.16769 | 0.10779 | 0.006537 |  | 0.0917 | 0.1275 | 0.2183 | 0.219
2014-08-05 | 21時 |  | 0 | 0 | 0 | 0 | [9 empty] | 0 | 0 | 0 | 0 | 0 | 0 | 0 | 0 | 0 | 0 | 1.7174 | 0 | 0 | 0 | 0 | 0 | 0 | 0 | 0 | 0 | 0 | 0 | 0.047552 | 0.00628 | 0.01256 | 0.01884 | 0.02512 | 0.12467 | 0.18846 | 0.012659 |  | 0.1755 | 0.2411 | 0.3458 | 0.3465
2014-08-05 | 22時 |  | 0 | 0 | 0 | 0 | [9 empty] | 0 | 0 | 0 | 0 | 0 | 0 | 0 | 0 | 0 | 0 | 1.2932 | 0 | 0 | 0 | 0 | 0 | 0 | 0 | 0 | 0 | 0 | 0 | 0.047552 | 0.00649 | 0.01298 | 0.01947 | 0.02595 | 0.12467 | 0.16133 | 0.043827 |  | 0.1139 | 0.1795 | 0.3002 | 0.3009
2014-08-05 | 23時 |  | 0 | 0 | 0 | 0 | [9 empty] | 0 | 0 | 0 | 0 | 0 | 0 | 0 | 0 | 0 | 0 | 0.70322 | 0 | 0 | 0 | 0 | 0 | 0 | 0 | 0 | 0 | 0 | 0 | 0.047552 | 0.00331 | 0.00661 | 0.00992 | 0.01323 | 0.062335 | 0.15709 | 0.04296 |  | 0.1578 | 0.1578 | 0.1806 | 0.1812
2014-08-06 | 0時 |  | 0 | 0 | 0 | 0 | [9 empty] | 0 | 0 | 0 | 0 | 0 | 0 | 0 | 0 | 0 | 0 | 0.37333 | 0 | 0 | 0 | 0 | 0 | 0 | 0 | 0 | 0 | 0 | 0 | 0.047552 | 0.00013 | 0.00025 | 0.00038 | 0.0005 | 0 | 0 | 0 |  | 0.1578 | 0.1578 | 0.1806 | 0.1812
2014-08-06 | 1時 |  | 0 | 0 | 0 | 0 | [9 empty] | 0 | 0 | 0 | 0 | 0 | 0 | 0 | 0 | 0 | 0 | 0.22885 | 0 | 0 | 0 | 0 | 0 | 0 | 0 | 0 | 0 | 0 | 0 | 0.047552 | 0.00013 | 0.00025 | 0.00038 | 0.0005 | 0 | 0 | 0 |  | 0.0483 | 0.0483 | 0.0711 | 0.0717
2014-08-06 | 2時 |  | 0 | 0 | 0 | 0 | [9 empty] | 0 | 0 | 0 | 0 | 0 | 0 | 0 | 0 | 0 | 0 | 0.15333 | 0 | 0 | 0 | 0 | 0 | 0 | 0 | 0 | 0 | 0 | 0 | 0.047552 | 0.00013 | 0.00025 | 0.00038 | 0.0005 | 0 | 0 | 0 |  | 0.056 | 0.0561 | 0.0788 | 0.0795
2014-08-06 | 3時 |  | 0 | 0 | 0 | 0 | [9 empty] | 0 | 0 | 0 | 0 | 0 | 0 | 0 | 0 | 0 | 0 | 0.11517 | 0 | 0 | 0 | 0 | 0 | 0 | 0 | 0 | 0 | 0 | 0 | 0.047552 | 0.00013 | 0.00025 | 0.00038 | 0.0005 | 0 | 0 | 0 |  | 0.056 | 0.0561 | 0.0788 | 0.0795
2014-08-06 | 4時 |  | 0 | 0 | 0 | 0 | [9 empty] | 0 | 0 | 0 | 0 | 0 | 0 | 0 | 0 | 0 | 0 | 0.072003 | 0 | 0 | 0 | 0 | 0 | 0 | 0 | 0 | 0 | 0 | 0 | 0.047552 | 0.00013 | 0.00025 | 0.00038 | 0.0005 | 0 | 0 | 0 |  | 0.0483 | 0.0483 | 0.0711 | 0.0717
2014-08-06 | 5時 |  | 0 | 0 | 0 | 0 | [9 empty] | 0 | 0 | 0 | 0 | 0 | 0 | 0 | 0 | 0 | 0 | 0.31034 | 0 | 0 | 0 | 0 | 0 | 0 | 0 | 0 | 0 | 0 | 0 | 0.047552 | 0.00013 | 0.00025 | 0.00038 | 0.0005 | 0 | 0 | 0 |  | 0.056 | 0.0561 | 0.0788 | 0.0795
2014-08-06 | 6時 |  | 0 | 0 | 0 | 0 | [9 empty] | 0 | 0 | 0 | 0 | 0 | 0 | 0 | 0 | 0 | 0 | 1.628 | 0 | 0 | 0 | 0 | 0 | 0 | 0 | 0 | 0 | 0 | 0 | 0.047552 | 0.00033 | 0.00067 | 0.001 | 0.00133 | 0 | 0.024649 | 0.011815 |  | 0.0859 | 0.1159 | 0.1685 | 0.1692
2014-08-06 | 7時 |  | 0 | 0 | 0 | 0 | [9 empty] | 0 | 0 | 0 | 0 | 0 | 0 | 0 | 0 | 0 | 0 | 1.737 | 0 | 0 | 0 | 0 | 0 | 0 | 0 | 0 | 0 | 0 | 0 | 0.047552 | 0.00033 | 0.00067 | 0.001 | 0.00133 | 0.093503 | 0 | 0.015347 |  | 0.2346 | 0.2703 | 0.3287 | 0.3294
2014-08-06 | 8時 |  | 0 | 0 | 0 | 0 | [9 empty] | 0 | 0 | 0 | 0 | 0 | 0 | 0 | 0 | 0 | 0 | 1.8591 | 0 | 0 | 0 | 0 | 0 | 0 | 0 | 0 | 0 | 0 | 0 | 0.047552 | 0.00705 | 0.01409 | 0.02114 | 0.02818 | 0.13653 | 0.078545 | 0.060527 |  | 0.2282 | 0.3325 | 0.4595 | 0.4602
2014-08-06 | 9時 |  | 0 | 0 | 0 | 0 | [9 empty] | 0 | 0 | 0 | 0 | 0 | 0 | 0 | 0 | 0 | 0 | 2.0256 | 0 | 0 | 0 | 0.04208 | 0 | 0 | 0 | 0.17458 | 0 | 0 | 0 | 0.047552 | 0.00013 | 0.00025 | 0.00038 | 0.0005 | 0.084877 | 0.053895 | 0.0052775 |  | 0.056 | 0.0561 | 0.0788 | 0.0795
2014-08-06 | 10時 |  | 0 | 0 | 0 | 0 | [9 empty] | 0 | 0 | 0 | 0 | 0 | 0 | 0 | 0 | 0 | 0 | 2.0154 | 0 | 0 | 0 | 0.093977 | 0 | 0 | 0 | 0.21457 | 0 | 0 | 0 | 0.047552 | 0.00013 | 0.00025 | 0.00038 | 0.0005 | 0 | 0 | 0 |  | 0.0483 | 0.0483 | 0.0711 | 0.0717
2014-08-06 | 11時 |  | 0 | 0 | 0 | 0 | [9 empty] | 0 | 0 | 0 | 0 | 0 | 0 | 0 | 0 | 0 | 0 | 2.09 | 0 | 0 | 0 | 0.11698 | 0 | 0 | 0 | 0.10599 | 0 | 0 | 0 | 0.047552 | 0.00013 | 0.00025 | 0.00038 | 0.0005 | 0 | 0 | 0 |  | 0.056 | 0.0561 | 0.0788 | 0.0795
2014-08-06 | 12時 |  | 0 | 0 | 0 | 0 | [9 empty] | 0 | 0 | 0 | 0 | 0 | 0 | 0 | 0 | 0 | 0 | 2.2571 | 0 | 0 | 0 | 0.10451 | 0 | 0 | 0 | 0 | 0 | 0 | 0 | 0.047552 | 0.00013 | 0.00025 | 0.00038 | 0.0005 | 0 | 0 | 0 |  | 0.056 | 0.0561 | 0.0788 | 0.0795
2014-08-06 | 13時 |  | 0 | 0 | 0 | 0 | [9 empty] | 0 | 0 | 0 | 0 | 0 | 0 | 0 | 0 | 0 | 0 | 2.2377 | 0 | 0 | 0 | 0 | 0 | 0 | 0 | 0 | 0 | 0 | 0 | 0.047552 | 0.00013 | 0.00025 | 0.00038 | 0.0005 | 0 | 0 | 0 |  | 0.0483 | 0.0483 | 0.0711 | 0.0717
2014-08-06 | 14時 |  | 0 | 0 | 0 | 0 | [9 empty] | 0 | 0 | 0 | 0 | 0 | 0 | 0 | 0 | 0 | 0 | 2.3679 | 0 | 0 | 0 | 0 | 0 | 0 | 0 | 0 | 0 | 0 | 0 | 0.047552 | 0.00013 | 0.00025 | 0.00038 | 0.0005 | 0 | 0 | 0 |  | 0.056 | 0.0561 | 0.0788 | 0.0795
2014-08-06 | 15時 |  | 0 | 0 | 0 | 0 | [9 empty] | 0 | 0 | 0 | 0 | 0 | 0 | 0 | 0 | 0 | 0 | 2.3789 | 0 | 0 | 0 | 0.10167 | 0 | 0 | 0 | 0.11102 | 0 | 0 | 0 | 0.047552 | 0.00013 | 0.00025 | 0.00038 | 0.0005 | 0 | 0 | 0 |  | 0.056 | 0.0561 | 0.0788 | 0.0795
2014-08-06 | 16時 |  | 0 | 0 | 0 | 0 | [9 empty] | 0 | 0 | 0 | 0 | 0 | 0 | 0 | 0 | 0 | 0 | 2.3391 | 0 | 0 | 0 | 0.06835 | 0 | 0 | 0 | 0.096184 | 0 | 0 | 0 | 0.047552 | 0.00013 | 0.00025 | 0.00038 | 0.0005 | 0 | 0 | 0 |  | 0.0483 | 0.0483 | 0.0711 | 0.0717
2014-08-06 | 17時 |  | 0 | 0 | 0 | 0 | [9 empty] | 0 | 0 | 0 | 0 | 0 | 0 | 0 | 0 | 0 | 0 | 2.1949 | 0 | 0 | 0 | 0.050409 | 0 | 0 | 0 | 0.090356 | 0 | 0 | 0 | 0.047552 | 0.00013 | 0.00025 | 0.00038 | 0.0005 | 0 | 0 | 0 |  | 0.056 | 0.0561 | 0.0788 | 0.0795
2014-08-06 | 18時 |  | 0 | 0 | 0 | 0 | [9 empty] | 0 | 0 | 0 | 0 | 0 | 0 | 0 | 0 | 0 | 0 | 1.9986 | 0 | 0 | 0 | 0.059369 | 0 | 0 | 0 | 0 | 0 | 0 | 0 | 0.047552 | 0.00013 | 0.00025 | 0.00038 | 0.0005 | 0 | 0 | 0 |  | 0.056 | 0.0561 | 0.0788 | 0.0795
2014-08-06 | 19時 |  | 0 | 0 | 0 | 0 | [9 empty] | 0 | 0 | 0 | 0 | 0 | 0 | 0 | 0 | 0 | 0 | 1.8563 | 0 | 0 | 0 | 0.039875 | 0 | 0 | 0 | 0.17873 | 0 | 0 | 0 | 0.047552 | 0.00013 | 0.00025 | 0.00038 | 0.0005 | 0 | 0 | 0 |  | 0.0483 | 0.0483 | 0.0711 | 0.0717
2014-08-06 | 20時 |  | 0 | 0 | 0 | 0 | [9 empty] | 0 | 0 | 0 | 0 | 0 | 0 | 0 | 0 | 0 | 0 | 1.5457 | 0 | 0 | 0 | 0.036164 | 0 | 0 | 0 | 0.1698 | 0 | 0 | 0 | 0.047552 | 0.00054 | 0.00108 | 0.00163 | 0.00217 | 0.062335 | 0 | 0.0082775 |  | 0.1304 | 0.2048 | 0.3129 | 0.4626
2014-08-06 | 21時 |  | 0 | 0 | 0 | 0 | [9 empty] | 0 | 0 | 0 | 0 | 0 | 0 | 0 | 0 | 0 | 0 | 1.2663 | 0 | 0 | 0 | 0.022209 | 0 | 0 | 0 | 0.1761 | 0 | 0 | 0 | 0.047552 | 0.00033 | 0.00067 | 0.001 | 0.00133 | 0.12467 | 0.026771 | 0.031304 |  | 0.1755 | 0.2411 | 0.3322 | 0.4447
2014-08-06 | 22時 |  | 0 | 0 | 0 | 0 | [9 empty] | 0 | 0 | 0 | 0 | 0 | 0 | 0 | 0 | 0 | 0 | 0.71013 | 0 | 0 | 0 | 0 | 0 | 0 | 0 | 0 | 0 | 0 | 0 | 0.047552 | 0.00352 | 0.00703 | 0.01055 | 0.01406 | 0.12467 | 0.16133 | 0.043827 |  | 0.051 | 0.0511 | 0.0952 | 0.0959
2014-08-06 | 23時 |  | 0 | 0 | 0 | 0 | [9 empty] | 0 | 0 | 0 | 0 | 0 | 0 | 0 | 0 | 0 | 0 | 0.20848 | 0 | 0 | 0 | 0 | 0 | 0 | 0 | 0 | 0 | 0 | 0 | 0.047552 | 0.00628 | 0.01256 | 0.01884 | 0.02512 | 0.062335 | 0.15709 | 0.044922 |  | 0.1877 | 0.2176 | 0.2703 | 0.2709
2014-08-07 | 0時 |  | 0 | 0 | 0 | 0 | [9 empty] | 0 | 0 | 0 | 0 | 0 | 0 | 0 | 0 | 0 | 0 | 0.11605 | 0 | 0 | 0 | 0 | 0 | 0 | 0 | 0 | 0 | 0 | 0 | 0.047552 | 0.00013 | 0.00025 | 0.00038 | 0.0005 | 0 | 0.078899 | 0.011656 |  | 0.1578 | 0.1578 | 0.1806 | 0.1812
2014-08-07 | 1時 |  | 0 | 0 | 0 | 0 | [9 empty] | 0 | 0 | 0 | 0 | 0 | 0 | 0 | 0 | 0 | 0 | 0.059411 | 0 | 0 | 0 | 0 | 0 | 0 | 0 | 0 | 0 | 0 | 0 | 0.047552 | 0.00013 | 0.00025 | 0.00038 | 0.0005 | 0 | 0 | 0 |  | 0.0483 | 0.0483 | 0.0711 | 0.0717
2014-08-07 | 2時 |  | 0 | 0 | 0 | 0 | [9 empty] | 0 | 0 | 0 | 0 | 0 | 0 | 0 | 0 | 0 | 0 | 0.022863 | 0 | 0 | 0 | 0 | 0 | 0 | 0 | 0 | 0 | 0 | 0 | 0.047552 | 0.00013 | 0.00025 | 0.00038 | 0.0005 | 0 | 0 | 0 |  | 0.056 | 0.0561 | 0.0788 | 0.0795
2014-08-07 | 3時 |  | 0 | 0 | 0 | 0 | [9 empty] | 0 | 0 | 0 | 0 | 0 | 0 | 0 | 0 | 0 | 0 | 0.010164 | 0 | 0 | 0 | 0 | 0 | 0 | 0 | 0 | 0 | 0 | 0 | 0.047552 | 0.00013 | 0.00025 | 0.00038 | 0.0005 | 0 | 0 | 0 |  | 0.056 | 0.0561 | 0.0788 | 0.0795
2014-08-07 | 4時 |  | 0 | 0 | 0 | 0 | [9 empty] | 0 | 0 | 0 | 0 | 0 | 0 | 0 | 0 | 0 | 0 | 0.0032918 | 0 | 0 | 0 | 0 | 0 | 0 | 0 | 0 | 0 | 0 | 0 | 0.047552 | 0.00013 | 0.00025 | 0.00038 | 0.0005 | 0 | 0 | 0 |  | 0.0483 | 0.0483 | 0.0711 | 0.0717
2014-08-07 | 5時 |  | 0 | 0 | 0 | 0 | [9 empty] | 0 | 0 | 0 | 0 | 0 | 0 | 0 | 0 | 0 | 0 | 0.02392 | 0 | 0 | 0 | 0 | 0 | 0 | 0 | 0 | 0 | 0 | 0 | 0.047552 | 0.00013 | 0.00025 | 0.00038 | 0.0005 | 0 | 0 | 0 |  | 0.056 | 0.0561 | 0.0788 | 0.0795
2014-08-07 | 6時 |  | 0 | 0 | 0 | 0 | [9 empty] | 0 | 0 | 0 | 0 | 0 | 0 | 0 | 0 | 0 | 0 | 0.96489 | 0 | 0 | 0 | 0 | 0 | 0 | 0 | 0 | 0 | 0 | 0 | 0.047552 | 0.00338 | 0.00675 | 0.01013 | 0.01351 | 0 | 0.024649 | 0.011815 |  | 0.1925 | 0.2611 | 0.3525 | 0.3531
2014-08-07 | 7時 |  | 0 | 0 | 0 | 0 | [9 empty] | 0 | 0 | 0 | 0 | 0 | 0 | 0 | 0 | 0 | 0 | 1.6397 | 0 | 0 | 0 | 0 | 0 | 0 | 0 | 0 | 0 | 0 | 0 | 0.047552 | 0.00054 | 0.00108 | 0.00163 | 0.00217 | 0.13859 | 0.053895 | 0.036861 |  | 0.1524 | 0.248 | 0.3662 | 0.3669
2014-08-07 | 8時 |  | 0 | 0 | 0 | 0 | [9 empty] | 0 | 0 | 0 | 0 | 0 | 0 | 0 | 0 | 0 | 0 | 1.8117 | 0 | 0 | 0 | 0.028335 | 0 | 0 | 0 | 0 | 0 | 0 | 0 | 0.047552 | 0.00054 | 0.00108 | 0.00163 | 0.00217 | 0.093503 | 0 | 0.035602 |  | 0.1091 | 0.1448 | 0.2032 | 0.2039
2014-08-07 | 9時 |  | 0 | 0 | 0 | 0 | [9 empty] | 0 | 0 | 0 | 0 | 0 | 0 | 0 | 0 | 0 | 0 | 1.8332 | 0 | 0 | 0 | 0 | 0 | 0 | 0 | 0 | 0 | 0 | 0 | 0.047552 | 0.00013 | 0.00025 | 0.00038 | 0.0005 | 0.17838 | 0.10971 | 0.042749 |  | 0.3011 | 0.3368 | 0.3953 | 0.396
2014-08-07 | 10時 |  | 0 | 0 | 0 | 0 | [9 empty] | 0 | 0 | 0 | 0 | 0 | 0 | 0 | 0 | 0 | 0 | 2.0526 | 0 | 0 | 0 | 0 | 0 | 0 | 0 | 0 | 0 | 0 | 0 | 0.047552 | 0.00033 | 0.00067 | 0.001 | 0.00133 | 0.093503 | 0 | 0.012523 |  | 0.0483 | 0.0483 | 0.0711 | 0.0717
2014-08-07 | 11時 |  | 0 | 0 | 0 | 0 | [9 empty] | 0 | 0 | 0 | 0 | 0 | 0 | 0 | 0 | 0 | 0 | 2.1285 | 0 | 0 | 0 | 0.15053 | 0 | 0 | 0 | 0 | 0 | 0 | 0 | 0.047552 | 0.00013 | 0.00025 | 0.00038 | 0.0005 | 0 | 0 | 0.0052775 |  | 0.056 | 0.0561 | 0.0788 | 0.0795
2014-08-07 | 12時 |  | 0 | 0 | 0 | 0 | [9 empty] | 0 | 0 | 0 | 0 | 0 | 0 | 0 | 0 | 0 | 0 | 2.2607 | 0 | 0 | 0 | 0.097779 | 0 | 0 | 0 | 0 | 0 | 0 | 0 | 0.047552 | 0.00338 | 0.00675 | 0.01013 | 0.01351 | 0.05371 | 0 | 0.0052775 |  | 0.1983 | 0.2727 | 0.3698 | 0.3705
2014-08-07 | 13時 |  | 0 | 0 | 0 | 0 | [9 empty] | 0 | 0 | 0 | 0 | 0 | 0 | 0 | 0 | 0 | 0 | 2.4052 | 0 | 0 | 0 | 0 | 0 | 0 | 0 | 0 | 0 | 0 | 0 | 0.047552 | 0.00033 | 0.00067 | 0.001 | 0.00133 | 0.11604 | 0 | 0 |  | 0.0483 | 0.0483 | 0.0711 | 0.0717
2014-08-07 | 14時 |  | 0 | 0 | 0 | 0 | [9 empty] | 0 | 0 | 0 | 0 | 0 | 0 | 0 | 0 | 0 | 0 | 2.3582 | 0 | 0 | 0 | 0 | 0 | 0 | 0 | 0 | 0 | 0 | 0 | 0.047552 | 0.00013 | 0.00025 | 0.00038 | 0.0005 | 0.031168 | 0 | 0.017801 |  | 0.056 | 0.0561 | 0.0788 | 0.0795
2014-08-07 | 15時 |  | 0 | 0 | 0 | 0 | [9 empty] | 0 | 0 | 0 | 0 | 0 | 0 | 0 | 0 | 0 | 0 | 2.375 | 0 | 0 | 0 | 0.11643 | 0 | 0 | 0 | 0 | 0 | 0 | 0 | 0.047552 | 0.00013 | 0.00025 | 0.00038 | 0.0005 | 0 | 0 | 0 |  | 0.056 | 0.0561 | 0.0788 | 0.0795
2014-08-07 | 16時 |  | 0 | 0 | 0 | 0 | [9 empty] | 0 | 0 | 0 | 0 | 0 | 0 | 0 | 0 | 0 | 0 | 2.3426 | 0 | 0 | 0 | 0.07774 | 0 | 0 | 0 | 0 | 0 | 0 | 0 | 0.047552 | 0.00033 | 0.00067 | 0.001 | 0.00133 | 0.062335 | 0 | 0.0052775 |  | 0.0483 | 0.0483 | 0.0711 | 0.0717
2014-08-07 | 17時 |  | 0 | 0 | 0 | 0 | [9 empty] | 0 | 0 | 0 | 0 | 0 | 0 | 0 | 0 | 0 | 0 | 2.1443 | 0 | 0 | 0 | 0.061798 | 0 | 0 | 0 | 0.11519 | 0 | 0 | 0 | 0.047552 | 0.00033 | 0.00067 | 0.001 | 0.00133 | 0.10536 | 0 | 0.0082775 |  | 0.1304 | 0.2048 | 0.3019 | 0.3026
2014-08-07 | 18時 |  | 0 | 0 | 0 | 0 | [9 empty] | 0 | 0 | 0 | 0 | 0 | 0 | 0 | 0 | 0 | 0 | 1.9673 | 0 | 0 | 0 | 0.048707 | 0 | 0 | 0 | 0 | 0 | 0 | 0 | 0.047552 | 0.00642 | 0.01284 | 0.01926 | 0.02568 | 0.12467 | 0 | 0.0082775 |  | 0.303 | 0.3387 | 0.3972 | 0.5469
2014-08-07 | 19時 |  | 0 | 0 | 0 | 0 | [9 empty] | 0 | 0 | 0 | 0 | 0 | 0 | 0 | 0 | 0 | 0 | 1.8222 | 0 | 0 | 0 | 0.057182 | 0 | 0 | 0 | 0.10402 | 0 | 0 | 0 | 0.047552 | 0.00642 | 0.01284 | 0.01926 | 0.02568 | 0.21072 | 0.10708 | 0.0082775 |  | 0.0991 | 0.1348 | 0.1932 | 0.1939
2014-08-07 | 20時 |  | 0 | 0 | 0 | 0 | [9 empty] | 0 | 0 | 0 | 0 | 0 | 0 | 0 | 0 | 0 | 0 | 1.7061 | 0 | 0 | 0 | 0.037567 | 0 | 0 | 0 | 0.082852 | 0 | 0 | 0 | 0.047552 | 0.00033 | 0.00067 | 0.001 | 0.00133 | 0.14927 | 0.027125 | 0 |  | 0.0917 | 0.1275 | 0.2102 | 0.2109
2014-08-07 | 21時 |  | 0 | 0 | 0 | 0 | [9 empty] | 0 | 0 | 0 | 0 | 0 | 0 | 0 | 0 | 0 | 0 | 1.3662 | 0 | 0 | 0 | 0.024065 | 0 | 0 | 0 | 0.17053 | 0 | 0 | 0 | 0.047552 | 0.00033 | 0.00067 | 0.001 | 0.00133 | 0.14618 | 0.10814 | 0.031304 |  | 0.1216 | 0.1873 | 0.2837 | 0.2844
2014-08-07 | 22時 |  | 0 | 0 | 0 | 0 | [9 empty] | 0 | 0 | 0 | 0 | 0 | 0 | 0 | 0 | 0 | 0 | 1.2663 | 0 | 0 | 0 | 0 | 0 | 0 | 0 | 0.084733 | 0 | 0 | 0 | 0.047552 | 0.00628 | 0.01256 | 0.01884 | 0.02512 | 0.12467 | 0.16133 | 0.043827 |  | 0.1738 | 0.1917 | 0.262 | 0.2626
2014-08-07 | 23時 |  | 0 | 0 | 0 | 0 | [9 empty] | 0 | 0 | 0 | 0 | 0 | 0 | 0 | 0 | 0 | 0 | 0.38114 | 0 | 0 | 0 | 0 | 0 | 0 | 0 | 0 | 0 | 0 | 0 | 0.047552 | 0.0067 | 0.01339 | 0.02009 | 0.02679 | 0.12467 | 0.18881 | 0.031848 |  | 0.1877 | 0.2176 | 0.2756 | 0.2763
2014-08-08 | 0時 |  | 0 | 0 | 0 | 0 | [9 empty] | 0 | 0 | 0 | 0 | 0 | 0 | 0 | 0 | 0 | 0 | 0.16723 | 0 | 0 | 0 | 0 | 0 | 0 | 0 | 0 | 0 | 0 | 0 | 0.047552 | 0.00013 | 0.00025 | 0.00038 | 0.0005 | 0 | 0.078899 | 0.011656 |  | 0.1578 | 0.1578 | 0.1806 | 0.1812
2014-08-08 | 1時 |  | 0 | 0 | 0 | 0 | [9 empty] | 0 | 0 | 0 | 0 | 0 | 0 | 0 | 0 | 0 | 0 | 0.089288 | 0 | 0 | 0 | 0 | 0 | 0 | 0 | 0 | 0 | 0 | 0 | 0.047552 | 0.00013 | 0.00025 | 0.00038 | 0.0005 | 0 | 0 | 0 |  | 0.0483 | 0.0483 | 0.0711 | 0.0717
2014-08-08 | 2時 |  | 0 | 0 | 0 | 0 | [9 empty] | 0 | 0 | 0 | 0 | 0 | 0 | 0 | 0 | 0 | 0 | 0.047514 | 0 | 0 | 0 | 0 | 0 | 0 | 0 | 0 | 0 | 0 | 0 | 0.047552 | 0.00013 | 0.00025 | 0.00038 | 0.0005 | 0 | 0 | 0 |  | 0.056 | 0.0561 | 0.0788 | 0.0795
2014-08-08 | 3時 |  | 0 | 0 | 0 | 0 | [9 empty] | 0 | 0 | 0 | 0 | 0 | 0 | 0 | 0 | 0 | 0 | 0.012304 | 0 | 0 | 0 | 0 | 0 | 0 | 0 | 0 | 0 | 0 | 0 | 0.047552 | 0.00013 | 0.00025 | 0.00038 | 0.0005 | 0 | 0 | 0 |  | 0.056 | 0.0561 | 0.0788 | 0.0795
2014-08-08 | 4時 |  | 0 | 0 | 0 | 0 | [9 empty] | 0 | 0 | 0 | 0 | 0 | 0 | 0 | 0 | 0 | 0 | 0.010503 | 0 | 0 | 0 | 0 | 0 | 0 | 0 | 0 | 0 | 0 | 0 | 0.047552 | 0.00013 | 0.00025 | 0.00038 | 0.0005 | 0 | 0 | 0 |  | 0.0483 | 0.0483 | 0.0711 | 0.0717
2014-08-08 | 5時 |  | 0 | 0 | 0 | 0 | [9 empty] | 0 | 0 | 0 | 0 | 0 | 0 | 0 | 0 | 0 | 0 | 0.052591 | 0 | 0 | 0 | 0 | 0 | 0 | 0 | 0 | 0 | 0 | 0 | 0.047552 | 0.00013 | 0.00025 | 0.00038 | 0.0005 | 0 | 0 | 0 |  | 0.056 | 0.0561 | 0.0788 | 0.0795
2014-08-08 | 6時 |  | 0 | 0 | 0 | 0 | [9 empty] | 0 | 0 | 0 | 0 | 0 | 0 | 0 | 0 | 0 | 0 | 1.5822 | 0 | 0 | 0 | 0 | 0 | 0 | 0 | 0 | 0 | 0 | 0 | 0.047552 | 0.00338 | 0.00675 | 0.01013 | 0.01351 | 0 | 0.024649 | 0.011815 |  | 0.1925 | 0.2611 | 0.3525 | 0.3531
2014-08-08 | 7時 |  | 0 | 0 | 0 | 0 | [9 empty] | 0 | 0 | 0 | 0 | 0 | 0 | 0 | 0 | 0 | 0 | 1.7373 | 0 | 0 | 0 | 0 | 0 | 0 | 0 | 0 | 0 | 0 | 0 | 0.047552 | 0.00054 | 0.00108 | 0.00163 | 0.00217 | 0.13859 | 0.053895 | 0.036861 |  | 0.1524 | 0.248 | 0.3662 | 0.3669
2014-08-08 | 8時 |  | 0 | 0 | 0 | 0 | [9 empty] | 0 | 0 | 0 | 0 | 0 | 0 | 0 | 0 | 0 | 0 | 1.9608 | 0 | 0 | 0 | 0.057054 | 0 | 0 | 0 | 0 | 0 | 0 | 0 | 0.047552 | 0.00054 | 0.00108 | 0.00163 | 0.00217 | 0.093503 | 0 | 0.035602 |  | 0.1091 | 0.1448 | 0.2032 | 0.2039
2014-08-08 | 9時 |  | 0 | 0 | 0 | 0 | [9 empty] | 0 | 0 | 0 | 0 | 0 | 0 | 0 | 0 | 0 | 0 | 1.999 | 0 | 0 | 0 | 0 | 0 | 0 | 0 | 0 | 0 | 0 | 0 | 0.047552 | 0.00013 | 0.00025 | 0.00038 | 0.0005 | 0.17838 | 0.10971 | 0.042749 |  | 0.3011 | 0.3368 | 0.3953 | 0.396
2014-08-08 | 10時 |  | 0 | 0 | 0 | 0 | [9 empty] | 0 | 0 | 0 | 0 | 0 | 0 | 0 | 0 | 0 | 0 | 2.0782 | 0 | 0 | 0 | 0 | 0 | 0 | 0 | 0 | 0 | 0 | 0 | 0.047552 | 0.00033 | 0.00067 | 0.001 | 0.00133 | 0.093503 | 0 | 0.012523 |  | 0.0483 | 0.0483 | 0.0711 | 0.0717
2014-08-08 | 11時 |  | 0 | 0 | 0 | 0 | [9 empty] | 0 | 0 | 0 | 0 | 0 | 0 | 0 | 0 | 0 | 0 | 2.1862 | 0 | 0 | 0 | 0.1891 | 0 | 0 | 0 | 0 | 0 | 0 | 0 | 0.047552 | 0.00013 | 0.00025 | 0.00038 | 0.0005 | 0 | 0 | 0.0052775 |  | 0.056 | 0.0561 | 0.0788 | 0.0795
2014-08-08 | 12時 |  | 0 | 0 | 0 | 0 | [9 empty] | 0 | 0 | 0 | 0 | 0 | 0 | 0 | 0 | 0 | 0 | 2.1863 | 0 | 0 | 0 | 0.1653 | 0 | 0 | 0 | 0 | 0 | 0 | 0 | 0.047552 | 0.00338 | 0.00675 | 0.01013 | 0.01351 | 0.05371 | 0 | 0.0052775 |  | 0.1983 | 0.2727 | 0.3698 | 0.3705
2014-08-08 | 13時 |  | 0 | 0 | 0 | 0 | [9 empty] | 0 | 0 | 0 | 0 | 0 | 0 | 0 | 0 | 0 | 0 | 2.37 | 0 | 0 | 0 | 0 | 0 | 0 | 0 | 0 | 0 | 0 | 0 | 0.047552 | 0.00033 | 0.00067 | 0.001 | 0.00133 | 0.11604 | 0 | 0 |  | 0.0483 | 0.0483 | 0.0711 | 0.0717
2014-08-08 | 14時 |  | 0 | 0 | 0 | 0 | [9 empty] | 0 | 0 | 0 | 0 | 0 | 0 | 0 | 0 | 0 | 0 | 2.3527 | 0 | 0 | 0 | 0 | 0 | 0 | 0 | 0 | 0 | 0 | 0 | 0.047552 | 0.00013 | 0.00025 | 0.00038 | 0.0005 | 0.031168 | 0 | 0.017801 |  | 0.056 | 0.0561 | 0.0788 | 0.0795
2014-08-08 | 15時 |  | 0 | 0 | 0 | 0 | [9 empty] | 0 | 0 | 0 | 0 | 0 | 0 | 0 | 0 | 0 | 0 | 2.34 | 0 | 0 | 0 | 0.27689 | 0 | 0 | 0 | 0 | 0 | 0 | 0 | 0.047552 | 0.00013 | 0.00025 | 0.00038 | 0.0005 | 0 | 0 | 0 |  | 0.056 | 0.0561 | 0.0788 | 0.0795
2014-08-08 | 16時 |  | 0 | 0 | 0 | 0 | [9 empty] | 0 | 0 | 0 | 0 | 0 | 0 | 0 | 0 | 0 | 0 | 2.3346 | 0 | 0 | 0 | 0.14858 | 0 | 0 | 0 | 0 | 0 | 0 | 0 | 0.047552 | 0.00033 | 0.00067 | 0.001 | 0.00133 | 0.062335 | 0 | 0.0052775 |  | 0.0483 | 0.0483 | 0.0711 | 0.0717
2014-08-08 | 17時 |  | 0 | 0 | 0 | 0 | [9 empty] | 0 | 0 | 0 | 0 | 0 | 0 | 0 | 0 | 0 | 0 | 2.1796 | 0 | 0 | 0 | 0.13276 | 0 | 0 | 0 | 0.15725 | 0 | 0 | 0 | 0.047552 | 0.00033 | 0.00067 | 0.001 | 0.00133 | 0.10536 | 0 | 0.0082775 |  | 0.1304 | 0.2048 | 0.3019 | 0.3026
2014-08-08 | 18時 |  | 0 | 0 | 0 | 0 | [9 empty] | 0 | 0 | 0 | 0 | 0 | 0 | 0 | 0 | 0 | 0 | 1.9854 | 0 | 0 | 0 | 0.10055 | 0 | 0 | 0 | 0 | 0 | 0 | 0 | 0.047552 | 0.00642 | 0.01284 | 0.01926 | 0.02568 | 0.12467 | 0 | 0.0082775 |  | 0.303 | 0.3387 | 0.3972 | 0.5469
2014-08-08 | 19時 |  | 0 | 0 | 0 | 0 | [9 empty] | 0 | 0 | 0 | 0 | 0 | 0 | 0 | 0 | 0 | 0 | 1.8855 | 0 | 0 | 0 | 0.085593 | 0 | 0 | 0 | 0.12404 | 0 | 0 | 0 | 0.047552 | 0.00642 | 0.01284 | 0.01926 | 0.02568 | 0.21072 | 0.10708 | 0.0082775 |  | 0.0991 | 0.1348 | 0.1932 | 0.1939
2014-08-08 | 20時 |  | 0 | 0 | 0 | 0 | [9 empty] | 0 | 0 | 0 | 0 | 0 | 0 | 0 | 0 | 0 | 0 | 1.7113 | 0 | 0 | 0 | 0.057541 | 0 | 0 | 0 | 0.096137 | 0 | 0 | 0 | 0.047552 | 0.00033 | 0.00067 | 0.001 | 0.00133 | 0.14927 | 0.027125 | 0 |  | 0.0917 | 0.1275 | 0.2102 | 0.2109
2014-08-08 | 21時 |  | 0 | 0 | 0 | 0 | [9 empty] | 0 | 0 | 0 | 0 | 0 | 0 | 0 | 0 | 0 | 0 | 1.4126 | 0 | 0 | 0 | 0.03685 | 0 | 0 | 0 | 0.18409 | 0 | 0 | 0 | 0.047552 | 0.00033 | 0.00067 | 0.001 | 0.00133 | 0.14618 | 0.10814 | 0.031304 |  | 0.1216 | 0.1873 | 0.2837 | 0.2844
2014-08-08 | 22時 |  | 0 | 0 | 0 | 0 | [9 empty] | 0 | 0 | 0 | 0 | 0 | 0 | 0 | 0 | 0 | 0 | 1.3526 | 0 | 0 | 0 | 0.029455 | 0 | 0 | 0 | 0.1787 | 0 | 0 | 0 | 0.047552 | 0.00628 | 0.01256 | 0.01884 | 0.02512 | 0.12467 | 0.16133 | 0.043827 |  | 0.1738 | 0.1917 | 0.262 | 0.2626
2014-08-08 | 23時 |  | 0 | 0 | 0 | 0 | [9 empty] | 0 | 0 | 0 | 0 | 0 | 0 | 0 | 0 | 0 | 0 | 0.40167 | 0 | 0 | 0 | 0 | 0 | 0 | 0 | 0 | 0 | 0 | 0 | 0.047552 | 0.0067 | 0.01339 | 0.02009 | 0.02679 | 0.12467 | 0.18881 | 0.031848 |  | 0.1877 | 0.2176 | 0.2756 | 0.2763
2014-08-09 | 0時 |  | 0 | 0 | 0 | 0 | [9 empty] | 0 | 0 | 0 | 0 | 0 | 0 | 0 | 0 | 0 | 0 | 0.25782 | 0 | 0 | 0 | 0 | 0 | 0 | 0 | 0 | 0 | 0 | 0 | 0.047552 | 0.00013 | 0.00025 | 0.00038 | 0.0005 | 0 | 0.078899 | 0.011656 |  | 0.1578 | 0.1578 | 0.1806 | 0.1812
2014-08-09 | 1時 |  | 0 | 0 | 0 | 0 | [9 empty] | 0 | 0 | 0 | 0 | 0 | 0 | 0 | 0 | 0 | 0 | 0.1947 | 0 | 0 | 0 | 0 | 0 | 0 | 0 | 0 | 0 | 0 | 0 | 0.047552 | 0.00013 | 0.00025 | 0.00038 | 0.0005 | 0 | 0 | 0 |  | 0.0483 | 0.0483 | 0.0711 | 0.0717
2014-08-09 | 2時 |  | 0 | 0 | 0 | 0 | [9 empty] | 0 | 0 | 0 | 0 | 0 | 0 | 0 | 0 | 0 | 0 | 0.15742 | 0 | 0 | 0 | 0 | 0 | 0 | 0 | 0 | 0 | 0 | 0 | 0.047552 | 0.00013 | 0.00025 | 0.00038 | 0.0005 | 0 | 0 | 0 |  | 0.056 | 0.0561 | 0.0788 | 0.0795
2014-08-09 | 3時 |  | 0 | 0 | 0 | 0 | [9 empty] | 0 | 0 | 0 | 0 | 0 | 0 | 0 | 0 | 0 | 0 | 0.044647 | 0 | 0 | 0 | 0 | 0 | 0 | 0 | 0 | 0 | 0 | 0 | 0.047552 | 0.00013 | 0.00025 | 0.00038 | 0.0005 | 0 | 0 | 0 |  | 0.056 | 0.0561 | 0.0788 | 0.0795
2014-08-09 | 4時 |  | 0 | 0 | 0 | 0 | [9 empty] | 0 | 0 | 0 | 0 | 0 | 0 | 0 | 0 | 0 | 0 | 0.012361 | 0 | 0 | 0 | 0 | 0 | 0 | 0 | 0 | 0 | 0 | 0 | 0.047552 | 0.00013 | 0.00025 | 0.00038 | 0.0005 | 0 | 0 | 0 |  | 0.0483 | 0.0483 | 0.0711 | 0.0717
2014-08-09 | 5時 |  | 0 | 0 | 0 | 0 | [9 empty] | 0 | 0 | 0 | 0 | 0 | 0 | 0 | 0 | 0 | 0 | 0.14782 | 0 | 0 | 0 | 0 | 0 | 0 | 0 | 0 | 0 | 0 | 0 | 0.047552 | 0.00013 | 0.00025 | 0.00038 | 0.0005 | 0 | 0 | 0 |  | 0.056 | 0.0561 | 0.0788 | 0.0795
2014-08-09 | 6時 |  | 0 | 0 | 0 | 0 | [9 empty] | 0 | 0 | 0 | 0 | 0 | 0 | 0 | 0 | 0 | 0 | 1.6021 | 0 | 0 | 0 | 0 | 0 | 0 | 0 | 0 | 0 | 0 | 0 | 0.047552 | 0.00338 | 0.00675 | 0.01013 | 0.01351 | 0 | 0.024649 | 0.011815 |  | 0.1925 | 0.2611 | 0.3525 | 0.3531
2014-08-09 | 7時 |  | 0 | 0 | 0 | 0 | [9 empty] | 0 | 0 | 0 | 0 | 0 | 0 | 0 | 0 | 0 | 0 | 1.7673 | 0 | 0 | 0 | 0.034646 | 0 | 0 | 0 | 0 | 0 | 0 | 0 | 0.047552 | 0.00054 | 0.00108 | 0.00163 | 0.00217 | 0.13859 | 0.053895 | 0.036861 |  | 0.1524 | 0.248 | 0.3662 | 0.3669
2014-08-09 | 8時 |  | 0 | 0 | 0 | 0 | [9 empty] | 0 | 0 | 0 | 0 | 0 | 0 | 0 | 0 | 0 | 0 | 1.8915 | 0 | 0 | 0 | 0.11128 | 0 | 0 | 0 | 0 | 0 | 0 | 0 | 0.047552 | 0.00054 | 0.00108 | 0.00163 | 0.00217 | 0.093503 | 0 | 0.035602 |  | 0.1091 | 0.1448 | 0.2032 | 0.2039
2014-08-09 | 9時 |  | 0 | 0 | 0 | 0 | [9 empty] | 0 | 0 | 0 | 0 | 0 | 0 | 0 | 0 | 0 | 0 | 2.1025 | 0 | 0 | 0 | 0 | 0 | 0 | 0 | 0 | 0 | 0 | 0 | 0.047552 | 0.00013 | 0.00025 | 0.00038 | 0.0005 | 0.17838 | 0.10971 | 0.042749 |  | 0.3011 | 0.3368 | 0.3953 | 0.396
2014-08-09 | 10時 |  | 0 | 0 | 0 | 0 | [9 empty] | 0 | 0 | 0 | 0 | 0 | 0 | 0 | 0 | 0 | 0 | 2.1181 | 0 | 0 | 0 | 0 | 0 | 0 | 0 | 0 | 0 | 0 | 0 | 0.047552 | 0.00033 | 0.00067 | 0.001 | 0.00133 | 0.093503 | 0 | 0.012523 |  | 0.0483 | 0.0483 | 0.0711 | 0.0717
2014-08-09 | 11時 |  | 0 | 0 | 0 | 0 | [9 empty] | 0 | 0 | 0 | 0 | 0 | 0 | 0 | 0 | 0 | 0 | 2.2001 | 0 | 0 | 0 | 0.31961 | 0 | 0 | 0 | 0 | 0 | 0 | 0 | 0.047552 | 0.00013 | 0.00025 | 0.00038 | 0.0005 | 0 | 0 | 0.0052775 |  | 0.056 | 0.0561 | 0.0788 | 0.0795
2014-08-09 | 12時 |  | 0 | 0 | 0 | 0 | [9 empty] | 0 | 0 | 0 | 0 | 0 | 0 | 0 | 0 | 0 | 0 | 2.2969 | 0 | 0 | 0 | 0.20717 | 0 | 0 | 0 | 0 | 0 | 0 | 0 | 0.047552 | 0.00338 | 0.00675 | 0.01013 | 0.01351 | 0.05371 | 0 | 0.0052775 |  | 0.1983 | 0.2727 | 0.3698 | 0.3705
2014-08-09 | 13時 |  | 0 | 0 | 0 | 0 | [9 empty] | 0 | 0 | 0 | 0 | 0 | 0 | 0 | 0 | 0 | 0 | 2.4027 | 0 | 0 | 0 | 0 | 0 | 0 | 0 | 0 | 0 | 0 | 0 | 0.047552 | 0.00033 | 0.00067 | 0.001 | 0.00133 | 0.11604 | 0 | 0 |  | 0.0483 | 0.0483 | 0.0711 | 0.0717
2014-08-09 | 14時 |  | 0 | 0 | 0 | 0 | [9 empty] | 0 | 0 | 0 | 0 | 0 | 0 | 0 | 0 | 0 | 0 | 2.3373 | 0 | 0 | 0 | 0 | 0 | 0 | 0 | 0 | 0 | 0 | 0 | 0.047552 | 0.00013 | 0.00025 | 0.00038 | 0.0005 | 0.031168 | 0 | 0.017801 |  | 0.056 | 0.0561 | 0.0788 | 0.0795
2014-08-09 | 15時 |  | 0 | 0 | 0 | 0 | [9 empty] | 0 | 0 | 0 | 0 | 0 | 0 | 0 | 0 | 0 | 0 | 2.2991 | 0 | 0 | 0 | 0.29127 | 0 | 0 | 0 | 0 | 0 | 0 | 0 | 0.047552 | 0.00013 | 0.00025 | 0.00038 | 0.0005 | 0 | 0 | 0 |  | 0.056 | 0.0561 | 0.0788 | 0.0795
2014-08-09 | 16時 |  | 0 | 0 | 0 | 0 | [9 empty] | 0 | 0 | 0 | 0 | 0 | 0 | 0 | 0 | 0 | 0 | 2.2892 | 0 | 0 | 0 | 0.15712 | 0 | 0 | 0 | 0 | 0 | 0 | 0 | 0.047552 | 0.00033 | 0.00067 | 0.001 | 0.00133 | 0.062335 | 0 | 0.0052775 |  | 0.0483 | 0.0483 | 0.0711 | 0.0717
2014-08-09 | 17時 |  | 0 | 0 | 0 | 0 | [9 empty] | 0 | 0 | 0 | 0 | 0 | 0 | 0 | 0 | 0 | 0 | 2.2149 | 0 | 0 | 0 | 0.11985 | 0 | 0 | 0 | 0.17164 | 0 | 0 | 0 | 0.047552 | 0.00033 | 0.00067 | 0.001 | 0.00133 | 0.10536 | 0 | 0.0082775 |  | 0.1304 | 0.2048 | 0.3019 | 0.3026
2014-08-09 | 18時 |  | 0 | 0 | 0 | 0 | [9 empty] | 0 | 0 | 0 | 0 | 0 | 0 | 0 | 0 | 0 | 0 | 1.9873 | 0 | 0 | 0 | 0.086389 | 0 | 0 | 0 | 0 | 0 | 0 | 0 | 0.047552 | 0.00642 | 0.01284 | 0.01926 | 0.02568 | 0.12467 | 0 | 0.0082775 |  | 0.303 | 0.3387 | 0.3972 | 0.5469
2014-08-09 | 19時 |  | 0 | 0 | 0 | 0 | [9 empty] | 0 | 0 | 0 | 0 | 0 | 0 | 0 | 0 | 0 | 0 | 1.657 | 0 | 0 | 0 | 0.082718 | 0 | 0 | 0 | 0.13321 | 0 | 0 | 0 | 0.047552 | 0.00642 | 0.01284 | 0.01926 | 0.02568 | 0.21072 | 0.10708 | 0.0082775 |  | 0.0991 | 0.1348 | 0.1932 | 0.1939
2014-08-09 | 20時 |  | 0 | 0 | 0 | 0 | [9 empty] | 0 | 0 | 0 | 0 | 0 | 0 | 0 | 0 | 0 | 0 | 1.5091 | 0 | 0 | 0 | 0.058696 | 0 | 0 | 0 | 0.09654 | 0 | 0 | 0 | 0.047552 | 0.00033 | 0.00067 | 0.001 | 0.00133 | 0.14927 | 0.027125 | 0 |  | 0.0917 | 0.1275 | 0.2102 | 0.2109
2014-08-09 | 21時 |  | 0 | 0 | 0 | 0 | [9 empty] | 0 | 0 | 0 | 0 | 0 | 0 | 0 | 0 | 0 | 0 | 1.3545 | 0 | 0 | 0 | 0.043999 | 0 | 0 | 0 | 0.18887 | 0 | 0 | 0 | 0.047552 | 0.00033 | 0.00067 | 0.001 | 0.00133 | 0.14618 | 0.10814 | 0.031304 |  | 0.1216 | 0.1873 | 0.2837 | 0.2844
2014-08-09 | 22時 |  | 0 | 0 | 0 | 0 | [9 empty] | 0 | 0 | 0 | 0 | 0 | 0 | 0 | 0 | 0 | 0 | 1.2453 | 0 | 0 | 0 | 0.035187 | 0 | 0 | 0 | 0.1813 | 0 | 0 | 0 | 0.047552 | 0.00628 | 0.01256 | 0.01884 | 0.02512 | 0.12467 | 0.16133 | 0.043827 |  | 0.1738 | 0.1917 | 0.262 | 0.2626
2014-08-09 | 23時 |  | 0 | 0 | 0 | 0 | [9 empty] | 0 | 0 | 0 | 0 | 0 | 0 | 0 | 0 | 0 | 0 | 0.78731 | 0 | 0 | 0 | 0 | 0 | 0 | 0 | 0 | 0 | 0 | 0 | 0.047552 | 0.0067 | 0.01339 | 0.02009 | 0.02679 | 0.12467 | 0.18881 | 0.031848 |  | 0.1877 | 0.2176 | 0.2756 | 0.2763
2014-08-10 | 0時 |  | 0 | 0 | 0 | 0 | [9 empty] | 0 | 0 | 0 | 0 | 0 | 0 | 0 | 0 | 0 | 0 | 0.4336 | 0 | 0 | 0 | 0 | 0 | 0 | 0 | 0 | 0 | 0 | 0 | 0.047552 | 0.00013 | 0.00025 | 0.00038 | 0.0005 | 0 | 0.078899 | 0.011656 |  | 0.1578 | 0.1578 | 0.1806 | 0.1812
2014-08-10 | 1時 |  | 0 | 0 | 0 | 0 | [9 empty] | 0 | 0 | 0 | 0 | 0 | 0 | 0 | 0 | 0 | 0 | 0.27929 | 0 | 0 | 0 | 0 | 0 | 0 | 0 | 0 | 0 | 0 | 0 | 0.047552 | 0.00013 | 0.00025 | 0.00038 | 0.0005 | 0 | 0 | 0 |  | 0.0483 | 0.0483 | 0.0711 | 0.0717
2014-08-10 | 2時 |  | 0 | 0 | 0 | 0 | [9 empty] | 0 | 0 | 0 | 0 | 0 | 0 | 0 | 0 | 0 | 0 | 0.19147 | 0 | 0 | 0 | 0 | 0 | 0 | 0 | 0 | 0 | 0 | 0 | 0.047552 | 0.00013 | 0.00025 | 0.00038 | 0.0005 | 0 | 0 | 0 |  | 0.056 | 0.0561 | 0.0788 | 0.0795
2014-08-10 | 3時 |  | 0 | 0 | 0 | 0 | [9 empty] | 0 | 0 | 0 | 0 | 0 | 0 | 0 | 0 | 0 | 0 | 0.14272 | 0 | 0 | 0 | 0 | 0 | 0 | 0 | 0 | 0 | 0 | 0 | 0.047552 | 0.00013 | 0.00025 | 0.00038 | 0.0005 | 0 | 0 | 0 |  | 0.056 | 0.0561 | 0.0788 | 0.0795
2014-08-10 | 4時 |  | 0 | 0 | 0 | 0 | [9 empty] | 0 | 0 | 0 | 0 | 0 | 0 | 0 | 0 | 0 | 0 | 0.1144 | 0 | 0 | 0 | 0 | 0 | 0 | 0 | 0 | 0 | 0 | 0 | 0.047552 | 0.00013 | 0.00025 | 0.00038 | 0.0005 | 0 | 0 | 0 |  | 0.0483 | 0.0483 | 0.0711 | 0.0717
2014-08-10 | 5時 |  | 0 | 0 | 0 | 0 | [9 empty] | 0 | 0 | 0 | 0 | 0 | 0 | 0 | 0 | 0 | 0 | 0.14153 | 0 | 0 | 0 | 0 | 0 | 0 | 0 | 0 | 0 | 0 | 0 | 0.047552 | 0.00013 | 0.00025 | 0.00038 | 0.0005 | 0 | 0 | 0 |  | 0.056 | 0.0561 | 0.0788 | 0.0795
2014-08-10 | 6時 |  | 0 | 0 | 0 | 0 | [9 empty] | 0 | 0 | 0 | 0 | 0 | 0 | 0 | 0 | 0 | 0 | 1.0052 | 0 | 0 | 0 | 0 | 0 | 0 | 0 | 0 | 0 | 0 | 0 | 0.047552 | 0.00338 | 0.00675 | 0.01013 | 0.01351 | 0 | 0.024649 | 0.011815 |  | 0.1925 | 0.2611 | 0.3525 | 0.3531
2014-08-10 | 7時 |  | 0 | 0 | 0 | 0 | [9 empty] | 0 | 0 | 0 | 0 | 0 | 0 | 0 | 0 | 0 | 0 | 0.96108 | 0 | 0 | 0 | 0.057475 | 0 | 0 | 0 | 0 | 0 | 0 | 0 | 0.047552 | 0.00054 | 0.00108 | 0.00163 | 0.00217 | 0.13859 | 0.053895 | 0.036861 |  | 0.1524 | 0.248 | 0.3662 | 0.3669
2014-08-10 | 8時 |  | 0 | 0 | 0 | 0 | [9 empty] | 0 | 0 | 0 | 0 | 0 | 0 | 0 | 0 | 0 | 0 | 1.5909 | 0 | 0 | 0 | 0.10533 | 0 | 0 | 0 | 0 | 0 | 0 | 0 | 0.047552 | 0.00054 | 0.00108 | 0.00163 | 0.00217 | 0.093503 | 0 | 0.035602 |  | 0.1091 | 0.1448 | 0.2032 | 0.2039
2014-08-10 | 9時 |  | 0 | 0 | 0 | 0 | [9 empty] | 0 | 0 | 0 | 0 | 0 | 0 | 0 | 0 | 0 | 0 | 1.366 | 0 | 0 | 0 | 0 | 0 | 0 | 0 | 0 | 0 | 0 | 0 | 0.047552 | 0.00013 | 0.00025 | 0.00038 | 0.0005 | 0.17838 | 0.10971 | 0.042749 |  | 0.3011 | 0.3368 | 0.3953 | 0.396
2014-08-10 | 10時 |  | 0 | 0 | 0 | 0 | [9 empty] | 0 | 0 | 0 | 0 | 0 | 0 | 0 | 0 | 0 | 0 | 1.7696 | 0 | 0 | 0 | 0 | 0 | 0 | 0 | 0 | 0 | 0 | 0 | 0.047552 | 0.00033 | 0.00067 | 0.001 | 0.00133 | 0.093503 | 0 | 0.012523 |  | 0.0483 | 0.0483 | 0.0711 | 0.0717
2014-08-10 | 11時 |  | 0 | 0 | 0 | 0 | [9 empty] | 0 | 0 | 0 | 0 | 0 | 0 | 0 | 0 | 0 | 0 | 1.8824 | 0 | 0 | 0 | 0.3766 | 0 | 0 | 0 | 0 | 0 | 0 | 0 | 0.047552 | 0.00013 | 0.00025 | 0.00038 | 0.0005 | 0 | 0 | 0.0052775 |  | 0.056 | 0.0561 | 0.0788 | 0.0795
2014-08-10 | 12時 |  | 0 | 0 | 0 | 0 | [9 empty] | 0 | 0 | 0 | 0 | 0 | 0 | 0 | 0 | 0 | 0 | 2.0071 | 0 | 0 | 0 | 0.22821 | 0 | 0 | 0 | 0 | 0 | 0 | 0 | 0.047552 | 0.00338 | 0.00675 | 0.01013 | 0.01351 | 0.05371 | 0 | 0.0052775 |  | 0.1983 | 0.2727 | 0.3698 | 0.3705
2014-08-10 | 13時 |  | 0 | 0 | 0 | 0 | [9 empty] | 0 | 0 | 0 | 0 | 0 | 0 | 0 | 0 | 0 | 0 | 2.0403 | 0 | 0 | 0 | 0 | 0 | 0 | 0 | 0 | 0 | 0 | 0 | 0.047552 | 0.00033 | 0.00067 | 0.001 | 0.00133 | 0.11604 | 0 | 0 |  | 0.0483 | 0.0483 | 0.0711 | 0.0717
2014-08-10 | 14時 |  | 0 | 0 | 0 | 0 | [9 empty] | 0 | 0 | 0 | 0 | 0 | 0 | 0 | 0 | 0 | 0 | 1.8523 | 0 | 0 | 0 | 0 | 0 | 0 | 0 | 0 | 0 | 0 | 0 | 0.047552 | 0.00013 | 0.00025 | 0.00038 | 0.0005 | 0.031168 | 0 | 0.017801 |  | 0.056 | 0.0561 | 0.0788 | 0.0795
2014-08-10 | 15時 |  | 0 | 0 | 0 | 0 | [9 empty] | 0 | 0 | 0 | 0 | 0 | 0 | 0 | 0 | 0 | 0 | 1.8039 | 0 | 0 | 0 | 0.40143 | 0 | 0 | 0 | 0 | 0 | 0 | 0 | 0.047552 | 0.00013 | 0.00025 | 0.00038 | 0.0005 | 0 | 0 | 0 |  | 0.056 | 0.0561 | 0.0788 | 0.0795
2014-08-10 | 16時 |  | 0 | 0 | 0 | 0 | [9 empty] | 0 | 0 | 0 | 0 | 0 | 0 | 0 | 0 | 0 | 0 | 1.6247 | 0 | 0 | 0 | 0.20473 | 0 | 0 | 0 | 0 | 0 | 0 | 0 | 0.047552 | 0.00033 | 0.00067 | 0.001 | 0.00133 | 0.062335 | 0 | 0.0052775 |  | 0.0483 | 0.0483 | 0.0711 | 0.0717
2014-08-10 | 17時 |  | 0 | 0 | 0 | 0 | [9 empty] | 0 | 0 | 0 | 0 | 0 | 0 | 0 | 0 | 0 | 0 | 1.6778 | 0 | 0 | 0 | 0.20975 | 0 | 0 | 0 | 0.24802 | 0 | 0 | 0 | 0.047552 | 0.00033 | 0.00067 | 0.001 | 0.00133 | 0.10536 | 0 | 0.0082775 |  | 0.1304 | 0.2048 | 0.3019 | 0.3026
2014-08-10 | 18時 |  | 0 | 0 | 0 | 0 | [9 empty] | 0 | 0 | 0 | 0 | 0 | 0 | 0 | 0 | 0 | 0 | 1.2555 | 0 | 0 | 0 | 0.17294 | 0 | 0 | 0 | 0 | 0 | 0 | 0 | 0.047552 | 0.00642 | 0.01284 | 0.01926 | 0.02568 | 0.12467 | 0 | 0.0082775 |  | 0.303 | 0.3387 | 0.3972 | 0.5469
2014-08-10 | 19時 |  | 0 | 0 | 0 | 0 | [9 empty] | 0 | 0 | 0 | 0 | 0 | 0 | 0 | 0 | 0 | 0 | 0.849 | 0 | 0 | 0 | 0.12905 | 0 | 0 | 0 | 0.19798 | 0 | 0 | 0 | 0.047552 | 0.00642 | 0.01284 | 0.01926 | 0.02568 | 0.21072 | 0.10708 | 0.0082775 |  | 0.0991 | 0.1348 | 0.1932 | 0.1939
2014-08-10 | 20時 |  | 0 | 0 | 0 | 0 | [9 empty] | 0 | 0 | 0 | 0 | 0 | 0 | 0 | 0 | 0 | 0 | 0.89271 | 0 | 0 | 0 | 0.095614 | 0 | 0 | 0 | 0.11649 | 0 | 0 | 0 | 0.047552 | 0.00033 | 0.00067 | 0.001 | 0.00133 | 0.14927 | 0.027125 | 0 |  | 0.0917 | 0.1275 | 0.2102 | 0.2109
2014-08-10 | 21時 |  | 0 | 0 | 0 | 0 | [9 empty] | 0 | 0 | 0 | 0 | 0 | 0 | 0 | 0 | 0 | 0 | 0.80142 | 0 | 0 | 0 | 0.074101 | 0 | 0 | 0 | 0.21162 | 0 | 0 | 0 | 0.047552 | 0.00033 | 0.00067 | 0.001 | 0.00133 | 0.14618 | 0.10814 | 0.031304 |  | 0.1216 | 0.1873 | 0.2837 | 0.2844
2014-08-10 | 22時 |  | 0 | 0 | 0 | 0 | [9 empty] | 0 | 0 | 0 | 0 | 0 | 0 | 0 | 0 | 0 | 0 | 0.72732 | 0 | 0 | 0 | 0.062151 | 0 | 0 | 0 | 0.21836 | 0 | 0 | 0 | 0.047552 | 0.00628 | 0.01256 | 0.01884 | 0.02512 | 0.12467 | 0.16133 | 0.043827 |  | 0.1738 | 0.1917 | 0.262 | 0.2626
2014-08-10 | 23時 |  | 0 | 0 | 0 | 0 | [9 empty] | 0 | 0 | 0 | 0 | 0 | 0 | 0 | 0 | 0 | 0 | 0.15809 | 0 | 0 | 0 | 0 | 0 | 0 | 0 | 0.087958 | 0 | 0 | 0 | 0.047552 | 0.0067 | 0.01339 | 0.02009 | 0.02679 | 0.12467 | 0.18881 | 0.031848 |  | 0.1877 | 0.2176 | 0.2756 | 0.2763
2014-08-11 | 0時 |  | 0 | 0 | 0 | 0 | [9 empty] | 0 | 0 | 0 | 0 | 0 | 0 | 0 | 0 | 0 | 0 | 0.23248 | 0 | 0 | 0 | 0 | 0 | 0 | 0 | 0 | 0 | 0 | 0 | 0.047552 | 0.00013 | 0.00025 | 0.00038 | 0.0005 | 0 | 0.078899 | 0.011656 |  | 0.1578 | 0.1578 | 0.1806 | 0.1812
2014-08-11 | 1時 |  | 0 | 0 | 0 | 0 | [9 empty] | 0 | 0 | 0 | 0 | 0 | 0 | 0 | 0 | 0 | 0 | 0.21698 | 0 | 0 | 0 | 0 | 0 | 0 | 0 | 0 | 0 | 0 | 0 | 0.047552 | 0.00013 | 0.00025 | 0.00038 | 0.0005 | 0 | 0 | 0 |  | 0.0483 | 0.0483 | 0.0711 | 0.0717
2014-08-11 | 2時 |  | 0 | 0 | 0 | 0 | [9 empty] | 0 | 0 | 0 | 0 | 0 | 0 | 0 | 0 | 0 | 0 | 0.22248 | 0 | 0 | 0 | 0 | 0 | 0 | 0 | 0 | 0 | 0 | 0 | 0.047552 | 0.00013 | 0.00025 | 0.00038 | 0.0005 | 0 | 0 | 0 |  | 0.056 | 0.0561 | 0.0788 | 0.0795
2014-08-11 | 3時 |  | 0 | 0 | 0 | 0 | [9 empty] | 0 | 0 | 0 | 0 | 0 | 0 | 0 | 0 | 0 | 0 | 0.19073 | 0 | 0 | 0 | 0 | 0 | 0 | 0 | 0 | 0 | 0 | 0 | 0.047552 | 0.00013 | 0.00025 | 0.00038 | 0.0005 | 0 | 0 | 0 |  | 0.056 | 0.0561 | 0.0788 | 0.0795
2014-08-11 | 4時 |  | 0 | 0 | 0 | 0 | [9 empty] | 0 | 0 | 0 | 0 | 0 | 0 | 0 | 0 | 0 | 0 | 0.12676 | 0 | 0 | 0 | 0 | 0 | 0 | 0 | 0 | 0 | 0 | 0 | 0.047552 | 0.00013 | 0.00025 | 0.00038 | 0.0005 | 0 | 0 | 0 |  | 0.0483 | 0.0483 | 0.0711 | 0.0717
2014-08-11 | 5時 |  | 0 | 0 | 0 | 0 | [9 empty] | 0 | 0 | 0 | 0 | 0 | 0 | 0 | 0 | 0 | 0 | 0.14039 | 0 | 0 | 0 | 0 | 0 | 0 | 0 | 0 | 0 | 0 | 0 | 0.047552 | 0.00013 | 0.00025 | 0.00038 | 0.0005 | 0 | 0 | 0 |  | 0.056 | 0.0561 | 0.0788 | 0.0795
2014-08-11 | 6時 |  | 0 | 0 | 0 | 0 | [9 empty] | 0 | 0 | 0 | 0 | 0 | 0 | 0 | 0 | 0 | 0 | 1.3028 | 0 | 0 | 0 | 0.062378 | 0 | 0 | 0 | 0 | 0 | 0 | 0 | 0.047552 | 0.00338 | 0.00675 | 0.01013 | 0.01351 | 0 | 0.024649 | 0.011815 |  | 0.1925 | 0.2611 | 0.3525 | 0.3531
2014-08-11 | 7時 |  | 0 | 0 | 0 | 0 | [9 empty] | 0 | 0 | 0 | 0 | 0 | 0 | 0 | 0 | 0 | 0 | 1.7649 | 0 | 0 | 0 | 0.098677 | 0 | 0 | 0 | 0 | 0 | 0 | 0 | 0.047552 | 0.00054 | 0.00108 | 0.00163 | 0.00217 | 0.13859 | 0.053895 | 0.036861 |  | 0.1524 | 0.248 | 0.3662 | 0.3669
2014-08-11 | 8時 |  | 0 | 0 | 0 | 0 | [9 empty] | 0 | 0 | 0 | 0 | 0 | 0 | 0 | 0 | 0 | 0 | 1.6126 | 0 | 0 | 0 | 0.15566 | 0 | 0 | 0 | 0 | 0 | 0 | 0 | 0.047552 | 0.00054 | 0.00108 | 0.00163 | 0.00217 | 0.093503 | 0 | 0.035602 |  | 0.1091 | 0.1448 | 0.2032 | 0.2039
2014-08-11 | 9時 |  | 0 | 0 | 0 | 0 | [9 empty] | 0 | 0 | 0 | 0 | 0 | 0 | 0 | 0 | 0 | 0 | 1.9285 | 0 | 0 | 0 | 0 | 0 | 0 | 0 | 0 | 0 | 0 | 0 | 0.047552 | 0.00013 | 0.00025 | 0.00038 | 0.0005 | 0.17838 | 0.10971 | 0.042749 |  | 0.3011 | 0.3368 | 0.3953 | 0.396
2014-08-11 | 10時 |  | 0 | 0 | 0 | 0 | [9 empty] | 0 | 0 | 0 | 0 | 0 | 0 | 0 | 0 | 0 | 0 | 2.0561 | 0 | 0 | 0 | 0 | 0 | 0 | 0 | 0 | 0 | 0 | 0 | 0.047552 | 0.00033 | 0.00067 | 0.001 | 0.00133 | 0.093503 | 0 | 0.012523 |  | 0.0483 | 0.0483 | 0.0711 | 0.0717
2014-08-11 | 11時 |  | 0 | 0 | 0 | 0 | [9 empty] | 0 | 0 | 0 | 0 | 0 | 0 | 0 | 0 | 0 | 0 | 2.1135 | 0 | 0 | 0 | 0.59291 | 0 | 0 | 0 | 0 | 0 | 0 | 0 | 0.047552 | 0.00013 | 0.00025 | 0.00038 | 0.0005 | 0 | 0 | 0.0052775 |  | 0.056 | 0.0561 | 0.0788 | 0.0795
2014-08-11 | 12時 |  | 0 | 0 | 0 | 0 | [9 empty] | 0 | 0 | 0 | 0 | 0 | 0 | 0 | 0 | 0 | 0 | 2.104 | 0 | 0 | 0 | 0.29945 | 0 | 0 | 0 | 0 | 0 | 0 | 0 | 0.047552 | 0.00338 | 0.00675 | 0.01013 | 0.01351 | 0.05371 | 0 | 0.0052775 |  | 0.1983 | 0.2727 | 0.3698 | 0.3705
2014-08-11 | 13時 |  | 0 | 0 | 0 | 0 | [9 empty] | 0 | 0 | 0 | 0 | 0 | 0 | 0 | 0 | 0 | 0 | 2.0367 | 0 | 0 | 0 | 0 | 0 | 0 | 0 | 0 | 0 | 0 | 0 | 0.047552 | 0.00033 | 0.00067 | 0.001 | 0.00133 | 0.11604 | 0 | 0 |  | 0.0483 | 0.0483 | 0.0711 | 0.0717
2014-08-11 | 14時 |  | 0 | 0 | 0 | 0 | [9 empty] | 0 | 0 | 0 | 0 | 0 | 0 | 0 | 0 | 0 | 0 | 2.0932 | 0 | 0 | 0 | 0 | 0 | 0 | 0 | 0 | 0 | 0 | 0 | 0.047552 | 0.00013 | 0.00025 | 0.00038 | 0.0005 | 0.031168 | 0 | 0.017801 |  | 0.056 | 0.0561 | 0.0788 | 0.0795
2014-08-11 | 15時 |  | 0 | 0 | 0 | 0 | [9 empty] | 0 | 0 | 0 | 0 | 0 | 0 | 0 | 0 | 0 | 0 | 2.1344 | 0 | 0 | 0 | 0.61512 | 0 | 0 | 0 | 0 | 0 | 0 | 0 | 0.047552 | 0.00013 | 0.00025 | 0.00038 | 0.0005 | 0 | 0 | 0 |  | 0.056 | 0.0561 | 0.0788 | 0.0795
2014-08-11 | 16時 |  | 0 | 0 | 0 | 0 | [9 empty] | 0 | 0 | 0 | 0 | 0 | 0 | 0 | 0 | 0 | 0 | 2.0889 | 0 | 0 | 0 | 0.27469 | 0 | 0 | 0 | 0 | 0 | 0 | 0 | 0.047552 | 0.00033 | 0.00067 | 0.001 | 0.00133 | 0.062335 | 0 | 0.0052775 |  | 0.0483 | 0.0483 | 0.0711 | 0.0717
2014-08-11 | 17時 |  | 0 | 0 | 0 | 0 | [9 empty] | 0 | 0 | 0 | 0 | 0 | 0 | 0 | 0 | 0 | 0 | 1.9816 | 0 | 0 | 0 | 0.31604 | 0 | 0 | 0 | 0.38397 | 0 | 0 | 0 | 0.047552 | 0.00033 | 0.00067 | 0.001 | 0.00133 | 0.10536 | 0 | 0.0082775 |  | 0.1304 | 0.2048 | 0.3019 | 0.3026
2014-08-11 | 18時 |  | 0 | 0 | 0 | 0 | [9 empty] | 0 | 0 | 0 | 0 | 0 | 0 | 0 | 0 | 0 | 0 | 1.8889 | 0 | 0 | 0 | 0.27638 | 0 | 0 | 0 | 0 | 0 | 0 | 0 | 0.047552 | 0.00642 | 0.01284 | 0.01926 | 0.02568 | 0.12467 | 0 | 0.0082775 |  | 0.303 | 0.3387 | 0.3972 | 0.5469
2014-08-11 | 19時 |  | 0 | 0 | 0 | 0 | [9 empty] | 0 | 0 | 0 | 0 | 0 | 0 | 0 | 0 | 0 | 0 | 1.7675 | 0 | 0 | 0 | 0.18013 | 0 | 0 | 0 | 0.29924 | 0 | 0 | 0 | 0.047552 | 0.00642 | 0.01284 | 0.01926 | 0.02568 | 0.21072 | 0.10708 | 0.0082775 |  | 0.0991 | 0.1348 | 0.1932 | 0.1939
2014-08-11 | 20時 |  | 0 | 0 | 0 | 0 | [9 empty] | 0 | 0 | 0 | 0 | 0 | 0 | 0 | 0 | 0 | 0 | 1.7451 | 0 | 0 | 0 | 0.13644 | 0 | 0 | 0 | 0.14246 | 0 | 0 | 0 | 0.047552 | 0.00033 | 0.00067 | 0.001 | 0.00133 | 0.14927 | 0.027125 | 0 |  | 0.0917 | 0.1275 | 0.2102 | 0.2109
2014-08-11 | 21時 |  | 0 | 0 | 0 | 0 | [9 empty] | 0 | 0 | 0 | 0 | 0 | 0 | 0 | 0 | 0 | 0 | 1.605 | 0 | 0 | 0 | 0.10476 | 0 | 0 | 0 | 0.23793 | 0 | 0 | 0 | 0.047552 | 0.00033 | 0.00067 | 0.001 | 0.00133 | 0.14618 | 0.10814 | 0.031304 |  | 0.1216 | 0.1873 | 0.2837 | 0.2844
2014-08-11 | 22時 |  | 0 | 0 | 0 | 0 | [9 empty] | 0 | 0 | 0 | 0 | 0 | 0 | 0 | 0 | 0 | 0 | 1.7217 | 0 | 0 | 0 | 0.086353 | 0 | 0 | 0 | 0.27859 | 0 | 0 | 0 | 0.047552 | 0.00628 | 0.01256 | 0.01884 | 0.02512 | 0.12467 | 0.16133 | 0.043827 |  | 0.1738 | 0.1917 | 0.262 | 0.2626
2014-08-11 | 23時 |  | 0 | 0 | 0 | 0 | [9 empty] | 0 | 0 | 0 | 0 | 0 | 0 | 0 | 0 | 0 | 0 | 0.62043 | 0 | 0 | 0 | 0 | 0 | 0 | 0 | 0.09908 | 0 | 0 | 0 | 0.047552 | 0.0067 | 0.01339 | 0.02009 | 0.02679 | 0.12467 | 0.18881 | 0.031848 |  | 0.1877 | 0.2176 | 0.2756 | 0.2763
2014-08-12 | 0時 |  | 0 | 0 | 0 | 0 | [9 empty] | 0 | 0 | 0 | 0 | 0 | 0 | 0 | 0 | 0 | 0 | 0.513 | 0 | 0 | 0 | 0 | 0 | 0 | 0 | 0.088706 | 0 | 0 | 0 | 0.047552 | 0.00013 | 0.00025 | 0.00038 | 0.0005 | 0 | 0 | 0 |  | 0.1578 | 0.1578 | 0.1806 | 0.1812
2014-08-12 | 1時 |  | 0 | 0 | 0 | 0 | [9 empty] | 0 | 0 | 0 | 0 | 0 | 0 | 0 | 0 | 0 | 0 | 0.43022 | 0 | 0 | 0 | 0 | 0 | 0 | 0 | 0 | 0 | 0 | 0 | 0.047552 | 0.00013 | 0.00025 | 0.00038 | 0.0005 | 0 | 0 | 0 |  | 0.0483 | 0.0483 | 0.0711 | 0.0717
2014-08-12 | 2時 |  | 0 | 0 | 0 | 0 | [9 empty] | 0 | 0 | 0 | 0 | 0 | 0 | 0 | 0 | 0 | 0 | 0.20539 | 0 | 0 | 0 | 0 | 0 | 0 | 0 | 0 | 0 | 0 | 0 | 0.047552 | 0.00013 | 0.00025 | 0.00038 | 0.0005 | 0 | 0 | 0 |  | 0.056 | 0.0561 | 0.0788 | 0.0795
2014-08-12 | 3時 |  | 0 | 0 | 0 | 0 | [9 empty] | 0 | 0 | 0 | 0 | 0 | 0 | 0 | 0 | 0 | 0 | 0.15964 | 0 | 0 | 0 | 0 | 0 | 0 | 0 | 0 | 0 | 0 | 0 | 0.047552 | 0.00013 | 0.00025 | 0.00038 | 0.0005 | 0 | 0 | 0 |  | 0.056 | 0.0561 | 0.0788 | 0.0795
2014-08-12 | 4時 |  | 0 | 0 | 0 | 0 | [9 empty] | 0 | 0 | 0 | 0 | 0 | 0 | 0 | 0 | 0 | 0 | 0.11373 | 0 | 0 | 0 | 0 | 0 | 0 | 0 | 0 | 0 | 0 | 0 | 0.047552 | 0.00013 | 0.00025 | 0.00038 | 0.0005 | 0 | 0 | 0 |  | 0.0483 | 0.0483 | 0.0711 | 0.0717
2014-08-12 | 5時 |  | 0 | 0 | 0 | 0 | [9 empty] | 0 | 0 | 0 | 0 | 0 | 0 | 0 | 0 | 0 | 0 | 0.15656 | 0 | 0 | 0 | 0 | 0 | 0 | 0 | 0 | 0 | 0 | 0 | 0.047552 | 0.00013 | 0.00025 | 0.00038 | 0.0005 | 0 | 0 | 0 |  | 0.056 | 0.0561 | 0.0788 | 0.0795
2014-08-12 | 6時 |  | 0 | 0 | 0 | 0 | [9 empty] | 0 | 0 | 0 | 0 | 0 | 0 | 0 | 0 | 0 | 0 | 0.82728 | 0 | 0 | 0 | 0 | 0 | 0 | 0 | 0 | 0 | 0 | 0 | 0.047552 | 0.00013 | 0.00025 | 0.00038 | 0.0005 | 0 | 0 | 0 |  | 0.056 | 0.0561 | 0.0788 | 0.0795
2014-08-12 | 7時 |  | 0 | 0 | 0 | 0 | [9 empty] | 0 | 0 | 0 | 0 | 0 | 0 | 0 | 0 | 0 | 0 | 1.7316 | 0 | 0 | 0 | 0.15835 | 0 | 0 | 0 | 0.083631 | 0 | 0 | 0 | 0.047552 | 0.00054 | 0.00108 | 0.00163 | 0.00217 | 0 | 0.024649 | 0.022689 |  | 0.1168 | 0.1854 | 0.2767 | 0.2774
2014-08-12 | 8時 |  | 0 | 0 | 0 | 0 | [9 empty] | 0 | 0 | 0 | 0 | 0 | 0 | 0 | 0 | 0 | 0 | 1.7664 | 0 | 0 | 0 | 0.12469 | 0 | 0 | 0 | 0.28561 | 0 | 0 | 0 | 0.047552 | 0.00379 | 0.00759 | 0.01138 | 0.01518 | 0.084877 | 0.078545 | 0.064582 |  | 0.2156 | 0.2812 | 0.3696 | 0.3702
2014-08-12 | 9時 |  | 0 | 0 | 0 | 0 | [9 empty] | 0 | 0 | 0 | 0 | 0 | 0 | 0 | 0 | 0 | 0 | 1.786 | 0 | 0 | 0 | 0.166 | 0 | 0 | 0 | 0.23681 | 0 | 0 | 0 | 0.047552 | 0.00033 | 0.00067 | 0.001 | 0.00133 | 0.23209 | 0.16325 | 0.052059 |  | 0.2163 | 0.252 | 0.3265 | 0.3272
2014-08-12 | 10時 |  | 0 | 0 | 0 | 0 | [9 empty] | 0 | 0 | 0 | 0 | 0 | 0 | 0 | 0 | 0 | 0 | 1.8774 | 0 | 0 | 0 | 0.20713 | 0 | 0 | 0 | 0.25886 | 0 | 0 | 0 | 0.047552 | 0.00054 | 0.00108 | 0.00163 | 0.00217 | 0.12467 | 0.21558 | 0.037471 |  | 0.1917 | 0.2274 | 0.3128 | 0.3134
2014-08-12 | 11時 |  | 0 | 0 | 0 | 0 | [9 empty] | 0 | 0 | 0 | 0 | 0 | 0 | 0 | 0 | 0 | 0 | 1.8925 | 0 | 0 | 0 | 0.25881 | 0 | 0 | 0 | 0.13373 | 0 | 0 | 0 | 0.047552 | 0.00033 | 0.00067 | 0.001 | 0.00133 | 0.12467 | 0.21558 | 0 |  | 0.1994 | 0.2352 | 0.315 | 0.3157
2014-08-12 | 12時 |  | 0 | 0 | 0 | 0 | [9 empty] | 0 | 0 | 0 | 0 | 0 | 0 | 0 | 0 | 0 | 0 | 1.9568 | 0 | 0 | 0 | 0.23353 | 0 | 0 | 0 | 0 | 0 | 0 | 0 | 0.047552 | 0.00338 | 0.00675 | 0.01013 | 0.01351 | 0.14721 | 0.13456 | 0.018352 |  | 0.1983 | 0.2727 | 0.3698 | 0.3705
2014-08-12 | 13時 |  | 0 | 0 | 0 | 0 | [9 empty] | 0 | 0 | 0 | 0 | 0 | 0 | 0 | 0 | 0 | 0 | 2.0029 | 0 | 0 | 0 | 0 | 0 | 0 | 0 | 0 | 0 | 0 | 0 | 0.047552 | 0.00033 | 0.00067 | 0.001 | 0.00133 | 0.13756 | 0.026771 | 0.023629 |  | 0.0483 | 0.0483 | 0.0711 | 0.0717
2014-08-12 | 14時 |  | 0 | 0 | 0 | 0 | [9 empty] | 0 | 0 | 0 | 0 | 0 | 0 | 0 | 0 | 0 | 0 | 2.0583 | 0 | 0 | 0 | 0 | 0 | 0 | 0 | 0 | 0 | 0 | 0 | 0.047552 | 0.00013 | 0.00025 | 0.00038 | 0.0005 | 0 | 0 | 0 |  | 0.056 | 0.0561 | 0.0788 | 0.0795
2014-08-12 | 15時 |  | 0 | 0 | 0 | 0 | [9 empty] | 0 | 0 | 0 | 0 | 0 | 0 | 0 | 0 | 0 | 0 | 2.0477 | 0 | 0 | 0 | 0.52364 | 0 | 0 | 0 | 0.27985 | 0 | 0 | 0 | 0.047552 | 0.00013 | 0.00025 | 0.00038 | 0.0005 | 0 | 0 | 0 |  | 0.056 | 0.0561 | 0.0788 | 0.0795
2014-08-12 | 16時 |  | 0 | 0 | 0 | 0 | [9 empty] | 0 | 0 | 0 | 0 | 0 | 0 | 0 | 0 | 0 | 0 | 1.9591 | 0 | 0 | 0 | 0.34262 | 0 | 0 | 0 | 0.15429 | 0 | 0 | 0 | 0.047552 | 0.00054 | 0.00108 | 0.00163 | 0.00217 | 0.062335 | 0.054249 | 0.024058 |  | 0.2095 | 0.275 | 0.3956 | 0.5453
2014-08-12 | 17時 |  | 0 | 0 | 0 | 0 | [9 empty] | 0 | 0 | 0 | 0 | 0 | 0 | 0 | 0 | 0 | 0 | 1.8254 | 0 | 0 | 0 | 0.26898 | 0 | 0 | 0 | 0.13416 | 0 | 0 | 0 | 0.047552 | 0.00642 | 0.01284 | 0.01926 | 0.02568 | 0.12467 | 0.1085 | 0.026923 |  | 0.2423 | 0.2781 | 0.3689 | 0.5187
2014-08-12 | 18時 |  | 0 | 0 | 0 | 0 | [9 empty] | 0 | 0 | 0 | 0 | 0 | 0 | 0 | 0 | 0 | 0 | 1.7019 | 0 | 0 | 0 | 0.16935 | 0 | 0 | 0 | 0 | 0 | 0 | 0 | 0.047552 | 0.00642 | 0.01284 | 0.01926 | 0.02568 | 0.21072 | 0.1085 | 0 |  | 0.1819 | 0.2177 | 0.2978 | 0.4476
2014-08-12 | 19時 |  | 0 | 0 | 0 | 0 | [9 empty] | 0 | 0 | 0 | 0 | 0 | 0 | 0 | 0 | 0 | 0 | 1.7111 | 0 | 0 | 0 | 0.11908 | 0 | 0 | 0 | 0.29477 | 0 | 0 | 0 | 0.047552 | 0.00013 | 0.00025 | 0.00038 | 0.0005 | 0.12879 | 0 | 0.006537 |  | 0.0998 | 0.1355 | 0.2049 | 0.2056
2014-08-12 | 20時 |  | 0 | 0 | 0 | 0 | [9 empty] | 0 | 0 | 0 | 0 | 0 | 0 | 0 | 0 | 0 | 0 | 1.7104 | 0 | 0 | 0 | 0.1011 | 0 | 0 | 0 | 0.2084 | 0 | 0 | 0 | 0.047552 | 0.00033 | 0.00067 | 0.001 | 0.00133 | 0.16769 | 0.10779 | 0.006537 |  | 0.0917 | 0.1275 | 0.2183 | 0.219
2014-08-12 | 21時 |  | 0 | 0 | 0 | 0 | [9 empty] | 0 | 0 | 0 | 0 | 0 | 0 | 0 | 0 | 0 | 0 | 1.5125 | 0 | 0 | 0 | 0.078788 | 0 | 0 | 0 | 0.20334 | 0 | 0 | 0 | 0.047552 | 0.00628 | 0.01256 | 0.01884 | 0.02512 | 0.12467 | 0.18846 | 0.012659 |  | 0.1755 | 0.2411 | 0.3458 | 0.3465
2014-08-12 | 22時 |  | 0 | 0 | 0 | 0 | [9 empty] | 0 | 0 | 0 | 0 | 0 | 0 | 0 | 0 | 0 | 0 | 0.83849 | 0 | 0 | 0 | 0 | 0 | 0 | 0 | 0.11939 | 0 | 0 | 0 | 0.047552 | 0.00649 | 0.01298 | 0.01947 | 0.02595 | 0.12467 | 0.16133 | 0.043827 |  | 0.1139 | 0.1795 | 0.3002 | 0.3009
2014-08-12 | 23時 |  | 0 | 0 | 0 | 0 | [9 empty] | 0 | 0 | 0 | 0 | 0 | 0 | 0 | 0 | 0 | 0 | 0.53558 | 0 | 0 | 0 | 0 | 0 | 0 | 0 | 0.087984 | 0 | 0 | 0 | 0.047552 | 0.00331 | 0.00661 | 0.00992 | 0.01323 | 0.062335 | 0.15709 | 0.04296 |  | 0.1578 | 0.1578 | 0.1806 | 0.1812
2014-08-13 | 0時 |  | 0 | 0 | 0 | 0 | [9 empty] | 0 | 0 | 0 | 0 | 0 | 0 | 0 | 0 | 0 | 0 | 0.19194 | 0 | 0 | 0 | 0 | 0 | 0 | 0 | 0 | 0 | 0 | 0 | 0.047552 | 0.00013 | 0.00025 | 0.00038 | 0.0005 | 0 | 0 | 0 |  | 0.1578 | 0.1578 | 0.1806 | 0.1812
2014-08-13 | 1時 |  | 0 | 0 | 0 | 0 | [9 empty] | 0 | 0 | 0 | 0 | 0 | 0 | 0 | 0 | 0 | 0 | 0.10633 | 0 | 0 | 0 | 0 | 0 | 0 | 0 | 0 | 0 | 0 | 0 | 0.047552 | 0.00013 | 0.00025 | 0.00038 | 0.0005 | 0 | 0 | 0 |  | 0.0483 | 0.0483 | 0.0711 | 0.0717
2014-08-13 | 2時 |  | 0 | 0 | 0 | 0 | [9 empty] | 0 | 0 | 0 | 0 | 0 | 0 | 0 | 0 | 0 | 0 | 0.052571 | 0 | 0 | 0 | 0 | 0 | 0 | 0 | 0 | 0 | 0 | 0 | 0.047552 | 0.00013 | 0.00025 | 0.00038 | 0.0005 | 0 | 0 | 0 |  | 0.056 | 0.0561 | 0.0788 | 0.0795
2014-08-13 | 3時 |  | 0 | 0 | 0 | 0 | [9 empty] | 0 | 0 | 0 | 0 | 0 | 0 | 0 | 0 | 0 | 0 | 0.027276 | 0 | 0 | 0 | 0 | 0 | 0 | 0 | 0 | 0 | 0 | 0 | 0.047552 | 0.00013 | 0.00025 | 0.00038 | 0.0005 | 0 | 0 | 0 |  | 0.056 | 0.0561 | 0.0788 | 0.0795
2014-08-13 | 4時 |  | 0 | 0 | 0 | 0 | [9 empty] | 0 | 0 | 0 | 0 | 0 | 0 | 0 | 0 | 0 | 0 | 0.014534 | 0 | 0 | 0 | 0 | 0 | 0 | 0 | 0 | 0 | 0 | 0 | 0.047552 | 0.00013 | 0.00025 | 0.00038 | 0.0005 | 0 | 0 | 0 |  | 0.0483 | 0.0483 | 0.0711 | 0.0717
2014-08-13 | 5時 |  | 0 | 0 | 0 | 0 | [9 empty] | 0 | 0 | 0 | 0 | 0 | 0 | 0 | 0 | 0 | 0 | 0.011112 | 0 | 0 | 0 | 0 | 0 | 0 | 0 | 0 | 0 | 0 | 0 | 0.047552 | 0.00013 | 0.00025 | 0.00038 | 0.0005 | 0 | 0 | 0 |  | 0.056 | 0.0561 | 0.0788 | 0.0795
2014-08-13 | 6時 |  | 0 | 0 | 0 | 0 | [9 empty] | 0 | 0 | 0 | 0 | 0 | 0 | 0 | 0 | 0 | 0 | 0.1146 | 0 | 0 | 0 | 0 | 0 | 0 | 0 | 0 | 0 | 0 | 0 | 0.047552 | 0.00013 | 0.00025 | 0.00038 | 0.0005 | 0 | 0 | 0 |  | 0.056 | 0.0561 | 0.0788 | 0.0795
2014-08-13 | 7時 |  | 0 | 0 | 0 | 0 | [9 empty] | 0 | 0 | 0 | 0 | 0 | 0 | 0 | 0 | 0 | 0 | 0.60513 | 0 | 0 | 0 | 0.062745 | 0 | 0 | 0 | 0 | 0 | 0 | 0 | 0.047552 | 0.00054 | 0.00108 | 0.00163 | 0.00217 | 0 | 0.024649 | 0.022689 |  | 0.1168 | 0.1854 | 0.2767 | 0.2774
2014-08-13 | 8時 |  | 0 | 0 | 0 | 0 | [9 empty] | 0 | 0 | 0 | 0 | 0 | 0 | 0 | 0 | 0 | 0 | 1.4892 | 0 | 0 | 0 | 0.1131 | 0 | 0 | 0 | 0.2397 | 0 | 0 | 0 | 0.047552 | 0.00379 | 0.00759 | 0.01138 | 0.01518 | 0.084877 | 0.078545 | 0.064582 |  | 0.2156 | 0.2812 | 0.3696 | 0.3702
2014-08-13 | 9時 |  | 0 | 0 | 0 | 0 | [9 empty] | 0 | 0 | 0 | 0 | 0 | 0 | 0 | 0 | 0 | 0 | 1.6163 | 0 | 0 | 0 | 0.14908 | 0 | 0 | 0 | 0.22748 | 0 | 0 | 0 | 0.047552 | 0.00033 | 0.00067 | 0.001 | 0.00133 | 0.23209 | 0.16325 | 0.052059 |  | 0.2163 | 0.252 | 0.3265 | 0.3272
2014-08-13 | 10時 |  | 0 | 0 | 0 | 0 | [9 empty] | 0 | 0 | 0 | 0 | 0 | 0 | 0 | 0 | 0 | 0 | 1.7385 | 0 | 0 | 0 | 0.16578 | 0 | 0 | 0 | 0.23752 | 0 | 0 | 0 | 0.047552 | 0.00054 | 0.00108 | 0.00163 | 0.00217 | 0.12467 | 0.21558 | 0.037471 |  | 0.1917 | 0.2274 | 0.3128 | 0.3134
2014-08-13 | 11時 |  | 0 | 0 | 0 | 0 | [9 empty] | 0 | 0 | 0 | 0 | 0 | 0 | 0 | 0 | 0 | 0 | 1.6253 | 0 | 0 | 0 | 0.22939 | 0 | 0 | 0 | 0.12444 | 0 | 0 | 0 | 0.047552 | 0.00033 | 0.00067 | 0.001 | 0.00133 | 0.12467 | 0.21558 | 0 |  | 0.1994 | 0.2352 | 0.315 | 0.3157
2014-08-13 | 12時 |  | 0 | 0 | 0 | 0 | [9 empty] | 0 | 0 | 0 | 0 | 0 | 0 | 0 | 0 | 0 | 0 | 1.8012 | 0 | 0 | 0 | 0.16844 | 0 | 0 | 0 | 0 | 0 | 0 | 0 | 0.047552 | 0.00338 | 0.00675 | 0.01013 | 0.01351 | 0.14721 | 0.13456 | 0.018352 |  | 0.1983 | 0.2727 | 0.3698 | 0.3705
2014-08-13 | 13時 |  | 0 | 0 | 0 | 0 | [9 empty] | 0 | 0 | 0 | 0 | 0 | 0 | 0 | 0 | 0 | 0 | 1.7952 | 0 | 0 | 0 | 0 | 0 | 0 | 0 | 0 | 0 | 0 | 0 | 0.047552 | 0.00033 | 0.00067 | 0.001 | 0.00133 | 0.13756 | 0.026771 | 0.023629 |  | 0.0483 | 0.0483 | 0.0711 | 0.0717
2014-08-13 | 14時 |  | 0 | 0 | 0 | 0 | [9 empty] | 0 | 0 | 0 | 0 | 0 | 0 | 0 | 0 | 0 | 0 | 1.7456 | 0 | 0 | 0 | 0 | 0 | 0 | 0 | 0 | 0 | 0 | 0 | 0.047552 | 0.00013 | 0.00025 | 0.00038 | 0.0005 | 0 | 0 | 0 |  | 0.056 | 0.0561 | 0.0788 | 0.0795
2014-08-13 | 15時 |  | 0 | 0 | 0 | 0 | [9 empty] | 0 | 0 | 0 | 0 | 0 | 0 | 0 | 0 | 0 | 0 | 1.8203 | 0 | 0 | 0 | 0.37051 | 0 | 0 | 0 | 0.21144 | 0 | 0 | 0 | 0.047552 | 0.00013 | 0.00025 | 0.00038 | 0.0005 | 0 | 0 | 0 |  | 0.056 | 0.0561 | 0.0788 | 0.0795
2014-08-13 | 16時 |  | 0 | 0 | 0 | 0 | [9 empty] | 0 | 0 | 0 | 0 | 0 | 0 | 0 | 0 | 0 | 0 | 1.8763 | 0 | 0 | 0 | 0.26732 | 0 | 0 | 0 | 0.13039 | 0 | 0 | 0 | 0.047552 | 0.00054 | 0.00108 | 0.00163 | 0.00217 | 0.062335 | 0.054249 | 0.024058 |  | 0.2095 | 0.275 | 0.3956 | 0.5453
2014-08-13 | 17時 |  | 0 | 0 | 0 | 0 | [9 empty] | 0 | 0 | 0 | 0 | 0 | 0 | 0 | 0 | 0 | 0 | 1.8393 | 0 | 0 | 0 | 0.21553 | 0 | 0 | 0 | 0.11639 | 0 | 0 | 0 | 0.047552 | 0.00642 | 0.01284 | 0.01926 | 0.02568 | 0.12467 | 0.1085 | 0.026923 |  | 0.2423 | 0.2781 | 0.3689 | 0.5187
2014-08-13 | 18時 |  | 0 | 0 | 0 | 0 | [9 empty] | 0 | 0 | 0 | 0 | 0 | 0 | 0 | 0 | 0 | 0 | 1.5552 | 0 | 0 | 0 | 0.14624 | 0 | 0 | 0 | 0 | 0 | 0 | 0 | 0.047552 | 0.00642 | 0.01284 | 0.01926 | 0.02568 | 0.21072 | 0.1085 | 0 |  | 0.1819 | 0.2177 | 0.2978 | 0.4476
2014-08-13 | 19時 |  | 0 | 0 | 0 | 0 | [9 empty] | 0 | 0 | 0 | 0 | 0 | 0 | 0 | 0 | 0 | 0 | 1.5312 | 0 | 0 | 0 | 0.11331 | 0 | 0 | 0 | 0.27995 | 0 | 0 | 0 | 0.047552 | 0.00013 | 0.00025 | 0.00038 | 0.0005 | 0.12879 | 0 | 0.006537 |  | 0.0998 | 0.1355 | 0.2049 | 0.2056
2014-08-13 | 20時 |  | 0 | 0 | 0 | 0 | [9 empty] | 0 | 0 | 0 | 0 | 0 | 0 | 0 | 0 | 0 | 0 | 1.5121 | 0 | 0 | 0 | 0.10233 | 0 | 0 | 0 | 0.20717 | 0 | 0 | 0 | 0.047552 | 0.00033 | 0.00067 | 0.001 | 0.00133 | 0.16769 | 0.10779 | 0.006537 |  | 0.0917 | 0.1275 | 0.2183 | 0.219
2014-08-13 | 21時 |  | 0 | 0 | 0 | 0 | [9 empty] | 0 | 0 | 0 | 0 | 0 | 0 | 0 | 0 | 0 | 0 | 1.3965 | 0 | 0 | 0 | 0.079787 | 0 | 0 | 0 | 0.20372 | 0 | 0 | 0 | 0.047552 | 0.00628 | 0.01256 | 0.01884 | 0.02512 | 0.12467 | 0.18846 | 0.012659 |  | 0.1755 | 0.2411 | 0.3458 | 0.3465
2014-08-13 | 22時 |  | 0 | 0 | 0 | 0 | [9 empty] | 0 | 0 | 0 | 0 | 0 | 0 | 0 | 0 | 0 | 0 | 0.59235 | 0 | 0 | 0 | 0 | 0 | 0 | 0 | 0.092042 | 0 | 0 | 0 | 0.047552 | 0.00649 | 0.01298 | 0.01947 | 0.02595 | 0.12467 | 0.16133 | 0.043827 |  | 0.1139 | 0.1795 | 0.3002 | 0.3009
2014-08-13 | 23時 |  | 0 | 0 | 0 | 0 | [9 empty] | 0 | 0 | 0 | 0 | 0 | 0 | 0 | 0 | 0 | 0 | 0.2909 | 0 | 0 | 0 | 0 | 0 | 0 | 0 | 0 | 0 | 0 | 0 | 0.047552 | 0.00331 | 0.00661 | 0.00992 | 0.01323 | 0.062335 | 0.15709 | 0.04296 |  | 0.1578 | 0.1578 | 0.1806 | 0.1812
2014-08-14 | 0時 |  | 0 | 0 | 0 | 0 | [9 empty] | 0 | 0 | 0 | 0 | 0 | 0 | 0 | 0 | 0 | 0 | 0.18939 | 0 | 0 | 0 | 0 | 0 | 0 | 0 | 0 | 0 | 0 | 0 | 0.047552 | 0.00013 | 0.00025 | 0.00038 | 0.0005 | 0 | 0.078899 | 0.011656 |  | 0.1578 | 0.1578 | 0.1806 | 0.1812
2014-08-14 | 1時 |  | 0 | 0 | 0 | 0 | [9 empty] | 0 | 0 | 0 | 0 | 0 | 0 | 0 | 0 | 0 | 0 | 0.15497 | 0 | 0 | 0 | 0 | 0 | 0 | 0 | 0 | 0 | 0 | 0 | 0.047552 | 0.00013 | 0.00025 | 0.00038 | 0.0005 | 0 | 0 | 0 |  | 0.0483 | 0.0483 | 0.0711 | 0.0717
2014-08-14 | 2時 |  | 0 | 0 | 0 | 0 | [9 empty] | 0 | 0 | 0 | 0 | 0 | 0 | 0 | 0 | 0 | 0 | 0.10577 | 0 | 0 | 0 | 0 | 0 | 0 | 0 | 0 | 0 | 0 | 0 | 0.047552 | 0.00013 | 0.00025 | 0.00038 | 0.0005 | 0 | 0 | 0 |  | 0.056 | 0.0561 | 0.0788 | 0.0795
2014-08-14 | 3時 |  | 0 | 0 | 0 | 0 | [9 empty] | 0 | 0 | 0 | 0 | 0 | 0 | 0 | 0 | 0 | 0 | 0.072488 | 0 | 0 | 0 | 0 | 0 | 0 | 0 | 0 | 0 | 0 | 0 | 0.047552 | 0.00013 | 0.00025 | 0.00038 | 0.0005 | 0 | 0 | 0 |  | 0.056 | 0.0561 | 0.0788 | 0.0795
2014-08-14 | 4時 |  | 0 | 0 | 0 | 0 | [9 empty] | 0 | 0 | 0 | 0 | 0 | 0 | 0 | 0 | 0 | 0 | 0.069884 | 0 | 0 | 0 | 0 | 0 | 0 | 0 | 0 | 0 | 0 | 0 | 0.047552 | 0.00013 | 0.00025 | 0.00038 | 0.0005 | 0 | 0 | 0 |  | 0.0483 | 0.0483 | 0.0711 | 0.0717
2014-08-14 | 5時 |  | 0 | 0 | 0 | 0 | [9 empty] | 0 | 0 | 0 | 0 | 0 | 0 | 0 | 0 | 0 | 0 | 0.097148 | 0 | 0 | 0 | 0 | 0 | 0 | 0 | 0 | 0 | 0 | 0 | 0.047552 | 0.00013 | 0.00025 | 0.00038 | 0.0005 | 0 | 0 | 0 |  | 0.056 | 0.0561 | 0.0788 | 0.0795
2014-08-14 | 6時 |  | 0 | 0 | 0 | 0 | [9 empty] | 0 | 0 | 0 | 0 | 0 | 0 | 0 | 0 | 0 | 0 | 1.0156 | 0 | 0 | 0 | 0.08783 | 0 | 0 | 0 | 0 | 0 | 0 | 0 | 0.047552 | 0.00338 | 0.00675 | 0.01013 | 0.01351 | 0 | 0.024649 | 0.011815 |  | 0.1925 | 0.2611 | 0.3525 | 0.3531
2014-08-14 | 7時 |  | 0 | 0 | 0 | 0 | [9 empty] | 0 | 0 | 0 | 0 | 0 | 0 | 0 | 0 | 0 | 0 | 1.6798 | 0 | 0 | 0 | 0.095651 | 0 | 0 | 0 | 0 | 0 | 0 | 0 | 0.047552 | 0.00054 | 0.00108 | 0.00163 | 0.00217 | 0.13859 | 0.053895 | 0.036861 |  | 0.1524 | 0.248 | 0.3662 | 0.3669
2014-08-14 | 8時 |  | 0 | 0 | 0 | 0 | [9 empty] | 0 | 0 | 0 | 0 | 0 | 0 | 0 | 0 | 0 | 0 | 1.812 | 0 | 0 | 0 | 0.1508 | 0 | 0 | 0 | 0 | 0 | 0 | 0 | 0.047552 | 0.00054 | 0.00108 | 0.00163 | 0.00217 | 0.093503 | 0 | 0.035602 |  | 0.1091 | 0.1448 | 0.2032 | 0.2039
2014-08-14 | 9時 |  | 0 | 0 | 0 | 0 | [9 empty] | 0 | 0 | 0 | 0 | 0 | 0 | 0 | 0 | 0 | 0 | 1.8308 | 0 | 0 | 0 | 0 | 0 | 0 | 0 | 0 | 0 | 0 | 0 | 0.047552 | 0.00013 | 0.00025 | 0.00038 | 0.0005 | 0.17838 | 0.10971 | 0.042749 |  | 0.3011 | 0.3368 | 0.3953 | 0.396
2014-08-14 | 10時 |  | 0 | 0 | 0 | 0 | [9 empty] | 0 | 0 | 0 | 0 | 0 | 0 | 0 | 0 | 0 | 0 | 1.8999 | 0 | 0 | 0 | 0 | 0 | 0 | 0 | 0 | 0 | 0 | 0 | 0.047552 | 0.00033 | 0.00067 | 0.001 | 0.00133 | 0.093503 | 0 | 0.012523 |  | 0.0483 | 0.0483 | 0.0711 | 0.0717
2014-08-14 | 11時 |  | 0 | 0 | 0 | 0 | [9 empty] | 0 | 0 | 0 | 0 | 0 | 0 | 0 | 0 | 0 | 0 | 2.1024 | 0 | 0 | 0 | 0.64823 | 0 | 0 | 0 | 0 | 0 | 0 | 0 | 0.047552 | 0.00013 | 0.00025 | 0.00038 | 0.0005 | 0 | 0 | 0.0052775 |  | 0.056 | 0.0561 | 0.0788 | 0.0795
2014-08-14 | 12時 |  | 0 | 0 | 0 | 0 | [9 empty] | 0 | 0 | 0 | 0 | 0 | 0 | 0 | 0 | 0 | 0 | 2.1089 | 0 | 0 | 0 | 0.2411 | 0 | 0 | 0 | 0 | 0 | 0 | 0 | 0.047552 | 0.00338 | 0.00675 | 0.01013 | 0.01351 | 0.05371 | 0 | 0.0052775 |  | 0.1983 | 0.2727 | 0.3698 | 0.3705
2014-08-14 | 13時 |  | 0 | 0 | 0 | 0 | [9 empty] | 0 | 0 | 0 | 0 | 0 | 0 | 0 | 0 | 0 | 0 | 2.2269 | 0 | 0 | 0 | 0 | 0 | 0 | 0 | 0 | 0 | 0 | 0 | 0.047552 | 0.00033 | 0.00067 | 0.001 | 0.00133 | 0.11604 | 0 | 0 |  | 0.0483 | 0.0483 | 0.0711 | 0.0717
2014-08-14 | 14時 |  | 0 | 0 | 0 | 0 | [9 empty] | 0 | 0 | 0 | 0 | 0 | 0 | 0 | 0 | 0 | 0 | 2.2069 | 0 | 0 | 0 | 0 | 0 | 0 | 0 | 0 | 0 | 0 | 0 | 0.047552 | 0.00013 | 0.00025 | 0.00038 | 0.0005 | 0.031168 | 0 | 0.017801 |  | 0.056 | 0.0561 | 0.0788 | 0.0795
2014-08-14 | 15時 |  | 0 | 0 | 0 | 0 | [9 empty] | 0 | 0 | 0 | 0 | 0 | 0 | 0 | 0 | 0 | 0 | 2.2327 | 0 | 0 | 0 | 0.37953 | 0 | 0 | 0 | 0 | 0 | 0 | 0 | 0.047552 | 0.00013 | 0.00025 | 0.00038 | 0.0005 | 0 | 0 | 0 |  | 0.056 | 0.0561 | 0.0788 | 0.0795
2014-08-14 | 16時 |  | 0 | 0 | 0 | 0 | [9 empty] | 0 | 0 | 0 | 0 | 0 | 0 | 0 | 0 | 0 | 0 | 2.1233 | 0 | 0 | 0 | 0.19794 | 0 | 0 | 0 | 0 | 0 | 0 | 0 | 0.047552 | 0.00033 | 0.00067 | 0.001 | 0.00133 | 0.062335 | 0 | 0.0052775 |  | 0.0483 | 0.0483 | 0.0711 | 0.0717
2014-08-14 | 17時 |  | 0 | 0 | 0 | 0 | [9 empty] | 0 | 0 | 0 | 0 | 0 | 0 | 0 | 0 | 0 | 0 | 1.9657 | 0 | 0 | 0 | 0.24727 | 0 | 0 | 0 | 0.32544 | 0 | 0 | 0 | 0.047552 | 0.00033 | 0.00067 | 0.001 | 0.00133 | 0.10536 | 0 | 0.0082775 |  | 0.1304 | 0.2048 | 0.3019 | 0.3026
2014-08-14 | 18時 |  | 0 | 0 | 0 | 0 | [9 empty] | 0 | 0 | 0 | 0 | 0 | 0 | 0 | 0 | 0 | 0 | 1.8287 | 0 | 0 | 0 | 0.21901 | 0 | 0 | 0 | 0 | 0 | 0 | 0 | 0.047552 | 0.00642 | 0.01284 | 0.01926 | 0.02568 | 0.12467 | 0 | 0.0082775 |  | 0.303 | 0.3387 | 0.3972 | 0.5469
2014-08-14 | 19時 |  | 0 | 0 | 0 | 0 | [9 empty] | 0 | 0 | 0 | 0 | 0 | 0 | 0 | 0 | 0 | 0 | 1.7564 | 0 | 0 | 0 | 0.13944 | 0 | 0 | 0 | 0.26064 | 0 | 0 | 0 | 0.047552 | 0.00642 | 0.01284 | 0.01926 | 0.02568 | 0.21072 | 0.10708 | 0.0082775 |  | 0.0991 | 0.1348 | 0.1932 | 0.1939
2014-08-14 | 20時 |  | 0 | 0 | 0 | 0 | [9 empty] | 0 | 0 | 0 | 0 | 0 | 0 | 0 | 0 | 0 | 0 | 1.7236 | 0 | 0 | 0 | 0.10684 | 0 | 0 | 0 | 0.12276 | 0 | 0 | 0 | 0.047552 | 0.00033 | 0.00067 | 0.001 | 0.00133 | 0.14927 | 0.027125 | 0 |  | 0.0917 | 0.1275 | 0.2102 | 0.2109
2014-08-14 | 21時 |  | 0 | 0 | 0 | 0 | [9 empty] | 0 | 0 | 0 | 0 | 0 | 0 | 0 | 0 | 0 | 0 | 1.6753 | 0 | 0 | 0 | 0.09266 | 0 | 0 | 0 | 0.22358 | 0 | 0 | 0 | 0.047552 | 0.00033 | 0.00067 | 0.001 | 0.00133 | 0.14618 | 0.10814 | 0.031304 |  | 0.1216 | 0.1873 | 0.2837 | 0.2844
2014-08-14 | 22時 |  | 0 | 0 | 0 | 0 | [9 empty] | 0 | 0 | 0 | 0 | 0 | 0 | 0 | 0 | 0 | 0 | 1.5802 | 0 | 0 | 0 | 0.080852 | 0 | 0 | 0 | 0.21086 | 0 | 0 | 0 | 0.047552 | 0.00628 | 0.01256 | 0.01884 | 0.02512 | 0.12467 | 0.16133 | 0.043827 |  | 0.1738 | 0.1917 | 0.262 | 0.2626
2014-08-14 | 23時 |  | 0 | 0 | 0 | 0 | [9 empty] | 0 | 0 | 0 | 0 | 0 | 0 | 0 | 0 | 0 | 0 | 0.63278 | 0 | 0 | 0 | 0 | 0 | 0 | 0 | 0.087727 | 0 | 0 | 0 | 0.047552 | 0.0067 | 0.01339 | 0.02009 | 0.02679 | 0.12467 | 0.18881 | 0.031848 |  | 0.1877 | 0.2176 | 0.2756 | 0.2763
2014-08-15 | 0時 |  | 0 | 0 | 0 | 0 | [9 empty] | 0 | 0 | 0 | 0 | 0 | 0 | 0 | 0 | 0 | 0 | 0.43384 | 0 | 0 | 0 | 0 | 0 | 0 | 0 | 0 | 0 | 0 | 0 | 0.047552 | 0.00013 | 0.00025 | 0.00038 | 0.0005 | 0 | 0.078899 | 0.011656 |  | 0.1578 | 0.1578 | 0.1806 | 0.1812
2014-08-15 | 1時 |  | 0 | 0 | 0 | 0 | [9 empty] | 0 | 0 | 0 | 0 | 0 | 0 | 0 | 0 | 0 | 0 | 0.34238 | 0 | 0 | 0 | 0 | 0 | 0 | 0 | 0 | 0 | 0 | 0 | 0.047552 | 0.00013 | 0.00025 | 0.00038 | 0.0005 | 0 | 0 | 0 |  | 0.0483 | 0.0483 | 0.0711 | 0.0717
2014-08-15 | 2時 |  | 0 | 0 | 0 | 0 | [9 empty] | 0 | 0 | 0 | 0 | 0 | 0 | 0 | 0 | 0 | 0 | 0.25995 | 0 | 0 | 0 | 0 | 0 | 0 | 0 | 0 | 0 | 0 | 0 | 0.047552 | 0.00013 | 0.00025 | 0.00038 | 0.0005 | 0 | 0 | 0 |  | 0.056 | 0.0561 | 0.0788 | 0.0795
2014-08-15 | 3時 |  | 0 | 0 | 0 | 0 | [9 empty] | 0 | 0 | 0 | 0 | 0 | 0 | 0 | 0 | 0 | 0 | 0.20872 | 0 | 0 | 0 | 0 | 0 | 0 | 0 | 0 | 0 | 0 | 0 | 0.047552 | 0.00013 | 0.00025 | 0.00038 | 0.0005 | 0 | 0 | 0 |  | 0.056 | 0.0561 | 0.0788 | 0.0795
2014-08-15 | 4時 |  | 0 | 0 | 0 | 0 | [9 empty] | 0 | 0 | 0 | 0 | 0 | 0 | 0 | 0 | 0 | 0 | 0.17686 | 0 | 0 | 0 | 0 | 0 | 0 | 0 | 0 | 0 | 0 | 0 | 0.047552 | 0.00013 | 0.00025 | 0.00038 | 0.0005 | 0 | 0 | 0 |  | 0.0483 | 0.0483 | 0.0711 | 0.0717
2014-08-15 | 5時 |  | 0 | 0 | 0 | 0 | [9 empty] | 0 | 0 | 0 | 0 | 0 | 0 | 0 | 0 | 0 | 0 | 0.25015 | 0 | 0 | 0 | 0 | 0 | 0 | 0 | 0 | 0 | 0 | 0 | 0.047552 | 0.00013 | 0.00025 | 0.00038 | 0.0005 | 0 | 0 | 0 |  | 0.056 | 0.0561 | 0.0788 | 0.0795
2014-08-15 | 6時 |  | 0 | 0 | 0 | 0 | [9 empty] | 0 | 0 | 0 | 0 | 0 | 0 | 0 | 0 | 0 | 0 | 1.2719 | 0 | 0 | 0 | 0.037893 | 0 | 0 | 0 | 0 | 0 | 0 | 0 | 0.047552 | 0.00338 | 0.00675 | 0.01013 | 0.01351 | 0 | 0.024649 | 0.011815 |  | 0.1925 | 0.2611 | 0.3525 | 0.3531
2014-08-15 | 7時 |  | 0 | 0 | 0 | 0 | [9 empty] | 0 | 0 | 0 | 0 | 0 | 0 | 0 | 0 | 0 | 0 | 1.7043 | 0 | 0 | 0 | 0.065503 | 0 | 0 | 0 | 0 | 0 | 0 | 0 | 0.047552 | 0.00054 | 0.00108 | 0.00163 | 0.00217 | 0.13859 | 0.053895 | 0.036861 |  | 0.1524 | 0.248 | 0.3662 | 0.3669
2014-08-15 | 8時 |  | 0 | 0 | 0 | 0 | [9 empty] | 0 | 0 | 0 | 0 | 0 | 0 | 0 | 0 | 0 | 0 | 1.7688 | 0 | 0 | 0 | 0.076599 | 0 | 0 | 0 | 0 | 0 | 0 | 0 | 0.047552 | 0.00054 | 0.00108 | 0.00163 | 0.00217 | 0.093503 | 0 | 0.035602 |  | 0.1091 | 0.1448 | 0.2032 | 0.2039
2014-08-15 | 9時 |  | 0 | 0 | 0 | 0 | [9 empty] | 0 | 0 | 0 | 0 | 0 | 0 | 0 | 0 | 0 | 0 | 1.8474 | 0 | 0 | 0 | 0 | 0 | 0 | 0 | 0 | 0 | 0 | 0 | 0.047552 | 0.00013 | 0.00025 | 0.00038 | 0.0005 | 0.17838 | 0.10971 | 0.042749 |  | 0.3011 | 0.3368 | 0.3953 | 0.396
2014-08-15 | 10時 |  | 0 | 0 | 0 | 0 | [9 empty] | 0 | 0 | 0 | 0 | 0 | 0 | 0 | 0 | 0 | 0 | 2.0129 | 0 | 0 | 0 | 0 | 0 | 0 | 0 | 0 | 0 | 0 | 0 | 0.047552 | 0.00033 | 0.00067 | 0.001 | 0.00133 | 0.093503 | 0 | 0.012523 |  | 0.0483 | 0.0483 | 0.0711 | 0.0717
2014-08-15 | 11時 |  | 0 | 0 | 0 | 0 | [9 empty] | 0 | 0 | 0 | 0 | 0 | 0 | 0 | 0 | 0 | 0 | 2.1873 | 0 | 0 | 0 | 0.13318 | 0 | 0 | 0 | 0 | 0 | 0 | 0 | 0.047552 | 0.00013 | 0.00025 | 0.00038 | 0.0005 | 0 | 0 | 0.0052775 |  | 0.056 | 0.0561 | 0.0788 | 0.0795
2014-08-15 | 12時 |  | 0 | 0 | 0 | 0 | [9 empty] | 0 | 0 | 0 | 0 | 0 | 0 | 0 | 0 | 0 | 0 | 2.2237 | 0 | 0 | 0 | 0.11466 | 0 | 0 | 0 | 0 | 0 | 0 | 0 | 0.047552 | 0.00338 | 0.00675 | 0.01013 | 0.01351 | 0.05371 | 0 | 0.0052775 |  | 0.1983 | 0.2727 | 0.3698 | 0.3705
2014-08-15 | 13時 |  | 0 | 0 | 0 | 0 | [9 empty] | 0 | 0 | 0 | 0 | 0 | 0 | 0 | 0 | 0 | 0 | 2.2377 | 0 | 0 | 0 | 0 | 0 | 0 | 0 | 0 | 0 | 0 | 0 | 0.047552 | 0.00033 | 0.00067 | 0.001 | 0.00133 | 0.11604 | 0 | 0 |  | 0.0483 | 0.0483 | 0.0711 | 0.0717
2014-08-15 | 14時 |  | 0 | 0 | 0 | 0 | [9 empty] | 0 | 0 | 0 | 0 | 0 | 0 | 0 | 0 | 0 | 0 | 2.1783 | 0 | 0 | 0 | 0 | 0 | 0 | 0 | 0 | 0 | 0 | 0 | 0.047552 | 0.00013 | 0.00025 | 0.00038 | 0.0005 | 0.031168 | 0 | 0.017801 |  | 0.056 | 0.0561 | 0.0788 | 0.0795
2014-08-15 | 15時 |  | 0 | 0 | 0 | 0 | [9 empty] | 0 | 0 | 0 | 0 | 0 | 0 | 0 | 0 | 0 | 0 | 2.3656 | 0 | 0 | 0 | 0.17004 | 0 | 0 | 0 | 0 | 0 | 0 | 0 | 0.047552 | 0.00013 | 0.00025 | 0.00038 | 0.0005 | 0 | 0 | 0 |  | 0.056 | 0.0561 | 0.0788 | 0.0795
2014-08-15 | 16時 |  | 0 | 0 | 0 | 0 | [9 empty] | 0 | 0 | 0 | 0 | 0 | 0 | 0 | 0 | 0 | 0 | 2.1967 | 0 | 0 | 0 | 0.10686 | 0 | 0 | 0 | 0 | 0 | 0 | 0 | 0.047552 | 0.00033 | 0.00067 | 0.001 | 0.00133 | 0.062335 | 0 | 0.0052775 |  | 0.0483 | 0.0483 | 0.0711 | 0.0717
2014-08-15 | 17時 |  | 0 | 0 | 0 | 0 | [9 empty] | 0 | 0 | 0 | 0 | 0 | 0 | 0 | 0 | 0 | 0 | 2.142 | 0 | 0 | 0 | 0.12262 | 0 | 0 | 0 | 0.13466 | 0 | 0 | 0 | 0.047552 | 0.00033 | 0.00067 | 0.001 | 0.00133 | 0.10536 | 0 | 0.0082775 |  | 0.1304 | 0.2048 | 0.3019 | 0.3026
2014-08-15 | 18時 |  | 0 | 0 | 0 | 0 | [9 empty] | 0 | 0 | 0 | 0 | 0 | 0 | 0 | 0 | 0 | 0 | 1.9982 | 0 | 0 | 0 | 0.086626 | 0 | 0 | 0 | 0 | 0 | 0 | 0 | 0.047552 | 0.00642 | 0.01284 | 0.01926 | 0.02568 | 0.12467 | 0 | 0.0082775 |  | 0.303 | 0.3387 | 0.3972 | 0.5469
2014-08-15 | 19時 |  | 0 | 0 | 0 | 0 | [9 empty] | 0 | 0 | 0 | 0 | 0 | 0 | 0 | 0 | 0 | 0 | 1.9349 | 0 | 0 | 0 | 0.088455 | 0 | 0 | 0 | 0.11771 | 0 | 0 | 0 | 0.047552 | 0.00642 | 0.01284 | 0.01926 | 0.02568 | 0.21072 | 0.10708 | 0.0082775 |  | 0.0991 | 0.1348 | 0.1932 | 0.1939
2014-08-15 | 20時 |  | 0 | 0 | 0 | 0 | [9 empty] | 0 | 0 | 0 | 0 | 0 | 0 | 0 | 0 | 0 | 0 | 1.8158 | 0 | 0 | 0 | 0.068188 | 0 | 0 | 0 | 0.089998 | 0 | 0 | 0 | 0.047552 | 0.00033 | 0.00067 | 0.001 | 0.00133 | 0.14927 | 0.027125 | 0 |  | 0.0917 | 0.1275 | 0.2102 | 0.2109
2014-08-15 | 21時 |  | 0 | 0 | 0 | 0 | [9 empty] | 0 | 0 | 0 | 0 | 0 | 0 | 0 | 0 | 0 | 0 | 1.7095 | 0 | 0 | 0 | 0.051993 | 0 | 0 | 0 | 0.1901 | 0 | 0 | 0 | 0.047552 | 0.00033 | 0.00067 | 0.001 | 0.00133 | 0.14618 | 0.10814 | 0.031304 |  | 0.1216 | 0.1873 | 0.2837 | 0.2844
2014-08-15 | 22時 |  | 0 | 0 | 0 | 0 | [9 empty] | 0 | 0 | 0 | 0 | 0 | 0 | 0 | 0 | 0 | 0 | 1.7449 | 0 | 0 | 0 | 0.035509 | 0 | 0 | 0 | 0.091194 | 0 | 0 | 0 | 0.047552 | 0.00628 | 0.01256 | 0.01884 | 0.02512 | 0.12467 | 0.16133 | 0.043827 |  | 0.1738 | 0.1917 | 0.262 | 0.2626
2014-08-15 | 23時 |  | 0 | 0 | 0 | 0 | [9 empty] | 0 | 0 | 0 | 0 | 0 | 0 | 0 | 0 | 0 | 0 | 1.0942 | 0 | 0 | 0 | 0 | 0 | 0 | 0 | 0 | 0 | 0 | 0 | 0.047552 | 0.0067 | 0.01339 | 0.02009 | 0.02679 | 0.12467 | 0.18881 | 0.031848 |  | 0.1877 | 0.2176 | 0.2756 | 0.2763
2014-08-16 | 0時 |  | 0 | 0 | 0 | 0 | [9 empty] | 0 | 0 | 0 | 0 | 0 | 0 | 0 | 0 | 0 | 0 | 0.24169 | 0 | 0 | 0 | 0 | 0 | 0 | 0 | 0 | 0 | 0 | 0 | 0.047552 | 0.00013 | 0.00025 | 0.00038 | 0.0005 | 0 | 0.078899 | 0.011656 |  | 0.1578 | 0.1578 | 0.1806 | 0.1812
2014-08-16 | 1時 |  | 0 | 0 | 0 | 0 | [9 empty] | 0 | 0 | 0 | 0 | 0 | 0 | 0 | 0 | 0 | 0 | 0.11066 | 0 | 0 | 0 | 0 | 0 | 0 | 0 | 0 | 0 | 0 | 0 | 0.047552 | 0.00013 | 0.00025 | 0.00038 | 0.0005 | 0 | 0 | 0 |  | 0.0483 | 0.0483 | 0.0711 | 0.0717
2014-08-16 | 2時 |  | 0 | 0 | 0 | 0 | [9 empty] | 0 | 0 | 0 | 0 | 0 | 0 | 0 | 0 | 0 | 0 | 0.049794 | 0 | 0 | 0 | 0 | 0 | 0 | 0 | 0 | 0 | 0 | 0 | 0.047552 | 0.00013 | 0.00025 | 0.00038 | 0.0005 | 0 | 0 | 0 |  | 0.056 | 0.0561 | 0.0788 | 0.0795
2014-08-16 | 3時 |  | 0 | 0 | 0 | 0 | [9 empty] | 0 | 0 | 0 | 0 | 0 | 0 | 0 | 0 | 0 | 0 | 0.031543 | 0 | 0 | 0 | 0 | 0 | 0 | 0 | 0 | 0 | 0 | 0 | 0.047552 | 0.00013 | 0.00025 | 0.00038 | 0.0005 | 0 | 0 | 0 |  | 0.056 | 0.0561 | 0.0788 | 0.0795
2014-08-16 | 4時 |  | 0 | 0 | 0 | 0 | [9 empty] | 0 | 0 | 0 | 0 | 0 | 0 | 0 | 0 | 0 | 0 | 0.029016 | 0 | 0 | 0 | 0 | 0 | 0 | 0 | 0 | 0 | 0 | 0 | 0.047552 | 0.00013 | 0.00025 | 0.00038 | 0.0005 | 0 | 0 | 0 |  | 0.0483 | 0.0483 | 0.0711 | 0.0717
2014-08-16 | 5時 |  | 0 | 0 | 0 | 0 | [9 empty] | 0 | 0 | 0 | 0 | 0 | 0 | 0 | 0 | 0 | 0 | 0.033494 | 0 | 0 | 0 | 0 | 0 | 0 | 0 | 0 | 0 | 0 | 0 | 0.047552 | 0.00013 | 0.00025 | 0.00038 | 0.0005 | 0 | 0 | 0 |  | 0.056 | 0.0561 | 0.0788 | 0.0795
2014-08-16 | 6時 |  | 0 | 0 | 0 | 0 | [9 empty] | 0 | 0 | 0 | 0 | 0 | 0 | 0 | 0 | 0 | 0 | 0.45102 | 0 | 0 | 0 | 0 | 0 | 0 | 0 | 0 | 0 | 0 | 0 | 0.047552 | 0.00338 | 0.00675 | 0.01013 | 0.01351 | 0 | 0.024649 | 0.011815 |  | 0.1925 | 0.2611 | 0.3525 | 0.3531
2014-08-16 | 7時 |  | 0 | 0 | 0 | 0 | [9 empty] | 0 | 0 | 0 | 0 | 0 | 0 | 0 | 0 | 0 | 0 | 1.0616 | 0 | 0 | 0 | 0 | 0 | 0 | 0 | 0 | 0 | 0 | 0 | 0.047552 | 0.00054 | 0.00108 | 0.00163 | 0.00217 | 0.13859 | 0.053895 | 0.036861 |  | 0.1524 | 0.248 | 0.3662 | 0.3669
2014-08-16 | 8時 |  | 0 | 0 | 0 | 0 | [9 empty] | 0 | 0 | 0 | 0 | 0 | 0 | 0 | 0 | 0 | 0 | 1.598 | 0 | 0 | 0 | 0.062082 | 0 | 0 | 0 | 0 | 0 | 0 | 0 | 0.047552 | 0.00054 | 0.00108 | 0.00163 | 0.00217 | 0.093503 | 0 | 0.035602 |  | 0.1091 | 0.1448 | 0.2032 | 0.2039
2014-08-16 | 9時 |  | 0 | 0 | 0 | 0 | [9 empty] | 0 | 0 | 0 | 0 | 0 | 0 | 0 | 0 | 0 | 0 | 1.7243 | 0 | 0 | 0 | 0 | 0 | 0 | 0 | 0 | 0 | 0 | 0 | 0.047552 | 0.00013 | 0.00025 | 0.00038 | 0.0005 | 0.17838 | 0.10971 | 0.042749 |  | 0.3011 | 0.3368 | 0.3953 | 0.396
2014-08-16 | 10時 |  | 0 | 0 | 0 | 0 | [9 empty] | 0 | 0 | 0 | 0 | 0 | 0 | 0 | 0 | 0 | 0 | 1.7398 | 0 | 0 | 0 | 0 | 0 | 0 | 0 | 0 | 0 | 0 | 0 | 0.047552 | 0.00033 | 0.00067 | 0.001 | 0.00133 | 0.093503 | 0 | 0.012523 |  | 0.0483 | 0.0483 | 0.0711 | 0.0717
2014-08-16 | 11時 |  | 0 | 0 | 0 | 0 | [9 empty] | 0 | 0 | 0 | 0 | 0 | 0 | 0 | 0 | 0 | 0 | 1.7555 | 0 | 0 | 0 | 0.15986 | 0 | 0 | 0 | 0 | 0 | 0 | 0 | 0.047552 | 0.00013 | 0.00025 | 0.00038 | 0.0005 | 0 | 0 | 0.0052775 |  | 0.056 | 0.0561 | 0.0788 | 0.0795
2014-08-16 | 12時 |  | 0 | 0 | 0 | 0 | [9 empty] | 0 | 0 | 0 | 0 | 0 | 0 | 0 | 0 | 0 | 0 | 2.0306 | 0 | 0 | 0 | 0.11492 | 0 | 0 | 0 | 0 | 0 | 0 | 0 | 0.047552 | 0.00338 | 0.00675 | 0.01013 | 0.01351 | 0.05371 | 0 | 0.0052775 |  | 0.1983 | 0.2727 | 0.3698 | 0.3705
2014-08-16 | 13時 |  | 0 | 0 | 0 | 0 | [9 empty] | 0 | 0 | 0 | 0 | 0 | 0 | 0 | 0 | 0 | 0 | 2.0563 | 0 | 0 | 0 | 0 | 0 | 0 | 0 | 0 | 0 | 0 | 0 | 0.047552 | 0.00033 | 0.00067 | 0.001 | 0.00133 | 0.11604 | 0 | 0 |  | 0.0483 | 0.0483 | 0.0711 | 0.0717
2014-08-16 | 14時 |  | 0 | 0 | 0 | 0 | [9 empty] | 0 | 0 | 0 | 0 | 0 | 0 | 0 | 0 | 0 | 0 | 2.0844 | 0 | 0 | 0 | 0 | 0 | 0 | 0 | 0 | 0 | 0 | 0 | 0.047552 | 0.00013 | 0.00025 | 0.00038 | 0.0005 | 0.031168 | 0 | 0.017801 |  | 0.056 | 0.0561 | 0.0788 | 0.0795
2014-08-16 | 15時 |  | 0 | 0 | 0 | 0 | [9 empty] | 0 | 0 | 0 | 0 | 0 | 0 | 0 | 0 | 0 | 0 | 2.0868 | 0 | 0 | 0 | 0.16143 | 0 | 0 | 0 | 0 | 0 | 0 | 0 | 0.047552 | 0.00013 | 0.00025 | 0.00038 | 0.0005 | 0 | 0 | 0 |  | 0.056 | 0.0561 | 0.0788 | 0.0795
2014-08-16 | 16時 |  | 0 | 0 | 0 | 0 | [9 empty] | 0 | 0 | 0 | 0 | 0 | 0 | 0 | 0 | 0 | 0 | 1.7809 | 0 | 0 | 0 | 0.10451 | 0 | 0 | 0 | 0 | 0 | 0 | 0 | 0.047552 | 0.00033 | 0.00067 | 0.001 | 0.00133 | 0.062335 | 0 | 0.0052775 |  | 0.0483 | 0.0483 | 0.0711 | 0.0717
2014-08-16 | 17時 |  | 0 | 0 | 0 | 0 | [9 empty] | 0 | 0 | 0 | 0 | 0 | 0 | 0 | 0 | 0 | 0 | 1.8852 | 0 | 0 | 0 | 0.072136 | 0 | 0 | 0 | 0.13107 | 0 | 0 | 0 | 0.047552 | 0.00033 | 0.00067 | 0.001 | 0.00133 | 0.10536 | 0 | 0.0082775 |  | 0.1304 | 0.2048 | 0.3019 | 0.3026
2014-08-16 | 18時 |  | 0 | 0 | 0 | 0 | [9 empty] | 0 | 0 | 0 | 0 | 0 | 0 | 0 | 0 | 0 | 0 | 1.7426 | 0 | 0 | 0 | 0.055252 | 0 | 0 | 0 | 0 | 0 | 0 | 0 | 0.047552 | 0.00642 | 0.01284 | 0.01926 | 0.02568 | 0.12467 | 0 | 0.0082775 |  | 0.303 | 0.3387 | 0.3972 | 0.5469
2014-08-16 | 19時 |  | 0 | 0 | 0 | 0 | [9 empty] | 0 | 0 | 0 | 0 | 0 | 0 | 0 | 0 | 0 | 0 | 1.6274 | 0 | 0 | 0 | 0.063606 | 0 | 0 | 0 | 0.11176 | 0 | 0 | 0 | 0.047552 | 0.00642 | 0.01284 | 0.01926 | 0.02568 | 0.21072 | 0.10708 | 0.0082775 |  | 0.0991 | 0.1348 | 0.1932 | 0.1939
2014-08-16 | 20時 |  | 0 | 0 | 0 | 0 | [9 empty] | 0 | 0 | 0 | 0 | 0 | 0 | 0 | 0 | 0 | 0 | 1.6425 | 0 | 0 | 0 | 0.044002 | 0 | 0 | 0 | 0.085198 | 0 | 0 | 0 | 0.047552 | 0.00033 | 0.00067 | 0.001 | 0.00133 | 0.14927 | 0.027125 | 0 |  | 0.0917 | 0.1275 | 0.2102 | 0.2109
2014-08-16 | 21時 |  | 0 | 0 | 0 | 0 | [9 empty] | 0 | 0 | 0 | 0 | 0 | 0 | 0 | 0 | 0 | 0 | 1.2341 | 0 | 0 | 0 | 0.027213 | 0 | 0 | 0 | 0.17472 | 0 | 0 | 0 | 0.047552 | 0.00033 | 0.00067 | 0.001 | 0.00133 | 0.14618 | 0.10814 | 0.031304 |  | 0.1216 | 0.1873 | 0.2837 | 0.2844
2014-08-16 | 22時 |  | 0 | 0 | 0 | 0 | [9 empty] | 0 | 0 | 0 | 0 | 0 | 0 | 0 | 0 | 0 | 0 | 0.94591 | 0 | 0 | 0 | 0 | 0 | 0 | 0 | 0.084191 | 0 | 0 | 0 | 0.047552 | 0.00628 | 0.01256 | 0.01884 | 0.02512 | 0.12467 | 0.16133 | 0.043827 |  | 0.1738 | 0.1917 | 0.262 | 0.2626
2014-08-16 | 23時 |  | 0 | 0 | 0 | 0 | [9 empty] | 0 | 0 | 0 | 0 | 0 | 0 | 0 | 0 | 0 | 0 | 0.19929 | 0 | 0 | 0 | 0 | 0 | 0 | 0 | 0 | 0 | 0 | 0 | 0.047552 | 0.0067 | 0.01339 | 0.02009 | 0.02679 | 0.12467 | 0.18881 | 0.031848 |  | 0.1877 | 0.2176 | 0.2756 | 0.2763
2014-08-17 | 0時 |  | 0 | 0 | 0 | 0 | [9 empty] | 0 | 0 | 0 | 0 | 0 | 0 | 0 | 0 | 0 | 0 | 0.12451 | 0 | 0 | 0 | 0 | 0 | 0 | 0 | 0 | 0 | 0 | 0 | 0.047552 | 0.00013 | 0.00025 | 0.00038 | 0.0005 | 0 | 0.078899 | 0.011656 |  | 0.1578 | 0.1578 | 0.1806 | 0.1812
2014-08-17 | 1時 |  | 0 | 0 | 0 | 0 | [9 empty] | 0 | 0 | 0 | 0 | 0 | 0 | 0 | 0 | 0 | 0 | 0.063897 | 0 | 0 | 0 | 0 | 0 | 0 | 0 | 0 | 0 | 0 | 0 | 0.047552 | 0.00013 | 0.00025 | 0.00038 | 0.0005 | 0 | 0 | 0 |  | 0.0483 | 0.0483 | 0.0711 | 0.0717
2014-08-17 | 2時 |  | 0 | 0 | 0 | 0 | [9 empty] | 0 | 0 | 0 | 0 | 0 | 0 | 0 | 0 | 0 | 0 | 0.030111 | 0 | 0 | 0 | 0 | 0 | 0 | 0 | 0 | 0 | 0 | 0 | 0.047552 | 0.00013 | 0.00025 | 0.00038 | 0.0005 | 0 | 0 | 0 |  | 0.056 | 0.0561 | 0.0788 | 0.0795
2014-08-17 | 3時 |  | 0 | 0 | 0 | 0 | [9 empty] | 0 | 0 | 0 | 0 | 0 | 0 | 0 | 0 | 0 | 0 | 0.011997 | 0 | 0 | 0 | 0 | 0 | 0 | 0 | 0 | 0 | 0 | 0 | 0.047552 | 0.00013 | 0.00025 | 0.00038 | 0.0005 | 0 | 0 | 0 |  | 0.056 | 0.0561 | 0.0788 | 0.0795
2014-08-17 | 4時 |  | 0 | 0 | 0 | 0 | [9 empty] | 0 | 0 | 0 | 0 | 0 | 0 | 0 | 0 | 0 | 0 | 0.0064006 | 0 | 0 | 0 | 0 | 0 | 0 | 0 | 0 | 0 | 0 | 0 | 0.047552 | 0.00013 | 0.00025 | 0.00038 | 0.0005 | 0 | 0 | 0 |  | 0.0483 | 0.0483 | 0.0711 | 0.0717
2014-08-17 | 5時 |  | 0 | 0 | 0 | 0 | [9 empty] | 0 | 0 | 0 | 0 | 0 | 0 | 0 | 0 | 0 | 0 | 0.018242 | 0 | 0 | 0 | 0 | 0 | 0 | 0 | 0 | 0 | 0 | 0 | 0.047552 | 0.00013 | 0.00025 | 0.00038 | 0.0005 | 0 | 0 | 0 |  | 0.056 | 0.0561 | 0.0788 | 0.0795
2014-08-17 | 6時 |  | 0 | 0 | 0 | 0 | [9 empty] | 0 | 0 | 0 | 0 | 0 | 0 | 0 | 0 | 0 | 0 | 0.37215 | 0 | 0 | 0 | 0 | 0 | 0 | 0 | 0 | 0 | 0 | 0 | 0.047552 | 0.00338 | 0.00675 | 0.01013 | 0.01351 | 0 | 0.024649 | 0.011815 |  | 0.1925 | 0.2611 | 0.3525 | 0.3531
2014-08-17 | 7時 |  | 0 | 0 | 0 | 0 | [9 empty] | 0 | 0 | 0 | 0 | 0 | 0 | 0 | 0 | 0 | 0 | 1.5923 | 0 | 0 | 0 | 0 | 0 | 0 | 0 | 0 | 0 | 0 | 0 | 0.047552 | 0.00054 | 0.00108 | 0.00163 | 0.00217 | 0.13859 | 0.053895 | 0.036861 |  | 0.1524 | 0.248 | 0.3662 | 0.3669
2014-08-17 | 8時 |  | 0 | 0 | 0 | 0 | [9 empty] | 0 | 0 | 0 | 0 | 0 | 0 | 0 | 0 | 0 | 0 | 1.8677 | 0 | 0 | 0 | 0.027042 | 0 | 0 | 0 | 0 | 0 | 0 | 0 | 0.047552 | 0.00054 | 0.00108 | 0.00163 | 0.00217 | 0.093503 | 0 | 0.035602 |  | 0.1091 | 0.1448 | 0.2032 | 0.2039
2014-08-17 | 9時 |  | 0 | 0 | 0 | 0 | [9 empty] | 0 | 0 | 0 | 0 | 0 | 0 | 0 | 0 | 0 | 0 | 2.0067 | 0 | 0 | 0 | 0 | 0 | 0 | 0 | 0 | 0 | 0 | 0 | 0.047552 | 0.00013 | 0.00025 | 0.00038 | 0.0005 | 0.17838 | 0.10971 | 0.042749 |  | 0.3011 | 0.3368 | 0.3953 | 0.396
2014-08-17 | 10時 |  | 0 | 0 | 0 | 0 | [9 empty] | 0 | 0 | 0 | 0 | 0 | 0 | 0 | 0 | 0 | 0 | 2.1698 | 0 | 0 | 0 | 0 | 0 | 0 | 0 | 0 | 0 | 0 | 0 | 0.047552 | 0.00033 | 0.00067 | 0.001 | 0.00133 | 0.093503 | 0 | 0.012523 |  | 0.0483 | 0.0483 | 0.0711 | 0.0717
2014-08-17 | 11時 |  | 0 | 0 | 0 | 0 | [9 empty] | 0 | 0 | 0 | 0 | 0 | 0 | 0 | 0 | 0 | 0 | 2.117 | 0 | 0 | 0 | 0.26809 | 0 | 0 | 0 | 0 | 0 | 0 | 0 | 0.047552 | 0.00013 | 0.00025 | 0.00038 | 0.0005 | 0 | 0 | 0.0052775 |  | 0.056 | 0.0561 | 0.0788 | 0.0795
2014-08-17 | 12時 |  | 0 | 0 | 0 | 0 | [9 empty] | 0 | 0 | 0 | 0 | 0 | 0 | 0 | 0 | 0 | 0 | 2.1905 | 0 | 0 | 0 | 0.19105 | 0 | 0 | 0 | 0 | 0 | 0 | 0 | 0.047552 | 0.00338 | 0.00675 | 0.01013 | 0.01351 | 0.05371 | 0 | 0.0052775 |  | 0.1983 | 0.2727 | 0.3698 | 0.3705
2014-08-17 | 13時 |  | 0 | 0 | 0 | 0 | [9 empty] | 0 | 0 | 0 | 0 | 0 | 0 | 0 | 0 | 0 | 0 | 2.2426 | 0 | 0 | 0 | 0 | 0 | 0 | 0 | 0 | 0 | 0 | 0 | 0.047552 | 0.00033 | 0.00067 | 0.001 | 0.00133 | 0.11604 | 0 | 0 |  | 0.0483 | 0.0483 | 0.0711 | 0.0717
2014-08-17 | 14時 |  | 0 | 0 | 0 | 0 | [9 empty] | 0 | 0 | 0 | 0 | 0 | 0 | 0 | 0 | 0 | 0 | 2.2502 | 0 | 0 | 0 | 0 | 0 | 0 | 0 | 0 | 0 | 0 | 0 | 0.047552 | 0.00013 | 0.00025 | 0.00038 | 0.0005 | 0.031168 | 0 | 0.017801 |  | 0.056 | 0.0561 | 0.0788 | 0.0795
2014-08-17 | 15時 |  | 0 | 0 | 0 | 0 | [9 empty] | 0 | 0 | 0 | 0 | 0 | 0 | 0 | 0 | 0 | 0 | 2.1483 | 0 | 0 | 0 | 0.30312 | 0 | 0 | 0 | 0 | 0 | 0 | 0 | 0.047552 | 0.00013 | 0.00025 | 0.00038 | 0.0005 | 0 | 0 | 0 |  | 0.056 | 0.0561 | 0.0788 | 0.0795
2014-08-17 | 16時 |  | 0 | 0 | 0 | 0 | [9 empty] | 0 | 0 | 0 | 0 | 0 | 0 | 0 | 0 | 0 | 0 | 2.1326 | 0 | 0 | 0 | 0.14658 | 0 | 0 | 0 | 0 | 0 | 0 | 0 | 0.047552 | 0.00033 | 0.00067 | 0.001 | 0.00133 | 0.062335 | 0 | 0.0052775 |  | 0.0483 | 0.0483 | 0.0711 | 0.0717
2014-08-17 | 17時 |  | 0 | 0 | 0 | 0 | [9 empty] | 0 | 0 | 0 | 0 | 0 | 0 | 0 | 0 | 0 | 0 | 1.9721 | 0 | 0 | 0 | 0.10185 | 0 | 0 | 0 | 0.14851 | 0 | 0 | 0 | 0.047552 | 0.00033 | 0.00067 | 0.001 | 0.00133 | 0.10536 | 0 | 0.0082775 |  | 0.1304 | 0.2048 | 0.3019 | 0.3026
2014-08-17 | 18時 |  | 0 | 0 | 0 | 0 | [9 empty] | 0 | 0 | 0 | 0 | 0 | 0 | 0 | 0 | 0 | 0 | 1.9593 | 0 | 0 | 0 | 0.072815 | 0 | 0 | 0 | 0 | 0 | 0 | 0 | 0.047552 | 0.00642 | 0.01284 | 0.01926 | 0.02568 | 0.12467 | 0 | 0.0082775 |  | 0.303 | 0.3387 | 0.3972 | 0.5469
2014-08-17 | 19時 |  | 0 | 0 | 0 | 0 | [9 empty] | 0 | 0 | 0 | 0 | 0 | 0 | 0 | 0 | 0 | 0 | 1.8373 | 0 | 0 | 0 | 0.069561 | 0 | 0 | 0 | 0.11883 | 0 | 0 | 0 | 0.047552 | 0.00642 | 0.01284 | 0.01926 | 0.02568 | 0.21072 | 0.10708 | 0.0082775 |  | 0.0991 | 0.1348 | 0.1932 | 0.1939
2014-08-17 | 20時 |  | 0 | 0 | 0 | 0 | [9 empty] | 0 | 0 | 0 | 0 | 0 | 0 | 0 | 0 | 0 | 0 | 1.8268 | 0 | 0 | 0 | 0.055627 | 0 | 0 | 0 | 0.093018 | 0 | 0 | 0 | 0.047552 | 0.00033 | 0.00067 | 0.001 | 0.00133 | 0.14927 | 0.027125 | 0 |  | 0.0917 | 0.1275 | 0.2102 | 0.2109
2014-08-17 | 21時 |  | 0 | 0 | 0 | 0 | [9 empty] | 0 | 0 | 0 | 0 | 0 | 0 | 0 | 0 | 0 | 0 | 1.6575 | 0 | 0 | 0 | 0.043753 | 0 | 0 | 0 | 0.18306 | 0 | 0 | 0 | 0.047552 | 0.00033 | 0.00067 | 0.001 | 0.00133 | 0.14618 | 0.10814 | 0.031304 |  | 0.1216 | 0.1873 | 0.2837 | 0.2844
2014-08-17 | 22時 |  | 0 | 0 | 0 | 0 | [9 empty] | 0 | 0 | 0 | 0 | 0 | 0 | 0 | 0 | 0 | 0 | 1.6745 | 0 | 0 | 0 | 0.031727 | 0 | 0 | 0 | 0.17807 | 0 | 0 | 0 | 0.047552 | 0.00628 | 0.01256 | 0.01884 | 0.02512 | 0.12467 | 0.16133 | 0.043827 |  | 0.1738 | 0.1917 | 0.262 | 0.2626
2014-08-17 | 23時 |  | 0 | 0 | 0 | 0 | [9 empty] | 0 | 0 | 0 | 0 | 0 | 0 | 0 | 0 | 0 | 0 | 0.67378 | 0 | 0 | 0 | 0 | 0 | 0 | 0 | 0 | 0 | 0 | 0 | 0.047552 | 0.0067 | 0.01339 | 0.02009 | 0.02679 | 0.12467 | 0.18881 | 0.031848 |  | 0.1877 | 0.2176 | 0.2756 | 0.2763
2014-08-18 | 0時 |  | 0 | 0 | 0 | 0 | [9 empty] | 0 | 0 | 0 | 0 | 0 | 0 | 0 | 0 | 0 | 0 | 0.36278 | 0 | 0 | 0 | 0 | 0 | 0 | 0 | 0 | 0 | 0 | 0 | 0.047552 | 0.00013 | 0.00025 | 0.00038 | 0.0005 | 0 | 0.078899 | 0.011656 |  | 0.1578 | 0.1578 | 0.1806 | 0.1812
2014-08-18 | 1時 |  | 0 | 0 | 0 | 0 | [9 empty] | 0 | 0 | 0 | 0 | 0 | 0 | 0 | 0 | 0 | 0 | 0.23692 | 0 | 0 | 0 | 0 | 0 | 0 | 0 | 0 | 0 | 0 | 0 | 0.047552 | 0.00013 | 0.00025 | 0.00038 | 0.0005 | 0 | 0 | 0 |  | 0.0483 | 0.0483 | 0.0711 | 0.0717
2014-08-18 | 2時 |  | 0 | 0 | 0 | 0 | [9 empty] | 0 | 0 | 0 | 0 | 0 | 0 | 0 | 0 | 0 | 0 | 0.22751 | 0 | 0 | 0 | 0 | 0 | 0 | 0 | 0 | 0 | 0 | 0 | 0.047552 | 0.00013 | 0.00025 | 0.00038 | 0.0005 | 0 | 0 | 0 |  | 0.056 | 0.0561 | 0.0788 | 0.0795
2014-08-18 | 3時 |  | 0 | 0 | 0 | 0 | [9 empty] | 0 | 0 | 0 | 0 | 0 | 0 | 0 | 0 | 0 | 0 | 0.15899 | 0 | 0 | 0 | 0 | 0 | 0 | 0 | 0 | 0 | 0 | 0 | 0.047552 | 0.00013 | 0.00025 | 0.00038 | 0.0005 | 0 | 0 | 0 |  | 0.056 | 0.0561 | 0.0788 | 0.0795
2014-08-18 | 4時 |  | 0 | 0 | 0 | 0 | [9 empty] | 0 | 0 | 0 | 0 | 0 | 0 | 0 | 0 | 0 | 0 | 0.1593 | 0 | 0 | 0 | 0 | 0 | 0 | 0 | 0 | 0 | 0 | 0 | 0.047552 | 0.00013 | 0.00025 | 0.00038 | 0.0005 | 0 | 0 | 0 |  | 0.0483 | 0.0483 | 0.0711 | 0.0717
2014-08-18 | 5時 |  | 0 | 0 | 0 | 0 | [9 empty] | 0 | 0 | 0 | 0 | 0 | 0 | 0 | 0 | 0 | 0 | 0.24023 | 0 | 0 | 0 | 0 | 0 | 0 | 0 | 0 | 0 | 0 | 0 | 0.047552 | 0.00013 | 0.00025 | 0.00038 | 0.0005 | 0 | 0 | 0 |  | 0.056 | 0.0561 | 0.0788 | 0.0795
2014-08-18 | 6時 |  | 0 | 0 | 0 | 0 | [9 empty] | 0 | 0 | 0 | 0 | 0 | 0 | 0 | 0 | 0 | 0 | 1.3301 | 0 | 0 | 0 | 0 | 0 | 0 | 0 | 0 | 0 | 0 | 0 | 0.047552 | 0.00338 | 0.00675 | 0.01013 | 0.01351 | 0 | 0.024649 | 0.011815 |  | 0.1925 | 0.2611 | 0.3525 | 0.3531
2014-08-18 | 7時 |  | 0 | 0 | 0 | 0 | [9 empty] | 0 | 0 | 0 | 0 | 0 | 0 | 0 | 0 | 0 | 0 | 1.6595 | 0 | 0 | 0 | 0.082221 | 0 | 0 | 0 | 0 | 0 | 0 | 0 | 0.047552 | 0.00054 | 0.00108 | 0.00163 | 0.00217 | 0.13859 | 0.053895 | 0.036861 |  | 0.1524 | 0.248 | 0.3662 | 0.3669
2014-08-18 | 8時 |  | 0 | 0 | 0 | 0 | [9 empty] | 0 | 0 | 0 | 0 | 0 | 0 | 0 | 0 | 0 | 0 | 1.7576 | 0 | 0 | 0 | 0.1488 | 0 | 0 | 0 | 0 | 0 | 0 | 0 | 0.047552 | 0.00054 | 0.00108 | 0.00163 | 0.00217 | 0.093503 | 0 | 0.035602 |  | 0.1091 | 0.1448 | 0.2032 | 0.2039
2014-08-18 | 9時 |  | 0 | 0 | 0 | 0 | [9 empty] | 0 | 0 | 0 | 0 | 0 | 0 | 0 | 0 | 0 | 0 | 1.8509 | 0 | 0 | 0 | 0 | 0 | 0 | 0 | 0 | 0 | 0 | 0 | 0.047552 | 0.00013 | 0.00025 | 0.00038 | 0.0005 | 0.17838 | 0.10971 | 0.042749 |  | 0.3011 | 0.3368 | 0.3953 | 0.396
2014-08-18 | 10時 |  | 0 | 0 | 0 | 0 | [9 empty] | 0 | 0 | 0 | 0 | 0 | 0 | 0 | 0 | 0 | 0 | 2.0452 | 0 | 0 | 0 | 0 | 0 | 0 | 0 | 0 | 0 | 0 | 0 | 0.047552 | 0.00033 | 0.00067 | 0.001 | 0.00133 | 0.093503 | 0 | 0.012523 |  | 0.0483 | 0.0483 | 0.0711 | 0.0717
2014-08-18 | 11時 |  | 0 | 0 | 0 | 0 | [9 empty] | 0 | 0 | 0 | 0 | 0 | 0 | 0 | 0 | 0 | 0 | 2.2302 | 0 | 0 | 0 | 0.53854 | 0 | 0 | 0 | 0 | 0 | 0 | 0 | 0.047552 | 0.00013 | 0.00025 | 0.00038 | 0.0005 | 0 | 0 | 0.0052775 |  | 0.056 | 0.0561 | 0.0788 | 0.0795
2014-08-18 | 12時 |  | 0 | 0 | 0 | 0 | [9 empty] | 0 | 0 | 0 | 0 | 0 | 0 | 0 | 0 | 0 | 0 | 2.1554 | 0 | 0 | 0 | 0.29206 | 0 | 0 | 0 | 0 | 0 | 0 | 0 | 0.047552 | 0.00338 | 0.00675 | 0.01013 | 0.01351 | 0.05371 | 0 | 0.0052775 |  | 0.1983 | 0.2727 | 0.3698 | 0.3705
2014-08-18 | 13時 |  | 0 | 0 | 0 | 0 | [9 empty] | 0 | 0 | 0 | 0 | 0 | 0 | 0 | 0 | 0 | 0 | 2.1422 | 0 | 0 | 0 | 0 | 0 | 0 | 0 | 0 | 0 | 0 | 0 | 0.047552 | 0.00033 | 0.00067 | 0.001 | 0.00133 | 0.11604 | 0 | 0 |  | 0.0483 | 0.0483 | 0.0711 | 0.0717
2014-08-18 | 14時 |  | 0 | 0 | 0 | 0 | [9 empty] | 0 | 0 | 0 | 0 | 0 | 0 | 0 | 0 | 0 | 0 | 2.174 | 0 | 0 | 0 | 0 | 0 | 0 | 0 | 0 | 0 | 0 | 0 | 0.047552 | 0.00013 | 0.00025 | 0.00038 | 0.0005 | 0.031168 | 0 | 0.017801 |  | 0.056 | 0.0561 | 0.0788 | 0.0795
2014-08-18 | 15時 |  | 0 | 0 | 0 | 0 | [9 empty] | 0 | 0 | 0 | 0 | 0 | 0 | 0 | 0 | 0 | 0 | 2.0412 | 0 | 0 | 0 | 0.41544 | 0 | 0 | 0 | 0 | 0 | 0 | 0 | 0.047552 | 0.00013 | 0.00025 | 0.00038 | 0.0005 | 0 | 0 | 0 |  | 0.056 | 0.0561 | 0.0788 | 0.0795
2014-08-18 | 16時 |  | 0 | 0 | 0 | 0 | [9 empty] | 0 | 0 | 0 | 0 | 0 | 0 | 0 | 0 | 0 | 0 | 1.8994 | 0 | 0 | 0 | 0.19749 | 0 | 0 | 0 | 0 | 0 | 0 | 0 | 0.047552 | 0.00033 | 0.00067 | 0.001 | 0.00133 | 0.062335 | 0 | 0.0052775 |  | 0.0483 | 0.0483 | 0.0711 | 0.0717
2014-08-18 | 17時 |  | 0 | 0 | 0 | 0 | [9 empty] | 0 | 0 | 0 | 0 | 0 | 0 | 0 | 0 | 0 | 0 | 1.8951 | 0 | 0 | 0 | 0.16138 | 0 | 0 | 0 | 0.21291 | 0 | 0 | 0 | 0.047552 | 0.00033 | 0.00067 | 0.001 | 0.00133 | 0.10536 | 0 | 0.0082775 |  | 0.1304 | 0.2048 | 0.3019 | 0.3026
2014-08-18 | 18時 |  | 0 | 0 | 0 | 0 | [9 empty] | 0 | 0 | 0 | 0 | 0 | 0 | 0 | 0 | 0 | 0 | 1.7511 | 0 | 0 | 0 | 0.15133 | 0 | 0 | 0 | 0 | 0 | 0 | 0 | 0.047552 | 0.00642 | 0.01284 | 0.01926 | 0.02568 | 0.12467 | 0 | 0.0082775 |  | 0.303 | 0.3387 | 0.3972 | 0.5469
2014-08-18 | 19時 |  | 0 | 0 | 0 | 0 | [9 empty] | 0 | 0 | 0 | 0 | 0 | 0 | 0 | 0 | 0 | 0 | 1.6415 | 0 | 0 | 0 | 0.12598 | 0 | 0 | 0 | 0.17026 | 0 | 0 | 0 | 0.047552 | 0.00642 | 0.01284 | 0.01926 | 0.02568 | 0.21072 | 0.10708 | 0.0082775 |  | 0.0991 | 0.1348 | 0.1932 | 0.1939
2014-08-18 | 20時 |  | 0 | 0 | 0 | 0 | [9 empty] | 0 | 0 | 0 | 0 | 0 | 0 | 0 | 0 | 0 | 0 | 1.5995 | 0 | 0 | 0 | 0.094196 | 0 | 0 | 0 | 0.11499 | 0 | 0 | 0 | 0.047552 | 0.00033 | 0.00067 | 0.001 | 0.00133 | 0.14927 | 0.027125 | 0 |  | 0.0917 | 0.1275 | 0.2102 | 0.2109
2014-08-18 | 21時 |  | 0 | 0 | 0 | 0 | [9 empty] | 0 | 0 | 0 | 0 | 0 | 0 | 0 | 0 | 0 | 0 | 1.4313 | 0 | 0 | 0 | 0.068519 | 0 | 0 | 0 | 0.2074 | 0 | 0 | 0 | 0.047552 | 0.00033 | 0.00067 | 0.001 | 0.00133 | 0.14618 | 0.10814 | 0.031304 |  | 0.1216 | 0.1873 | 0.2837 | 0.2844
2014-08-18 | 22時 |  | 0 | 0 | 0 | 0 | [9 empty] | 0 | 0 | 0 | 0 | 0 | 0 | 0 | 0 | 0 | 0 | 1.4363 | 0 | 0 | 0 | 0.053095 | 0 | 0 | 0 | 0.19756 | 0 | 0 | 0 | 0.047552 | 0.00628 | 0.01256 | 0.01884 | 0.02512 | 0.12467 | 0.16133 | 0.043827 |  | 0.1738 | 0.1917 | 0.262 | 0.2626
2014-08-18 | 23時 |  | 0 | 0 | 0 | 0 | [9 empty] | 0 | 0 | 0 | 0 | 0 | 0 | 0 | 0 | 0 | 0 | 0.56607 | 0 | 0 | 0 | 0 | 0 | 0 | 0 | 0 | 0 | 0 | 0 | 0.047552 | 0.0067 | 0.01339 | 0.02009 | 0.02679 | 0.12467 | 0.18881 | 0.031848 |  | 0.1877 | 0.2176 | 0.2756 | 0.2763
2014-08-19 | 0時 |  | 0 | 0 | 0 | 0 | [9 empty] | 0 | 0 | 0 | 0 | 0 | 0 | 0 | 0 | 0 | 0 | 0.42452 | 0 | 0 | 0 | 0 | 0 | 0 | 0 | 0 | 0 | 0 | 0 | 0.047552 | 0.00013 | 0.00025 | 0.00038 | 0.0005 | 0 | 0 | 0 |  | 0.1578 | 0.1578 | 0.1806 | 0.1812
2014-08-19 | 1時 |  | 0 | 0 | 0 | 0 | [9 empty] | 0 | 0 | 0 | 0 | 0 | 0 | 0 | 0 | 0 | 0 | 0.34635 | 0 | 0 | 0 | 0 | 0 | 0 | 0 | 0 | 0 | 0 | 0 | 0.047552 | 0.00013 | 0.00025 | 0.00038 | 0.0005 | 0 | 0 | 0 |  | 0.0483 | 0.0483 | 0.0711 | 0.0717
2014-08-19 | 2時 |  | 0 | 0 | 0 | 0 | [9 empty] | 0 | 0 | 0 | 0 | 0 | 0 | 0 | 0 | 0 | 0 | 0.25991 | 0 | 0 | 0 | 0 | 0 | 0 | 0 | 0 | 0 | 0 | 0 | 0.047552 | 0.00013 | 0.00025 | 0.00038 | 0.0005 | 0 | 0 | 0 |  | 0.056 | 0.0561 | 0.0788 | 0.0795
2014-08-19 | 3時 |  | 0 | 0 | 0 | 0 | [9 empty] | 0 | 0 | 0 | 0 | 0 | 0 | 0 | 0 | 0 | 0 | 0.20042 | 0 | 0 | 0 | 0 | 0 | 0 | 0 | 0 | 0 | 0 | 0 | 0.047552 | 0.00013 | 0.00025 | 0.00038 | 0.0005 | 0 | 0 | 0 |  | 0.056 | 0.0561 | 0.0788 | 0.0795
2014-08-19 | 4時 |  | 0 | 0 | 0 | 0 | [9 empty] | 0 | 0 | 0 | 0 | 0 | 0 | 0 | 0 | 0 | 0 | 0.15243 | 0 | 0 | 0 | 0 | 0 | 0 | 0 | 0 | 0 | 0 | 0 | 0.047552 | 0.00013 | 0.00025 | 0.00038 | 0.0005 | 0 | 0 | 0 |  | 0.0483 | 0.0483 | 0.0711 | 0.0717
2014-08-19 | 5時 |  | 0 | 0 | 0 | 0 | [9 empty] | 0 | 0 | 0 | 0 | 0 | 0 | 0 | 0 | 0 | 0 | 0.21947 | 0 | 0 | 0 | 0 | 0 | 0 | 0 | 0 | 0 | 0 | 0 | 0.047552 | 0.00013 | 0.00025 | 0.00038 | 0.0005 | 0 | 0 | 0 |  | 0.056 | 0.0561 | 0.0788 | 0.0795
2014-08-19 | 6時 |  | 0 | 0 | 0 | 0 | [9 empty] | 0 | 0 | 0 | 0 | 0 | 0 | 0 | 0 | 0 | 0 | 0.79102 | 0 | 0 | 0 | 0 | 0 | 0 | 0 | 0 | 0 | 0 | 0 | 0.047552 | 0.00013 | 0.00025 | 0.00038 | 0.0005 | 0 | 0 | 0 |  | 0.056 | 0.0561 | 0.0788 | 0.0795
2014-08-19 | 7時 |  | 0 | 0 | 0 | 0 | [9 empty] | 0 | 0 | 0 | 0 | 0 | 0 | 0 | 0 | 0 | 0 | 1.6373 | 0 | 0 | 0 | 0.10428 | 0 | 0 | 0 | 0 | 0 | 0 | 0 | 0.047552 | 0.00054 | 0.00108 | 0.00163 | 0.00217 | 0 | 0.024649 | 0.022689 |  | 0.1168 | 0.1854 | 0.2767 | 0.2774
2014-08-19 | 8時 |  | 0 | 0 | 0 | 0 | [9 empty] | 0 | 0 | 0 | 0 | 0 | 0 | 0 | 0 | 0 | 0 | 1.7079 | 0 | 0 | 0 | 0.16081 | 0 | 0 | 0 | 0.2651 | 0 | 0 | 0 | 0.047552 | 0.00379 | 0.00759 | 0.01138 | 0.01518 | 0.084877 | 0.078545 | 0.064582 |  | 0.2156 | 0.2812 | 0.3696 | 0.3702
2014-08-19 | 9時 |  | 0 | 0 | 0 | 0 | [9 empty] | 0 | 0 | 0 | 0 | 0 | 0 | 0 | 0 | 0 | 0 | 1.9026 | 0 | 0 | 0 | 0.21599 | 0 | 0 | 0 | 0.24915 | 0 | 0 | 0 | 0.047552 | 0.00033 | 0.00067 | 0.001 | 0.00133 | 0.23209 | 0.16325 | 0.052059 |  | 0.2163 | 0.252 | 0.3265 | 0.3272
2014-08-19 | 10時 |  | 0 | 0 | 0 | 0 | [9 empty] | 0 | 0 | 0 | 0 | 0 | 0 | 0 | 0 | 0 | 0 | 1.9976 | 0 | 0 | 0 | 0.25688 | 0 | 0 | 0 | 0.28122 | 0 | 0 | 0 | 0.047552 | 0.00054 | 0.00108 | 0.00163 | 0.00217 | 0.12467 | 0.21558 | 0.037471 |  | 0.1917 | 0.2274 | 0.3128 | 0.3134
2014-08-19 | 11時 |  | 0 | 0 | 0 | 0 | [9 empty] | 0 | 0 | 0 | 0 | 0 | 0 | 0 | 0 | 0 | 0 | 2.0265 | 0 | 0 | 0 | 0.30105 | 0 | 0 | 0 | 0.14834 | 0 | 0 | 0 | 0.047552 | 0.00033 | 0.00067 | 0.001 | 0.00133 | 0.12467 | 0.21558 | 0 |  | 0.1994 | 0.2352 | 0.315 | 0.3157
2014-08-19 | 12時 |  | 0 | 0 | 0 | 0 | [9 empty] | 0 | 0 | 0 | 0 | 0 | 0 | 0 | 0 | 0 | 0 | 2.0558 | 0 | 0 | 0 | 0.24403 | 0 | 0 | 0 | 0 | 0 | 0 | 0 | 0.047552 | 0.00338 | 0.00675 | 0.01013 | 0.01351 | 0.14721 | 0.13456 | 0.018352 |  | 0.1983 | 0.2727 | 0.3698 | 0.3705
2014-08-19 | 13時 |  | 0 | 0 | 0 | 0 | [9 empty] | 0 | 0 | 0 | 0 | 0 | 0 | 0 | 0 | 0 | 0 | 1.9742 | 0 | 0 | 0 | 0 | 0 | 0 | 0 | 0 | 0 | 0 | 0 | 0.047552 | 0.00033 | 0.00067 | 0.001 | 0.00133 | 0.13756 | 0.026771 | 0.023629 |  | 0.0483 | 0.0483 | 0.0711 | 0.0717
2014-08-19 | 14時 |  | 0 | 0 | 0 | 0 | [9 empty] | 0 | 0 | 0 | 0 | 0 | 0 | 0 | 0 | 0 | 0 | 2.0461 | 0 | 0 | 0 | 0 | 0 | 0 | 0 | 0 | 0 | 0 | 0 | 0.047552 | 0.00013 | 0.00025 | 0.00038 | 0.0005 | 0 | 0 | 0 |  | 0.056 | 0.0561 | 0.0788 | 0.0795
2014-08-19 | 15時 |  | 0 | 0 | 0 | 0 | [9 empty] | 0 | 0 | 0 | 0 | 0 | 0 | 0 | 0 | 0 | 0 | 2.0222 | 0 | 0 | 0 | 0.38882 | 0 | 0 | 0 | 0.23097 | 0 | 0 | 0 | 0.047552 | 0.00013 | 0.00025 | 0.00038 | 0.0005 | 0 | 0 | 0 |  | 0.056 | 0.0561 | 0.0788 | 0.0795
2014-08-19 | 16時 |  | 0 | 0 | 0 | 0 | [9 empty] | 0 | 0 | 0 | 0 | 0 | 0 | 0 | 0 | 0 | 0 | 2.0226 | 0 | 0 | 0 | 0.21831 | 0 | 0 | 0 | 0.13303 | 0 | 0 | 0 | 0.047552 | 0.00054 | 0.00108 | 0.00163 | 0.00217 | 0.062335 | 0.054249 | 0.024058 |  | 0.2095 | 0.275 | 0.3956 | 0.5453
2014-08-19 | 17時 |  | 0 | 0 | 0 | 0 | [9 empty] | 0 | 0 | 0 | 0 | 0 | 0 | 0 | 0 | 0 | 0 | 1.9802 | 0 | 0 | 0 | 0.1712 | 0 | 0 | 0 | 0.11729 | 0 | 0 | 0 | 0.047552 | 0.00642 | 0.01284 | 0.01926 | 0.02568 | 0.12467 | 0.1085 | 0.026923 |  | 0.2423 | 0.2781 | 0.3689 | 0.5187
2014-08-19 | 18時 |  | 0 | 0 | 0 | 0 | [9 empty] | 0 | 0 | 0 | 0 | 0 | 0 | 0 | 0 | 0 | 0 | 1.815 | 0 | 0 | 0 | 0.123 | 0 | 0 | 0 | 0 | 0 | 0 | 0 | 0.047552 | 0.00642 | 0.01284 | 0.01926 | 0.02568 | 0.21072 | 0.1085 | 0 |  | 0.1819 | 0.2177 | 0.2978 | 0.4476
2014-08-19 | 19時 |  | 0 | 0 | 0 | 0 | [9 empty] | 0 | 0 | 0 | 0 | 0 | 0 | 0 | 0 | 0 | 0 | 1.742 | 0 | 0 | 0 | 0.093331 | 0 | 0 | 0 | 0.24661 | 0 | 0 | 0 | 0.047552 | 0.00013 | 0.00025 | 0.00038 | 0.0005 | 0.12879 | 0 | 0.006537 |  | 0.0998 | 0.1355 | 0.2049 | 0.2056
2014-08-19 | 20時 |  | 0 | 0 | 0 | 0 | [9 empty] | 0 | 0 | 0 | 0 | 0 | 0 | 0 | 0 | 0 | 0 | 1.6178 | 0 | 0 | 0 | 0.080563 | 0 | 0 | 0 | 0.19632 | 0 | 0 | 0 | 0.047552 | 0.00033 | 0.00067 | 0.001 | 0.00133 | 0.16769 | 0.10779 | 0.006537 |  | 0.0917 | 0.1275 | 0.2183 | 0.219
2014-08-19 | 21時 |  | 0 | 0 | 0 | 0 | [9 empty] | 0 | 0 | 0 | 0 | 0 | 0 | 0 | 0 | 0 | 0 | 1.5405 | 0 | 0 | 0 | 0.059538 | 0 | 0 | 0 | 0.19244 | 0 | 0 | 0 | 0.047552 | 0.00628 | 0.01256 | 0.01884 | 0.02512 | 0.12467 | 0.18846 | 0.012659 |  | 0.1755 | 0.2411 | 0.3458 | 0.3465
2014-08-19 | 22時 |  | 0 | 0 | 0 | 0 | [9 empty] | 0 | 0 | 0 | 0 | 0 | 0 | 0 | 0 | 0 | 0 | 0.87082 | 0 | 0 | 0 | 0 | 0 | 0 | 0 | 0.092964 | 0 | 0 | 0 | 0.047552 | 0.00649 | 0.01298 | 0.01947 | 0.02595 | 0.12467 | 0.16133 | 0.043827 |  | 0.1139 | 0.1795 | 0.3002 | 0.3009
2014-08-19 | 23時 |  | 0 | 0 | 0 | 0 | [9 empty] | 0 | 0 | 0 | 0 | 0 | 0 | 0 | 0 | 0 | 0 | 0.50914 | 0 | 0 | 0 | 0 | 0 | 0 | 0 | 0 | 0 | 0 | 0 | 0.047552 | 0.00331 | 0.00661 | 0.00992 | 0.01323 | 0.062335 | 0.15709 | 0.04296 |  | 0.1578 | 0.1578 | 0.1806 | 0.1812
2014-08-20 | 0時 |  | 0 | 0 | 0 | 0 | [9 empty] | 0 | 0 | 0 | 0 | 0 | 0 | 0 | 0 | 0 | 0 | 0.20275 | 0 | 0 | 0 | 0 | 0 | 0 | 0 | 0 | 0 | 0 | 0 | 0.047552 | 0.00013 | 0.00025 | 0.00038 | 0.0005 | 0 | 0 | 0 |  | 0.1578 | 0.1578 | 0.1806 | 0.1812
2014-08-20 | 1時 |  | 0 | 0 | 0 | 0 | [9 empty] | 0 | 0 | 0 | 0 | 0 | 0 | 0 | 0 | 0 | 0 | 0.14298 | 0 | 0 | 0 | 0 | 0 | 0 | 0 | 0 | 0 | 0 | 0 | 0.047552 | 0.00013 | 0.00025 | 0.00038 | 0.0005 | 0 | 0 | 0 |  | 0.0483 | 0.0483 | 0.0711 | 0.0717
2014-08-20 | 2時 |  | 0 | 0 | 0 | 0 | [9 empty] | 0 | 0 | 0 | 0 | 0 | 0 | 0 | 0 | 0 | 0 | 0.1135 | 0 | 0 | 0 | 0 | 0 | 0 | 0 | 0 | 0 | 0 | 0 | 0.047552 | 0.00013 | 0.00025 | 0.00038 | 0.0005 | 0 | 0 | 0 |  | 0.056 | 0.0561 | 0.0788 | 0.0795
2014-08-20 | 3時 |  | 0 | 0 | 0 | 0 | [9 empty] | 0 | 0 | 0 | 0 | 0 | 0 | 0 | 0 | 0 | 0 | 0.08532 | 0 | 0 | 0 | 0 | 0 | 0 | 0 | 0 | 0 | 0 | 0 | 0.047552 | 0.00013 | 0.00025 | 0.00038 | 0.0005 | 0 | 0 | 0 |  | 0.056 | 0.0561 | 0.0788 | 0.0795
2014-08-20 | 4時 |  | 0 | 0 | 0 | 0 | [9 empty] | 0 | 0 | 0 | 0 | 0 | 0 | 0 | 0 | 0 | 0 | 0.041763 | 0 | 0 | 0 | 0 | 0 | 0 | 0 | 0 | 0 | 0 | 0 | 0.047552 | 0.00013 | 0.00025 | 0.00038 | 0.0005 | 0 | 0 | 0 |  | 0.0483 | 0.0483 | 0.0711 | 0.0717
2014-08-20 | 5時 |  | 0 | 0 | 0 | 0 | [9 empty] | 0 | 0 | 0 | 0 | 0 | 0 | 0 | 0 | 0 | 0 | 0.067637 | 0 | 0 | 0 | 0 | 0 | 0 | 0 | 0 | 0 | 0 | 0 | 0.047552 | 0.00013 | 0.00025 | 0.00038 | 0.0005 | 0 | 0 | 0 |  | 0.056 | 0.0561 | 0.0788 | 0.0795
2014-08-20 | 6時 |  | 0 | 0 | 0 | 0 | [9 empty] | 0 | 0 | 0 | 0 | 0 | 0 | 0 | 0 | 0 | 0 | 0.35728 | 0 | 0 | 0 | 0 | 0 | 0 | 0 | 0 | 0 | 0 | 0 | 0.047552 | 0.00033 | 0.00067 | 0.001 | 0.00133 | 0 | 0.024649 | 0.011815 |  | 0.0859 | 0.1159 | 0.1685 | 0.1692
2014-08-20 | 7時 |  | 0 | 0 | 0 | 0 | [9 empty] | 0 | 0 | 0 | 0 | 0 | 0 | 0 | 0 | 0 | 0 | 1.5866 | 0 | 0 | 0 | 0 | 0 | 0 | 0 | 0 | 0 | 0 | 0 | 0.047552 | 0.00033 | 0.00067 | 0.001 | 0.00133 | 0.093503 | 0 | 0.015347 |  | 0.2346 | 0.2703 | 0.3287 | 0.3294
2014-08-20 | 8時 |  | 0 | 0 | 0 | 0 | [9 empty] | 0 | 0 | 0 | 0 | 0 | 0 | 0 | 0 | 0 | 0 | 1.8424 | 0 | 0 | 0 | 0.112 | 0 | 0 | 0 | 0.19058 | 0 | 0 | 0 | 0.047552 | 0.00705 | 0.01409 | 0.02114 | 0.02818 | 0.13653 | 0.078545 | 0.060527 |  | 0.2282 | 0.3325 | 0.4595 | 0.4602
2014-08-20 | 9時 |  | 0 | 0 | 0 | 0 | [9 empty] | 0 | 0 | 0 | 0 | 0 | 0 | 0 | 0 | 0 | 0 | 1.8055 | 0 | 0 | 0 | 0.1659 | 0 | 0 | 0 | 0.23308 | 0 | 0 | 0 | 0.047552 | 0.00013 | 0.00025 | 0.00038 | 0.0005 | 0.084877 | 0.053895 | 0.0052775 |  | 0.056 | 0.0561 | 0.0788 | 0.0795
2014-08-20 | 10時 |  | 0 | 0 | 0 | 0 | [9 empty] | 0 | 0 | 0 | 0 | 0 | 0 | 0 | 0 | 0 | 0 | 1.9028 | 0 | 0 | 0 | 0.18507 | 0 | 0 | 0 | 0.24787 | 0 | 0 | 0 | 0.047552 | 0.00013 | 0.00025 | 0.00038 | 0.0005 | 0 | 0 | 0 |  | 0.0483 | 0.0483 | 0.0711 | 0.0717
2014-08-20 | 11時 |  | 0 | 0 | 0 | 0 | [9 empty] | 0 | 0 | 0 | 0 | 0 | 0 | 0 | 0 | 0 | 0 | 2.0847 | 0 | 0 | 0 | 0.14685 | 0 | 0 | 0 | 0.11088 | 0 | 0 | 0 | 0.047552 | 0.00013 | 0.00025 | 0.00038 | 0.0005 | 0 | 0 | 0 |  | 0.056 | 0.0561 | 0.0788 | 0.0795
2014-08-20 | 12時 |  | 0 | 0 | 0 | 0 | [9 empty] | 0 | 0 | 0 | 0 | 0 | 0 | 0 | 0 | 0 | 0 | 2.2873 | 0 | 0 | 0 | 0.15745 | 0 | 0 | 0 | 0 | 0 | 0 | 0 | 0.047552 | 0.00013 | 0.00025 | 0.00038 | 0.0005 | 0 | 0 | 0 |  | 0.056 | 0.0561 | 0.0788 | 0.0795
2014-08-20 | 13時 |  | 0 | 0 | 0 | 0 | [9 empty] | 0 | 0 | 0 | 0 | 0 | 0 | 0 | 0 | 0 | 0 | 2.3361 | 0 | 0 | 0 | 0 | 0 | 0 | 0 | 0 | 0 | 0 | 0 | 0.047552 | 0.00013 | 0.00025 | 0.00038 | 0.0005 | 0 | 0 | 0 |  | 0.0483 | 0.0483 | 0.0711 | 0.0717
2014-08-20 | 14時 |  | 0 | 0 | 0 | 0 | [9 empty] | 0 | 0 | 0 | 0 | 0 | 0 | 0 | 0 | 0 | 0 | 2.3986 | 0 | 0 | 0 | 0 | 0 | 0 | 0 | 0 | 0 | 0 | 0 | 0.047552 | 0.00013 | 0.00025 | 0.00038 | 0.0005 | 0 | 0 | 0 |  | 0.056 | 0.0561 | 0.0788 | 0.0795
2014-08-20 | 15時 |  | 0 | 0 | 0 | 0 | [9 empty] | 0 | 0 | 0 | 0 | 0 | 0 | 0 | 0 | 0 | 0 | 2.3043 | 0 | 0 | 0 | 0.28404 | 0 | 0 | 0 | 0.1805 | 0 | 0 | 0 | 0.047552 | 0.00013 | 0.00025 | 0.00038 | 0.0005 | 0 | 0 | 0 |  | 0.056 | 0.0561 | 0.0788 | 0.0795
2014-08-20 | 16時 |  | 0 | 0 | 0 | 0 | [9 empty] | 0 | 0 | 0 | 0 | 0 | 0 | 0 | 0 | 0 | 0 | 2.2702 | 0 | 0 | 0 | 0.17587 | 0 | 0 | 0 | 0.12354 | 0 | 0 | 0 | 0.047552 | 0.00013 | 0.00025 | 0.00038 | 0.0005 | 0 | 0 | 0 |  | 0.0483 | 0.0483 | 0.0711 | 0.0717
2014-08-20 | 17時 |  | 0 | 0 | 0 | 0 | [9 empty] | 0 | 0 | 0 | 0 | 0 | 0 | 0 | 0 | 0 | 0 | 2.1182 | 0 | 0 | 0 | 0.14218 | 0 | 0 | 0 | 0.11138 | 0 | 0 | 0 | 0.047552 | 0.00013 | 0.00025 | 0.00038 | 0.0005 | 0 | 0 | 0 |  | 0.056 | 0.0561 | 0.0788 | 0.0795
2014-08-20 | 18時 |  | 0 | 0 | 0 | 0 | [9 empty] | 0 | 0 | 0 | 0 | 0 | 0 | 0 | 0 | 0 | 0 | 2.0131 | 0 | 0 | 0 | 0.12427 | 0 | 0 | 0 | 0 | 0 | 0 | 0 | 0.047552 | 0.00013 | 0.00025 | 0.00038 | 0.0005 | 0 | 0 | 0 |  | 0.056 | 0.0561 | 0.0788 | 0.0795
2014-08-20 | 19時 |  | 0 | 0 | 0 | 0 | [9 empty] | 0 | 0 | 0 | 0 | 0 | 0 | 0 | 0 | 0 | 0 | 1.9485 | 0 | 0 | 0 | 0.079835 | 0 | 0 | 0 | 0.22532 | 0 | 0 | 0 | 0.047552 | 0.00013 | 0.00025 | 0.00038 | 0.0005 | 0 | 0 | 0 |  | 0.0483 | 0.0483 | 0.0711 | 0.0717
2014-08-20 | 20時 |  | 0 | 0 | 0 | 0 | [9 empty] | 0 | 0 | 0 | 0 | 0 | 0 | 0 | 0 | 0 | 0 | 1.8029 | 0 | 0 | 0 | 0.076749 | 0 | 0 | 0 | 0.19375 | 0 | 0 | 0 | 0.047552 | 0.00054 | 0.00108 | 0.00163 | 0.00217 | 0.062335 | 0 | 0.0082775 |  | 0.1304 | 0.2048 | 0.3129 | 0.4626
2014-08-20 | 21時 |  | 0 | 0 | 0 | 0 | [9 empty] | 0 | 0 | 0 | 0 | 0 | 0 | 0 | 0 | 0 | 0 | 1.5618 | 0 | 0 | 0 | 0.061799 | 0 | 0 | 0 | 0.19425 | 0 | 0 | 0 | 0.047552 | 0.00033 | 0.00067 | 0.001 | 0.00133 | 0.12467 | 0.026771 | 0.031304 |  | 0.1755 | 0.2411 | 0.3322 | 0.4447
2014-08-20 | 22時 |  | 0 | 0 | 0 | 0 | [9 empty] | 0 | 0 | 0 | 0 | 0 | 0 | 0 | 0 | 0 | 0 | 1.0407 | 0 | 0 | 0 | 0 | 0 | 0 | 0 | 0.089578 | 0 | 0 | 0 | 0.047552 | 0.00352 | 0.00703 | 0.01055 | 0.01406 | 0.12467 | 0.16133 | 0.043827 |  | 0.051 | 0.0511 | 0.0952 | 0.0959
2014-08-20 | 23時 |  | 0 | 0 | 0 | 0 | [9 empty] | 0 | 0 | 0 | 0 | 0 | 0 | 0 | 0 | 0 | 0 | 0.45215 | 0 | 0 | 0 | 0 | 0 | 0 | 0 | 0 | 0 | 0 | 0 | 0.047552 | 0.00628 | 0.01256 | 0.01884 | 0.02512 | 0.062335 | 0.15709 | 0.044922 |  | 0.1877 | 0.2176 | 0.2703 | 0.2709
2014-08-21 | 0時 |  | 0 | 0 | 0 | 0 | [9 empty] | 0 | 0 | 0 | 0 | 0 | 0 | 0 | 0 | 0 | 0 | 0.19331 | 0 | 0 | 0 | 0 | 0 | 0 | 0 | 0 | 0 | 0 | 0 | 0.047552 | 0.00013 | 0.00025 | 0.00038 | 0.0005 | 0 | 0.078899 | 0.011656 |  | 0.1578 | 0.1578 | 0.1806 | 0.1812
2014-08-21 | 1時 |  | 0 | 0 | 0 | 0 | [9 empty] | 0 | 0 | 0 | 0 | 0 | 0 | 0 | 0 | 0 | 0 | 0.080148 | 0 | 0 | 0 | 0 | 0 | 0 | 0 | 0 | 0 | 0 | 0 | 0.047552 | 0.00013 | 0.00025 | 0.00038 | 0.0005 | 0 | 0 | 0 |  | 0.0483 | 0.0483 | 0.0711 | 0.0717
2014-08-21 | 2時 |  | 0 | 0 | 0 | 0 | [9 empty] | 0 | 0 | 0 | 0 | 0 | 0 | 0 | 0 | 0 | 0 | 0.033047 | 0 | 0 | 0 | 0 | 0 | 0 | 0 | 0 | 0 | 0 | 0 | 0.047552 | 0.00013 | 0.00025 | 0.00038 | 0.0005 | 0 | 0 | 0 |  | 0.056 | 0.0561 | 0.0788 | 0.0795
2014-08-21 | 3時 |  | 0 | 0 | 0 | 0 | [9 empty] | 0 | 0 | 0 | 0 | 0 | 0 | 0 | 0 | 0 | 0 | 0.012441 | 0 | 0 | 0 | 0 | 0 | 0 | 0 | 0 | 0 | 0 | 0 | 0.047552 | 0.00013 | 0.00025 | 0.00038 | 0.0005 | 0 | 0 | 0 |  | 0.056 | 0.0561 | 0.0788 | 0.0795
2014-08-21 | 4時 |  | 0 | 0 | 0 | 0 | [9 empty] | 0 | 0 | 0 | 0 | 0 | 0 | 0 | 0 | 0 | 0 | 0.0064518 | 0 | 0 | 0 | 0 | 0 | 0 | 0 | 0 | 0 | 0 | 0 | 0.047552 | 0.00013 | 0.00025 | 0.00038 | 0.0005 | 0 | 0 | 0 |  | 0.0483 | 0.0483 | 0.0711 | 0.0717
2014-08-21 | 5時 |  | 0 | 0 | 0 | 0 | [9 empty] | 0 | 0 | 0 | 0 | 0 | 0 | 0 | 0 | 0 | 0 | 0.018411 | 0 | 0 | 0 | 0 | 0 | 0 | 0 | 0 | 0 | 0 | 0 | 0.047552 | 0.00013 | 0.00025 | 0.00038 | 0.0005 | 0 | 0 | 0 |  | 0.056 | 0.0561 | 0.0788 | 0.0795
2014-08-21 | 6時 |  | 0 | 0 | 0 | 0 | [9 empty] | 0 | 0 | 0 | 0 | 0 | 0 | 0 | 0 | 0 | 0 | 0.25016 | 0 | 0 | 0 | 0 | 0 | 0 | 0 | 0 | 0 | 0 | 0 | 0.047552 | 0.00338 | 0.00675 | 0.01013 | 0.01351 | 0 | 0.024649 | 0.011815 |  | 0.1925 | 0.2611 | 0.3525 | 0.3531
2014-08-21 | 7時 |  | 0 | 0 | 0 | 0 | [9 empty] | 0 | 0 | 0 | 0 | 0 | 0 | 0 | 0 | 0 | 0 | 0.84832 | 0 | 0 | 0 | 0.14082 | 0 | 0 | 0 | 0 | 0 | 0 | 0 | 0.047552 | 0.00054 | 0.00108 | 0.00163 | 0.00217 | 0.13859 | 0.053895 | 0.036861 |  | 0.1524 | 0.248 | 0.3662 | 0.3669
2014-08-21 | 8時 |  | 0 | 0 | 0 | 0 | [9 empty] | 0 | 0 | 0 | 0 | 0 | 0 | 0 | 0 | 0 | 0 | 1.6978 | 0 | 0 | 0 | 0.13678 | 0 | 0 | 0 | 0 | 0 | 0 | 0 | 0.047552 | 0.00054 | 0.00108 | 0.00163 | 0.00217 | 0.093503 | 0 | 0.035602 |  | 0.1091 | 0.1448 | 0.2032 | 0.2039
2014-08-21 | 9時 |  | 0 | 0 | 0 | 0 | [9 empty] | 0 | 0 | 0 | 0 | 0 | 0 | 0 | 0 | 0 | 0 | 1.8406 | 0 | 0 | 0 | 0 | 0 | 0 | 0 | 0 | 0 | 0 | 0 | 0.047552 | 0.00013 | 0.00025 | 0.00038 | 0.0005 | 0.17838 | 0.10971 | 0.042749 |  | 0.3011 | 0.3368 | 0.3953 | 0.396
2014-08-21 | 10時 |  | 0 | 0 | 0 | 0 | [9 empty] | 0 | 0 | 0 | 0 | 0 | 0 | 0 | 0 | 0 | 0 | 2.1111 | 0 | 0 | 0 | 0 | 0 | 0 | 0 | 0 | 0 | 0 | 0 | 0.047552 | 0.00033 | 0.00067 | 0.001 | 0.00133 | 0.093503 | 0 | 0.012523 |  | 0.0483 | 0.0483 | 0.0711 | 0.0717
2014-08-21 | 11時 |  | 0 | 0 | 0 | 0 | [9 empty] | 0 | 0 | 0 | 0 | 0 | 0 | 0 | 0 | 0 | 0 | 2.1277 | 0 | 0 | 0 | 0.30243 | 0 | 0 | 0 | 0 | 0 | 0 | 0 | 0.047552 | 0.00013 | 0.00025 | 0.00038 | 0.0005 | 0 | 0 | 0.0052775 |  | 0.056 | 0.0561 | 0.0788 | 0.0795
2014-08-21 | 12時 |  | 0 | 0 | 0 | 0 | [9 empty] | 0 | 0 | 0 | 0 | 0 | 0 | 0 | 0 | 0 | 0 | 2.1997 | 0 | 0 | 0 | 0.18305 | 0 | 0 | 0 | 0 | 0 | 0 | 0 | 0.047552 | 0.00338 | 0.00675 | 0.01013 | 0.01351 | 0.05371 | 0 | 0.0052775 |  | 0.1983 | 0.2727 | 0.3698 | 0.3705
2014-08-21 | 13時 |  | 0 | 0 | 0 | 0 | [9 empty] | 0 | 0 | 0 | 0 | 0 | 0 | 0 | 0 | 0 | 0 | 2.2082 | 0 | 0 | 0 | 0 | 0 | 0 | 0 | 0 | 0 | 0 | 0 | 0.047552 | 0.00033 | 0.00067 | 0.001 | 0.00133 | 0.11604 | 0 | 0 |  | 0.0483 | 0.0483 | 0.0711 | 0.0717
2014-08-21 | 14時 |  | 0 | 0 | 0 | 0 | [9 empty] | 0 | 0 | 0 | 0 | 0 | 0 | 0 | 0 | 0 | 0 | 2.2203 | 0 | 0 | 0 | 0 | 0 | 0 | 0 | 0 | 0 | 0 | 0 | 0.047552 | 0.00013 | 0.00025 | 0.00038 | 0.0005 | 0.031168 | 0 | 0.017801 |  | 0.056 | 0.0561 | 0.0788 | 0.0795
2014-08-21 | 15時 |  | 0 | 0 | 0 | 0 | [9 empty] | 0 | 0 | 0 | 0 | 0 | 0 | 0 | 0 | 0 | 0 | 2.1174 | 0 | 0 | 0 | 0.13366 | 0 | 0 | 0 | 0 | 0 | 0 | 0 | 0.047552 | 0.00013 | 0.00025 | 0.00038 | 0.0005 | 0 | 0 | 0 |  | 0.056 | 0.0561 | 0.0788 | 0.0795
2014-08-21 | 16時 |  | 0 | 0 | 0 | 0 | [9 empty] | 0 | 0 | 0 | 0 | 0 | 0 | 0 | 0 | 0 | 0 | 2.0446 | 0 | 0 | 0 | 0.0636 | 0 | 0 | 0 | 0 | 0 | 0 | 0 | 0.047552 | 0.00033 | 0.00067 | 0.001 | 0.00133 | 0.062335 | 0 | 0.0052775 |  | 0.0483 | 0.0483 | 0.0711 | 0.0717
2014-08-21 | 17時 |  | 0 | 0 | 0 | 0 | [9 empty] | 0 | 0 | 0 | 0 | 0 | 0 | 0 | 0 | 0 | 0 | 1.9798 | 0 | 0 | 0 | 0.028558 | 0 | 0 | 0 | 0.11079 | 0 | 0 | 0 | 0.047552 | 0.00033 | 0.00067 | 0.001 | 0.00133 | 0.10536 | 0 | 0.0082775 |  | 0.1304 | 0.2048 | 0.3019 | 0.3026
2014-08-21 | 18時 |  | 0 | 0 | 0 | 0 | [9 empty] | 0 | 0 | 0 | 0 | 0 | 0 | 0 | 0 | 0 | 0 | 1.9336 | 0 | 0 | 0 | 0.018685 | 0 | 0 | 0 | 0 | 0 | 0 | 0 | 0.047552 | 0.00642 | 0.01284 | 0.01926 | 0.02568 | 0.12467 | 0 | 0.0082775 |  | 0.303 | 0.3387 | 0.3972 | 0.5469
2014-08-21 | 19時 |  | 0 | 0 | 0 | 0 | [9 empty] | 0 | 0 | 0 | 0 | 0 | 0 | 0 | 0 | 0 | 0 | 1.8977 | 0 | 0 | 0 | 0.030571 | 0 | 0 | 0 | 0.095482 | 0 | 0 | 0 | 0.047552 | 0.00642 | 0.01284 | 0.01926 | 0.02568 | 0.21072 | 0.10708 | 0.0082775 |  | 0.0991 | 0.1348 | 0.1932 | 0.1939
2014-08-21 | 20時 |  | 0 | 0 | 0 | 0 | [9 empty] | 0 | 0 | 0 | 0 | 0 | 0 | 0 | 0 | 0 | 0 | 1.8528 | 0 | 0 | 0 | 0.021178 | 0 | 0 | 0 | 0 | 0 | 0 | 0 | 0.047552 | 0.00033 | 0.00067 | 0.001 | 0.00133 | 0.14927 | 0.027125 | 0 |  | 0.0917 | 0.1275 | 0.2102 | 0.2109
2014-08-21 | 21時 |  | 0 | 0 | 0 | 0 | [9 empty] | 0 | 0 | 0 | 0 | 0 | 0 | 0 | 0 | 0 | 0 | 1.791 | 0 | 0 | 0 | 0 | 0 | 0 | 0 | 0.084139 | 0 | 0 | 0 | 0.047552 | 0.00033 | 0.00067 | 0.001 | 0.00133 | 0.14618 | 0.10814 | 0.031304 |  | 0.1216 | 0.1873 | 0.2837 | 0.2844
2014-08-21 | 22時 |  | 0 | 0 | 0 | 0 | [9 empty] | 0 | 0 | 0 | 0 | 0 | 0 | 0 | 0 | 0 | 0 | 1.7116 | 0 | 0 | 0 | 0 | 0 | 0 | 0 | 0.08324 | 0 | 0 | 0 | 0.047552 | 0.00628 | 0.01256 | 0.01884 | 0.02512 | 0.12467 | 0.16133 | 0.043827 |  | 0.1738 | 0.1917 | 0.262 | 0.2626
2014-08-21 | 23時 |  | 0 | 0 | 0 | 0 | [9 empty] | 0 | 0 | 0 | 0 | 0 | 0 | 0 | 0 | 0 | 0 | 0.79509 | 0 | 0 | 0 | 0 | 0 | 0 | 0 | 0 | 0 | 0 | 0 | 0.047552 | 0.0067 | 0.01339 | 0.02009 | 0.02679 | 0.12467 | 0.18881 | 0.031848 |  | 0.1877 | 0.2176 | 0.2756 | 0.2763
2014-08-22 | 0時 |  | 0 | 0 | 0 | 0 | [9 empty] | 0 | 0 | 0 | 0 | 0 | 0 | 0 | 0 | 0 | 0 | 0.47973 | 0 | 0 | 0 | 0 | 0 | 0 | 0 | 0 | 0 | 0 | 0 | 0.047552 | 0.00013 | 0.00025 | 0.00038 | 0.0005 | 0 | 0.078899 | 0.011656 |  | 0.1578 | 0.1578 | 0.1806 | 0.1812
2014-08-22 | 1時 |  | 0 | 0 | 0 | 0 | [9 empty] | 0 | 0 | 0 | 0 | 0 | 0 | 0 | 0 | 0 | 0 | 0.29544 | 0 | 0 | 0 | 0 | 0 | 0 | 0 | 0 | 0 | 0 | 0 | 0.047552 | 0.00013 | 0.00025 | 0.00038 | 0.0005 | 0 | 0 | 0 |  | 0.0483 | 0.0483 | 0.0711 | 0.0717
2014-08-22 | 2時 |  | 0 | 0 | 0 | 0 | [9 empty] | 0 | 0 | 0 | 0 | 0 | 0 | 0 | 0 | 0 | 0 | 0.2602 | 0 | 0 | 0 | 0 | 0 | 0 | 0 | 0 | 0 | 0 | 0 | 0.047552 | 0.00013 | 0.00025 | 0.00038 | 0.0005 | 0 | 0 | 0 |  | 0.056 | 0.0561 | 0.0788 | 0.0795
2014-08-22 | 3時 |  | 0 | 0 | 0 | 0 | [9 empty] | 0 | 0 | 0 | 0 | 0 | 0 | 0 | 0 | 0 | 0 | 0.23914 | 0 | 0 | 0 | 0 | 0 | 0 | 0 | 0 | 0 | 0 | 0 | 0.047552 | 0.00013 | 0.00025 | 0.00038 | 0.0005 | 0 | 0 | 0 |  | 0.056 | 0.0561 | 0.0788 | 0.0795
2014-08-22 | 4時 |  | 0 | 0 | 0 | 0 | [9 empty] | 0 | 0 | 0 | 0 | 0 | 0 | 0 | 0 | 0 | 0 | 0.18465 | 0 | 0 | 0 | 0 | 0 | 0 | 0 | 0 | 0 | 0 | 0 | 0.047552 | 0.00013 | 0.00025 | 0.00038 | 0.0005 | 0 | 0 | 0 |  | 0.0483 | 0.0483 | 0.0711 | 0.0717
2014-08-22 | 5時 |  | 0 | 0 | 0 | 0 | [9 empty] | 0 | 0 | 0 | 0 | 0 | 0 | 0 | 0 | 0 | 0 | 0.36604 | 0 | 0 | 0 | 0 | 0 | 0 | 0 | 0 | 0 | 0 | 0 | 0.047552 | 0.00013 | 0.00025 | 0.00038 | 0.0005 | 0 | 0 | 0 |  | 0.056 | 0.0561 | 0.0788 | 0.0795
2014-08-22 | 6時 |  | 0 | 0 | 0 | 0 | [9 empty] | 0 | 0 | 0 | 0 | 0 | 0 | 0 | 0 | 0 | 0 | 1.5762 | 0 | 0 | 0 | 0 | 0 | 0 | 0 | 0 | 0 | 0 | 0 | 0.047552 | 0.00338 | 0.00675 | 0.01013 | 0.01351 | 0 | 0.024649 | 0.011815 |  | 0.1925 | 0.2611 | 0.3525 | 0.3531
2014-08-22 | 7時 |  | 0 | 0 | 0 | 0 | [9 empty] | 0 | 0 | 0 | 0 | 0 | 0 | 0 | 0 | 0 | 0 | 1.7244 | 0 | 0 | 0 | 0 | 0 | 0 | 0 | 0 | 0 | 0 | 0 | 0.047552 | 0.00054 | 0.00108 | 0.00163 | 0.00217 | 0.13859 | 0.053895 | 0.036861 |  | 0.1524 | 0.248 | 0.3662 | 0.3669
2014-08-22 | 8時 |  | 0 | 0 | 0 | 0 | [9 empty] | 0 | 0 | 0 | 0 | 0 | 0 | 0 | 0 | 0 | 0 | 1.8881 | 0 | 0 | 0 | 0 | 0 | 0 | 0 | 0 | 0 | 0 | 0 | 0.047552 | 0.00054 | 0.00108 | 0.00163 | 0.00217 | 0.093503 | 0 | 0.035602 |  | 0.1091 | 0.1448 | 0.2032 | 0.2039
2014-08-22 | 9時 |  | 0 | 0 | 0 | 0 | [9 empty] | 0 | 0 | 0 | 0 | 0 | 0 | 0 | 0 | 0 | 0 | 1.8952 | 0 | 0 | 0 | 0 | 0 | 0 | 0 | 0 | 0 | 0 | 0 | 0.047552 | 0.00013 | 0.00025 | 0.00038 | 0.0005 | 0.17838 | 0.10971 | 0.042749 |  | 0.3011 | 0.3368 | 0.3953 | 0.396
2014-08-22 | 10時 |  | 0 | 0 | 0 | 0 | [9 empty] | 0 | 0 | 0 | 0 | 0 | 0 | 0 | 0 | 0 | 0 | 2.0242 | 0 | 0 | 0 | 0 | 0 | 0 | 0 | 0 | 0 | 0 | 0 | 0.047552 | 0.00033 | 0.00067 | 0.001 | 0.00133 | 0.093503 | 0 | 0.012523 |  | 0.0483 | 0.0483 | 0.0711 | 0.0717
2014-08-22 | 11時 |  | 0 | 0 | 0 | 0 | [9 empty] | 0 | 0 | 0 | 0 | 0 | 0 | 0 | 0 | 0 | 0 | 2.129 | 0 | 0 | 0 | 0.020999 | 0 | 0 | 0 | 0 | 0 | 0 | 0 | 0.047552 | 0.00013 | 0.00025 | 0.00038 | 0.0005 | 0 | 0 | 0.0052775 |  | 0.056 | 0.0561 | 0.0788 | 0.0795
2014-08-22 | 12時 |  | 0 | 0 | 0 | 0 | [9 empty] | 0 | 0 | 0 | 0 | 0 | 0 | 0 | 0 | 0 | 0 | 1.9621 | 0 | 0 | 0 | 0.028216 | 0 | 0 | 0 | 0 | 0 | 0 | 0 | 0.047552 | 0.00338 | 0.00675 | 0.01013 | 0.01351 | 0.05371 | 0 | 0.0052775 |  | 0.1983 | 0.2727 | 0.3698 | 0.3705
2014-08-22 | 13時 |  | 0 | 0 | 0 | 0 | [9 empty] | 0 | 0 | 0 | 0 | 0 | 0 | 0 | 0 | 0 | 0 | 2.1352 | 0 | 0 | 0 | 0 | 0 | 0 | 0 | 0 | 0 | 0 | 0 | 0.047552 | 0.00033 | 0.00067 | 0.001 | 0.00133 | 0.11604 | 0 | 0 |  | 0.0483 | 0.0483 | 0.0711 | 0.0717
2014-08-22 | 14時 |  | 0 | 0 | 0 | 0 | [9 empty] | 0 | 0 | 0 | 0 | 0 | 0 | 0 | 0 | 0 | 0 | 2.1405 | 0 | 0 | 0 | 0 | 0 | 0 | 0 | 0 | 0 | 0 | 0 | 0.047552 | 0.00013 | 0.00025 | 0.00038 | 0.0005 | 0.031168 | 0 | 0.017801 |  | 0.056 | 0.0561 | 0.0788 | 0.0795
2014-08-22 | 15時 |  | 0 | 0 | 0 | 0 | [9 empty] | 0 | 0 | 0 | 0 | 0 | 0 | 0 | 0 | 0 | 0 | 2.1337 | 0 | 0 | 0 | 0.029727 | 0 | 0 | 0 | 0 | 0 | 0 | 0 | 0.047552 | 0.00013 | 0.00025 | 0.00038 | 0.0005 | 0 | 0 | 0 |  | 0.056 | 0.0561 | 0.0788 | 0.0795
2014-08-22 | 16時 |  | 0 | 0 | 0 | 0 | [9 empty] | 0 | 0 | 0 | 0 | 0 | 0 | 0 | 0 | 0 | 0 | 2.1701 | 0 | 0 | 0 | 0.027808 | 0 | 0 | 0 | 0 | 0 | 0 | 0 | 0.047552 | 0.00033 | 0.00067 | 0.001 | 0.00133 | 0.062335 | 0 | 0.0052775 |  | 0.0483 | 0.0483 | 0.0711 | 0.0717
2014-08-22 | 17時 |  | 0 | 0 | 0 | 0 | [9 empty] | 0 | 0 | 0 | 0 | 0 | 0 | 0 | 0 | 0 | 0 | 2.0667 | 0 | 0 | 0 | 0 | 0 | 0 | 0 | 0 | 0 | 0 | 0 | 0.047552 | 0.00033 | 0.00067 | 0.001 | 0.00133 | 0.10536 | 0 | 0.0082775 |  | 0.1304 | 0.2048 | 0.3019 | 0.3026
2014-08-22 | 18時 |  | 0 | 0 | 0 | 0 | [9 empty] | 0 | 0 | 0 | 0 | 0 | 0 | 0 | 0 | 0 | 0 | 1.9219 | 0 | 0 | 0 | 0 | 0 | 0 | 0 | 0 | 0 | 0 | 0 | 0.047552 | 0.00642 | 0.01284 | 0.01926 | 0.02568 | 0.12467 | 0 | 0.0082775 |  | 0.303 | 0.3387 | 0.3972 | 0.5469
2014-08-22 | 19時 |  | 0 | 0 | 0 | 0 | [9 empty] | 0 | 0 | 0 | 0 | 0 | 0 | 0 | 0 | 0 | 0 | 1.8413 | 0 | 0 | 0 | 0.021233 | 0 | 0 | 0 | 0 | 0 | 0 | 0 | 0.047552 | 0.00642 | 0.01284 | 0.01926 | 0.02568 | 0.21072 | 0.10708 | 0.0082775 |  | 0.0991 | 0.1348 | 0.1932 | 0.1939
2014-08-22 | 20時 |  | 0 | 0 | 0 | 0 | [9 empty] | 0 | 0 | 0 | 0 | 0 | 0 | 0 | 0 | 0 | 0 | 1.8086 | 0 | 0 | 0 | 0 | 0 | 0 | 0 | 0 | 0 | 0 | 0 | 0.047552 | 0.00033 | 0.00067 | 0.001 | 0.00133 | 0.14927 | 0.027125 | 0 |  | 0.0917 | 0.1275 | 0.2102 | 0.2109
2014-08-22 | 21時 |  | 0 | 0 | 0 | 0 | [9 empty] | 0 | 0 | 0 | 0 | 0 | 0 | 0 | 0 | 0 | 0 | 1.7935 | 0 | 0 | 0 | 0 | 0 | 0 | 0 | 0 | 0 | 0 | 0 | 0.047552 | 0.00033 | 0.00067 | 0.001 | 0.00133 | 0.14618 | 0.10814 | 0.031304 |  | 0.1216 | 0.1873 | 0.2837 | 0.2844
2014-08-22 | 22時 |  | 0 | 0 | 0 | 0 | [9 empty] | 0 | 0 | 0 | 0 | 0 | 0 | 0 | 0 | 0 | 0 | 1.7235 | 0 | 0 | 0 | 0 | 0 | 0 | 0 | 0 | 0 | 0 | 0 | 0.047552 | 0.00628 | 0.01256 | 0.01884 | 0.02512 | 0.12467 | 0.16133 | 0.043827 |  | 0.1738 | 0.1917 | 0.262 | 0.2626
2014-08-22 | 23時 |  | 0 | 0 | 0 | 0 | [9 empty] | 0 | 0 | 0 | 0 | 0 | 0 | 0 | 0 | 0 | 0 | 0.88092 | 0 | 0 | 0 | 0 | 0 | 0 | 0 | 0 | 0 | 0 | 0 | 0.047552 | 0.0067 | 0.01339 | 0.02009 | 0.02679 | 0.12467 | 0.18881 | 0.031848 |  | 0.1877 | 0.2176 | 0.2756 | 0.2763
2014-08-23 | 0時 |  | 0 | 0 | 0 | 0 | [9 empty] | 0 | 0 | 0 | 0 | 0 | 0 | 0 | 0 | 0 | 0 | 0.80347 | 0 | 0 | 0 | 0 | 0 | 0 | 0 | 0 | 0 | 0 | 0 | 0.047552 | 0.00013 | 0.00025 | 0.00038 | 0.0005 | 0 | 0.078899 | 0.011656 |  | 0.1578 | 0.1578 | 0.1806 | 0.1812
2014-08-23 | 1時 |  | 0 | 0 | 0 | 0 | [9 empty] | 0 | 0 | 0 | 0 | 0 | 0 | 0 | 0 | 0 | 0 | 0.66627 | 0 | 0 | 0 | 0 | 0 | 0 | 0 | 0 | 0 | 0 | 0 | 0.047552 | 0.00013 | 0.00025 | 0.00038 | 0.0005 | 0 | 0 | 0 |  | 0.0483 | 0.0483 | 0.0711 | 0.0717
2014-08-23 | 2時 |  | 0 | 0 | 0 | 0 | [9 empty] | 0 | 0 | 0 | 0 | 0 | 0 | 0 | 0 | 0 | 0 | 0.48526 | 0 | 0 | 0 | 0 | 0 | 0 | 0 | 0 | 0 | 0 | 0 | 0.047552 | 0.00013 | 0.00025 | 0.00038 | 0.0005 | 0 | 0 | 0 |  | 0.056 | 0.0561 | 0.0788 | 0.0795
2014-08-23 | 3時 |  | 0 | 0 | 0 | 0 | [9 empty] | 0 | 0 | 0 | 0 | 0 | 0 | 0 | 0 | 0 | 0 | 0.36551 | 0 | 0 | 0 | 0 | 0 | 0 | 0 | 0 | 0 | 0 | 0 | 0.047552 | 0.00013 | 0.00025 | 0.00038 | 0.0005 | 0 | 0 | 0 |  | 0.056 | 0.0561 | 0.0788 | 0.0795
2014-08-23 | 4時 |  | 0 | 0 | 0 | 0 | [9 empty] | 0 | 0 | 0 | 0 | 0 | 0 | 0 | 0 | 0 | 0 | 0.25818 | 0 | 0 | 0 | 0 | 0 | 0 | 0 | 0 | 0 | 0 | 0 | 0.047552 | 0.00013 | 0.00025 | 0.00038 | 0.0005 | 0 | 0 | 0 |  | 0.0483 | 0.0483 | 0.0711 | 0.0717
2014-08-23 | 5時 |  | 0 | 0 | 0 | 0 | [9 empty] | 0 | 0 | 0 | 0 | 0 | 0 | 0 | 0 | 0 | 0 | 0.5745 | 0 | 0 | 0 | 0 | 0 | 0 | 0 | 0 | 0 | 0 | 0 | 0.047552 | 0.00013 | 0.00025 | 0.00038 | 0.0005 | 0 | 0 | 0 |  | 0.056 | 0.0561 | 0.0788 | 0.0795
2014-08-23 | 6時 |  | 0 | 0 | 0 | 0 | [9 empty] | 0 | 0 | 0 | 0 | 0 | 0 | 0 | 0 | 0 | 0 | 1.5045 | 0 | 0 | 0 | 0 | 0 | 0 | 0 | 0 | 0 | 0 | 0 | 0.047552 | 0.00338 | 0.00675 | 0.01013 | 0.01351 | 0 | 0.024649 | 0.011815 |  | 0.1925 | 0.2611 | 0.3525 | 0.3531
2014-08-23 | 7時 |  | 0 | 0 | 0 | 0 | [9 empty] | 0 | 0 | 0 | 0 | 0 | 0 | 0 | 0 | 0 | 0 | 1.7388 | 0 | 0 | 0 | 0 | 0 | 0 | 0 | 0 | 0 | 0 | 0 | 0.047552 | 0.00054 | 0.00108 | 0.00163 | 0.00217 | 0.13859 | 0.053895 | 0.036861 |  | 0.1524 | 0.248 | 0.3662 | 0.3669
2014-08-23 | 8時 |  | 0 | 0 | 0 | 0 | [9 empty] | 0 | 0 | 0 | 0 | 0 | 0 | 0 | 0 | 0 | 0 | 1.8974 | 0 | 0 | 0 | 0 | 0 | 0 | 0 | 0 | 0 | 0 | 0 | 0.047552 | 0.00054 | 0.00108 | 0.00163 | 0.00217 | 0.093503 | 0 | 0.035602 |  | 0.1091 | 0.1448 | 0.2032 | 0.2039
2014-08-23 | 9時 |  | 0 | 0 | 0 | 0 | [9 empty] | 0 | 0 | 0 | 0 | 0 | 0 | 0 | 0 | 0 | 0 | 2.0115 | 0 | 0 | 0 | 0 | 0 | 0 | 0 | 0 | 0 | 0 | 0 | 0.047552 | 0.00013 | 0.00025 | 0.00038 | 0.0005 | 0.17838 | 0.10971 | 0.042749 |  | 0.3011 | 0.3368 | 0.3953 | 0.396
2014-08-23 | 10時 |  | 0 | 0 | 0 | 0 | [9 empty] | 0 | 0 | 0 | 0 | 0 | 0 | 0 | 0 | 0 | 0 | 2.0823 | 0 | 0 | 0 | 0 | 0 | 0 | 0 | 0 | 0 | 0 | 0 | 0.047552 | 0.00033 | 0.00067 | 0.001 | 0.00133 | 0.093503 | 0 | 0.012523 |  | 0.0483 | 0.0483 | 0.0711 | 0.0717
2014-08-23 | 11時 |  | 0 | 0 | 0 | 0 | [9 empty] | 0 | 0 | 0 | 0 | 0 | 0 | 0 | 0 | 0 | 0 | 2.2567 | 0 | 0 | 0 | 0.042147 | 0 | 0 | 0 | 0 | 0 | 0 | 0 | 0.047552 | 0.00013 | 0.00025 | 0.00038 | 0.0005 | 0 | 0 | 0.0052775 |  | 0.056 | 0.0561 | 0.0788 | 0.0795
2014-08-23 | 12時 |  | 0 | 0 | 0 | 0 | [9 empty] | 0 | 0 | 0 | 0 | 0 | 0 | 0 | 0 | 0 | 0 | 2.3899 | 0 | 0 | 0 | 0.10325 | 0 | 0 | 0 | 0 | 0 | 0 | 0 | 0.047552 | 0.00338 | 0.00675 | 0.01013 | 0.01351 | 0.05371 | 0 | 0.0052775 |  | 0.1983 | 0.2727 | 0.3698 | 0.3705
2014-08-23 | 13時 |  | 0 | 0 | 0 | 0 | [9 empty] | 0 | 0 | 0 | 0 | 0 | 0 | 0 | 0 | 0 | 0 | 2.4979 | 0 | 0 | 0 | 0 | 0 | 0 | 0 | 0 | 0 | 0 | 0 | 0.047552 | 0.00033 | 0.00067 | 0.001 | 0.00133 | 0.11604 | 0 | 0 |  | 0.0483 | 0.0483 | 0.0711 | 0.0717
2014-08-23 | 14時 |  | 0 | 0 | 0 | 0 | [9 empty] | 0 | 0 | 0 | 0 | 0 | 0 | 0 | 0 | 0 | 0 | 2.408 | 0 | 0 | 0 | 0 | 0 | 0 | 0 | 0 | 0 | 0 | 0 | 0.047552 | 0.00013 | 0.00025 | 0.00038 | 0.0005 | 0.031168 | 0 | 0.017801 |  | 0.056 | 0.0561 | 0.0788 | 0.0795
2014-08-23 | 15時 |  | 0 | 0 | 0 | 0 | [9 empty] | 0 | 0 | 0 | 0 | 0 | 0 | 0 | 0 | 0 | 0 | 2.3572 | 0 | 0 | 0 | 0.14888 | 0 | 0 | 0 | 0 | 0 | 0 | 0 | 0.047552 | 0.00013 | 0.00025 | 0.00038 | 0.0005 | 0 | 0 | 0 |  | 0.056 | 0.0561 | 0.0788 | 0.0795
2014-08-23 | 16時 |  | 0 | 0 | 0 | 0 | [9 empty] | 0 | 0 | 0 | 0 | 0 | 0 | 0 | 0 | 0 | 0 | 2.2364 | 0 | 0 | 0 | 0.078053 | 0 | 0 | 0 | 0 | 0 | 0 | 0 | 0.047552 | 0.00033 | 0.00067 | 0.001 | 0.00133 | 0.062335 | 0 | 0.0052775 |  | 0.0483 | 0.0483 | 0.0711 | 0.0717
2014-08-23 | 17時 |  | 0 | 0 | 0 | 0 | [9 empty] | 0 | 0 | 0 | 0 | 0 | 0 | 0 | 0 | 0 | 0 | 2.2057 | 0 | 0 | 0 | 0.043246 | 0 | 0 | 0 | 0.1021 | 0 | 0 | 0 | 0.047552 | 0.00033 | 0.00067 | 0.001 | 0.00133 | 0.10536 | 0 | 0.0082775 |  | 0.1304 | 0.2048 | 0.3019 | 0.3026
2014-08-23 | 18時 |  | 0 | 0 | 0 | 0 | [9 empty] | 0 | 0 | 0 | 0 | 0 | 0 | 0 | 0 | 0 | 0 | 2.1129 | 0 | 0 | 0 | 0.020035 | 0 | 0 | 0 | 0 | 0 | 0 | 0 | 0.047552 | 0.00642 | 0.01284 | 0.01926 | 0.02568 | 0.12467 | 0 | 0.0082775 |  | 0.303 | 0.3387 | 0.3972 | 0.5469
2014-08-23 | 19時 |  | 0 | 0 | 0 | 0 | [9 empty] | 0 | 0 | 0 | 0 | 0 | 0 | 0 | 0 | 0 | 0 | 2.0269 | 0 | 0 | 0 | 0.024678 | 0 | 0 | 0 | 0.087954 | 0 | 0 | 0 | 0.047552 | 0.00642 | 0.01284 | 0.01926 | 0.02568 | 0.21072 | 0.10708 | 0.0082775 |  | 0.0991 | 0.1348 | 0.1932 | 0.1939
2014-08-23 | 20時 |  | 0 | 0 | 0 | 0 | [9 empty] | 0 | 0 | 0 | 0 | 0 | 0 | 0 | 0 | 0 | 0 | 1.9684 | 0 | 0 | 0 | 0.017156 | 0 | 0 | 0 | 0 | 0 | 0 | 0 | 0.047552 | 0.00033 | 0.00067 | 0.001 | 0.00133 | 0.14927 | 0.027125 | 0 |  | 0.0917 | 0.1275 | 0.2102 | 0.2109
2014-08-23 | 21時 |  | 0 | 0 | 0 | 0 | [9 empty] | 0 | 0 | 0 | 0 | 0 | 0 | 0 | 0 | 0 | 0 | 1.9274 | 0 | 0 | 0 | 0 | 0 | 0 | 0 | 0.083722 | 0 | 0 | 0 | 0.047552 | 0.00033 | 0.00067 | 0.001 | 0.00133 | 0.14618 | 0.10814 | 0.031304 |  | 0.1216 | 0.1873 | 0.2837 | 0.2844
2014-08-23 | 22時 |  | 0 | 0 | 0 | 0 | [9 empty] | 0 | 0 | 0 | 0 | 0 | 0 | 0 | 0 | 0 | 0 | 1.8834 | 0 | 0 | 0 | 0 | 0 | 0 | 0 | 0 | 0 | 0 | 0 | 0.047552 | 0.00628 | 0.01256 | 0.01884 | 0.02512 | 0.12467 | 0.16133 | 0.043827 |  | 0.1738 | 0.1917 | 0.262 | 0.2626
2014-08-23 | 23時 |  | 0 | 0 | 0 | 0 | [9 empty] | 0 | 0 | 0 | 0 | 0 | 0 | 0 | 0 | 0 | 0 | 1.4926 | 0 | 0 | 0 | 0 | 0 | 0 | 0 | 0 | 0 | 0 | 0 | 0.047552 | 0.0067 | 0.01339 | 0.02009 | 0.02679 | 0.12467 | 0.18881 | 0.031848 |  | 0.1877 | 0.2176 | 0.2756 | 0.2763
2014-08-24 | 0時 |  | 0 | 0 | 0 | 0 | [9 empty] | 0 | 0 | 0 | 0 | 0 | 0 | 0 | 0 | 0 | 0 | 1.2519 | 0 | 0 | 0 | 0 | 0 | 0 | 0 | 0 | 0 | 0 | 0 | 0.047552 | 0.00013 | 0.00025 | 0.00038 | 0.0005 | 0 | 0.078899 | 0.011656 |  | 0.1578 | 0.1578 | 0.1806 | 0.1812
2014-08-24 | 1時 |  | 0 | 0 | 0 | 0 | [9 empty] | 0 | 0 | 0 | 0 | 0 | 0 | 0 | 0 | 0 | 0 | 0.96978 | 0 | 0 | 0 | 0 | 0 | 0 | 0 | 0 | 0 | 0 | 0 | 0.047552 | 0.00013 | 0.00025 | 0.00038 | 0.0005 | 0 | 0 | 0 |  | 0.0483 | 0.0483 | 0.0711 | 0.0717
2014-08-24 | 2時 |  | 0 | 0 | 0 | 0 | [9 empty] | 0 | 0 | 0 | 0 | 0 | 0 | 0 | 0 | 0 | 0 | 0.7673 | 0 | 0 | 0 | 0 | 0 | 0 | 0 | 0 | 0 | 0 | 0 | 0.047552 | 0.00013 | 0.00025 | 0.00038 | 0.0005 | 0 | 0 | 0 |  | 0.056 | 0.0561 | 0.0788 | 0.0795
2014-08-24 | 3時 |  | 0 | 0 | 0 | 0 | [9 empty] | 0 | 0 | 0 | 0 | 0 | 0 | 0 | 0 | 0 | 0 | 0.65187 | 0 | 0 | 0 | 0 | 0 | 0 | 0 | 0 | 0 | 0 | 0 | 0.047552 | 0.00013 | 0.00025 | 0.00038 | 0.0005 | 0 | 0 | 0 |  | 0.056 | 0.0561 | 0.0788 | 0.0795
2014-08-24 | 4時 |  | 0 | 0 | 0 | 0 | [9 empty] | 0 | 0 | 0 | 0 | 0 | 0 | 0 | 0 | 0 | 0 | 0.43681 | 0 | 0 | 0 | 0 | 0 | 0 | 0 | 0 | 0 | 0 | 0 | 0.047552 | 0.00013 | 0.00025 | 0.00038 | 0.0005 | 0 | 0 | 0 |  | 0.0483 | 0.0483 | 0.0711 | 0.0717
2014-08-24 | 5時 |  | 0 | 0 | 0 | 0 | [9 empty] | 0 | 0 | 0 | 0 | 0 | 0 | 0 | 0 | 0 | 0 | 0.75024 | 0 | 0 | 0 | 0 | 0 | 0 | 0 | 0 | 0 | 0 | 0 | 0.047552 | 0.00013 | 0.00025 | 0.00038 | 0.0005 | 0 | 0 | 0 |  | 0.056 | 0.0561 | 0.0788 | 0.0795
2014-08-24 | 6時 |  | 0 | 0 | 0 | 0 | [9 empty] | 0 | 0 | 0 | 0 | 0 | 0 | 0 | 0 | 0 | 0 | 1.6773 | 0 | 0 | 0 | 0 | 0 | 0 | 0 | 0 | 0 | 0 | 0 | 0.047552 | 0.00338 | 0.00675 | 0.01013 | 0.01351 | 0 | 0.024649 | 0.011815 |  | 0.1925 | 0.2611 | 0.3525 | 0.3531
2014-08-24 | 7時 |  | 0 | 0 | 0 | 0 | [9 empty] | 0 | 0 | 0 | 0 | 0 | 0 | 0 | 0 | 0 | 0 | 1.7422 | 0 | 0 | 0 | 0 | 0 | 0 | 0 | 0 | 0 | 0 | 0 | 0.047552 | 0.00054 | 0.00108 | 0.00163 | 0.00217 | 0.13859 | 0.053895 | 0.036861 |  | 0.1524 | 0.248 | 0.3662 | 0.3669
2014-08-24 | 8時 |  | 0 | 0 | 0 | 0 | [9 empty] | 0 | 0 | 0 | 0 | 0 | 0 | 0 | 0 | 0 | 0 | 1.9205 | 0 | 0 | 0 | 0.034198 | 0 | 0 | 0 | 0 | 0 | 0 | 0 | 0.047552 | 0.00054 | 0.00108 | 0.00163 | 0.00217 | 0.093503 | 0 | 0.035602 |  | 0.1091 | 0.1448 | 0.2032 | 0.2039
2014-08-24 | 9時 |  | 0 | 0 | 0 | 0 | [9 empty] | 0 | 0 | 0 | 0 | 0 | 0 | 0 | 0 | 0 | 0 | 1.7005 | 0 | 0 | 0 | 0 | 0 | 0 | 0 | 0 | 0 | 0 | 0 | 0.047552 | 0.00013 | 0.00025 | 0.00038 | 0.0005 | 0.17838 | 0.10971 | 0.042749 |  | 0.3011 | 0.3368 | 0.3953 | 0.396
2014-08-24 | 10時 |  | 0 | 0 | 0 | 0 | [9 empty] | 0 | 0 | 0 | 0 | 0 | 0 | 0 | 0 | 0 | 0 | 1.7263 | 0 | 0 | 0 | 0 | 0 | 0 | 0 | 0 | 0 | 0 | 0 | 0.047552 | 0.00033 | 0.00067 | 0.001 | 0.00133 | 0.093503 | 0 | 0.012523 |  | 0.0483 | 0.0483 | 0.0711 | 0.0717
2014-08-24 | 11時 |  | 0 | 0 | 0 | 0 | [9 empty] | 0 | 0 | 0 | 0 | 0 | 0 | 0 | 0 | 0 | 0 | 1.8131 | 0 | 0 | 0 | 0.26312 | 0 | 0 | 0 | 0 | 0 | 0 | 0 | 0.047552 | 0.00013 | 0.00025 | 0.00038 | 0.0005 | 0 | 0 | 0.0052775 |  | 0.056 | 0.0561 | 0.0788 | 0.0795
2014-08-24 | 12時 |  | 0 | 0 | 0 | 0 | [9 empty] | 0 | 0 | 0 | 0 | 0 | 0 | 0 | 0 | 0 | 0 | 1.9203 | 0 | 0 | 0 | 0.19056 | 0 | 0 | 0 | 0 | 0 | 0 | 0 | 0.047552 | 0.00338 | 0.00675 | 0.01013 | 0.01351 | 0.05371 | 0 | 0.0052775 |  | 0.1983 | 0.2727 | 0.3698 | 0.3705
2014-08-24 | 13時 |  | 0 | 0 | 0 | 0 | [9 empty] | 0 | 0 | 0 | 0 | 0 | 0 | 0 | 0 | 0 | 0 | 2.0153 | 0 | 0 | 0 | 0 | 0 | 0 | 0 | 0 | 0 | 0 | 0 | 0.047552 | 0.00033 | 0.00067 | 0.001 | 0.00133 | 0.11604 | 0 | 0 |  | 0.0483 | 0.0483 | 0.0711 | 0.0717
2014-08-24 | 14時 |  | 0 | 0 | 0 | 0 | [9 empty] | 0 | 0 | 0 | 0 | 0 | 0 | 0 | 0 | 0 | 0 | 2.0602 | 0 | 0 | 0 | 0 | 0 | 0 | 0 | 0 | 0 | 0 | 0 | 0.047552 | 0.00013 | 0.00025 | 0.00038 | 0.0005 | 0.031168 | 0 | 0.017801 |  | 0.056 | 0.0561 | 0.0788 | 0.0795
2014-08-24 | 15時 |  | 0 | 0 | 0 | 0 | [9 empty] | 0 | 0 | 0 | 0 | 0 | 0 | 0 | 0 | 0 | 0 | 1.9558 | 0 | 0 | 0 | 0.24431 | 0 | 0 | 0 | 0 | 0 | 0 | 0 | 0.047552 | 0.00013 | 0.00025 | 0.00038 | 0.0005 | 0 | 0 | 0 |  | 0.056 | 0.0561 | 0.0788 | 0.0795
2014-08-24 | 16時 |  | 0 | 0 | 0 | 0 | [9 empty] | 0 | 0 | 0 | 0 | 0 | 0 | 0 | 0 | 0 | 0 | 1.6281 | 0 | 0 | 0 | 0.12087 | 0 | 0 | 0 | 0 | 0 | 0 | 0 | 0.047552 | 0.00033 | 0.00067 | 0.001 | 0.00133 | 0.062335 | 0 | 0.0052775 |  | 0.0483 | 0.0483 | 0.0711 | 0.0717
2014-08-24 | 17時 |  | 0 | 0 | 0 | 0 | [9 empty] | 0 | 0 | 0 | 0 | 0 | 0 | 0 | 0 | 0 | 0 | 1.3807 | 0 | 0 | 0 | 0.085543 | 0 | 0 | 0 | 0.13531 | 0 | 0 | 0 | 0.047552 | 0.00033 | 0.00067 | 0.001 | 0.00133 | 0.10536 | 0 | 0.0082775 |  | 0.1304 | 0.2048 | 0.3019 | 0.3026
2014-08-24 | 18時 |  | 0 | 0 | 0 | 0 | [9 empty] | 0 | 0 | 0 | 0 | 0 | 0 | 0 | 0 | 0 | 0 | 1.0642 | 0 | 0 | 0 | 0.056771 | 0 | 0 | 0 | 0 | 0 | 0 | 0 | 0.047552 | 0.00642 | 0.01284 | 0.01926 | 0.02568 | 0.12467 | 0 | 0.0082775 |  | 0.303 | 0.3387 | 0.3972 | 0.5469
2014-08-24 | 19時 |  | 0 | 0 | 0 | 0 | [9 empty] | 0 | 0 | 0 | 0 | 0 | 0 | 0 | 0 | 0 | 0 | 1.1165 | 0 | 0 | 0 | 0.062553 | 0 | 0 | 0 | 0.1112 | 0 | 0 | 0 | 0.047552 | 0.00642 | 0.01284 | 0.01926 | 0.02568 | 0.21072 | 0.10708 | 0.0082775 |  | 0.0991 | 0.1348 | 0.1932 | 0.1939
2014-08-24 | 20時 |  | 0 | 0 | 0 | 0 | [9 empty] | 0 | 0 | 0 | 0 | 0 | 0 | 0 | 0 | 0 | 0 | 1.2472 | 0 | 0 | 0 | 0.050232 | 0 | 0 | 0 | 0.089011 | 0 | 0 | 0 | 0.047552 | 0.00033 | 0.00067 | 0.001 | 0.00133 | 0.14927 | 0.027125 | 0 |  | 0.0917 | 0.1275 | 0.2102 | 0.2109
2014-08-24 | 21時 |  | 0 | 0 | 0 | 0 | [9 empty] | 0 | 0 | 0 | 0 | 0 | 0 | 0 | 0 | 0 | 0 | 1.1098 | 0 | 0 | 0 | 0.031021 | 0 | 0 | 0 | 0.17451 | 0 | 0 | 0 | 0.047552 | 0.00033 | 0.00067 | 0.001 | 0.00133 | 0.14618 | 0.10814 | 0.031304 |  | 0.1216 | 0.1873 | 0.2837 | 0.2844
2014-08-24 | 22時 |  | 0 | 0 | 0 | 0 | [9 empty] | 0 | 0 | 0 | 0 | 0 | 0 | 0 | 0 | 0 | 0 | 0.68528 | 0 | 0 | 0 | 0.020151 | 0 | 0 | 0 | 0.084847 | 0 | 0 | 0 | 0.047552 | 0.00628 | 0.01256 | 0.01884 | 0.02512 | 0.12467 | 0.16133 | 0.043827 |  | 0.1738 | 0.1917 | 0.262 | 0.2626
2014-08-24 | 23時 |  | 0 | 0 | 0 | 0 | [9 empty] | 0 | 0 | 0 | 0 | 0 | 0 | 0 | 0 | 0 | 0 | 0.10247 | 0 | 0 | 0 | 0 | 0 | 0 | 0 | 0 | 0 | 0 | 0 | 0.047552 | 0.0067 | 0.01339 | 0.02009 | 0.02679 | 0.12467 | 0.18881 | 0.031848 |  | 0.1877 | 0.2176 | 0.2756 | 0.2763
2014-08-25 | 0時 |  | 0 | 0 | 0 | 0 | [9 empty] | 0 | 0 | 0 | 0 | 0 | 0 | 0 | 0 | 0 | 0 | 0.1134 | 0 | 0 | 0 | 0 | 0 | 0 | 0 | 0 | 0 | 0 | 0 | 0.047552 | 0.00013 | 0.00025 | 0.00038 | 0.0005 | 0 | 0.078899 | 0.011656 |  | 0.1578 | 0.1578 | 0.1806 | 0.1812
2014-08-25 | 1時 |  | 0 | 0 | 0 | 0 | [9 empty] | 0 | 0 | 0 | 0 | 0 | 0 | 0 | 0 | 0 | 0 | 0.079783 | 0 | 0 | 0 | 0 | 0 | 0 | 0 | 0 | 0 | 0 | 0 | 0.047552 | 0.00013 | 0.00025 | 0.00038 | 0.0005 | 0 | 0 | 0 |  | 0.0483 | 0.0483 | 0.0711 | 0.0717
2014-08-25 | 2時 |  | 0 | 0 | 0 | 0 | [9 empty] | 0 | 0 | 0 | 0 | 0 | 0 | 0 | 0 | 0 | 0 | 0.04644 | 0 | 0 | 0 | 0 | 0 | 0 | 0 | 0 | 0 | 0 | 0 | 0.047552 | 0.00013 | 0.00025 | 0.00038 | 0.0005 | 0 | 0 | 0 |  | 0.056 | 0.0561 | 0.0788 | 0.0795
2014-08-25 | 3時 |  | 0 | 0 | 0 | 0 | [9 empty] | 0 | 0 | 0 | 0 | 0 | 0 | 0 | 0 | 0 | 0 | 0.031562 | 0 | 0 | 0 | 0 | 0 | 0 | 0 | 0 | 0 | 0 | 0 | 0.047552 | 0.00013 | 0.00025 | 0.00038 | 0.0005 | 0 | 0 | 0 |  | 0.056 | 0.0561 | 0.0788 | 0.0795
2014-08-25 | 4時 |  | 0 | 0 | 0 | 0 | [9 empty] | 0 | 0 | 0 | 0 | 0 | 0 | 0 | 0 | 0 | 0 | 0.012015 | 0 | 0 | 0 | 0 | 0 | 0 | 0 | 0 | 0 | 0 | 0 | 0.047552 | 0.00013 | 0.00025 | 0.00038 | 0.0005 | 0 | 0 | 0 |  | 0.0483 | 0.0483 | 0.0711 | 0.0717
2014-08-25 | 5時 |  | 0 | 0 | 0 | 0 | [9 empty] | 0 | 0 | 0 | 0 | 0 | 0 | 0 | 0 | 0 | 0 | 0.021243 | 0 | 0 | 0 | 0 | 0 | 0 | 0 | 0 | 0 | 0 | 0 | 0.047552 | 0.00013 | 0.00025 | 0.00038 | 0.0005 | 0 | 0 | 0 |  | 0.056 | 0.0561 | 0.0788 | 0.0795
2014-08-25 | 6時 |  | 0 | 0 | 0 | 0 | [9 empty] | 0 | 0 | 0 | 0 | 0 | 0 | 0 | 0 | 0 | 0 | 0.25255 | 0 | 0 | 0 | 0 | 0 | 0 | 0 | 0 | 0 | 0 | 0 | 0.047552 | 0.00338 | 0.00675 | 0.01013 | 0.01351 | 0 | 0.024649 | 0.011815 |  | 0.1925 | 0.2611 | 0.3525 | 0.3531
2014-08-25 | 7時 |  | 0 | 0 | 0 | 0 | [9 empty] | 0 | 0 | 0 | 0 | 0 | 0 | 0 | 0 | 0 | 0 | 0.5219 | 0 | 0 | 0 | 0 | 0 | 0 | 0 | 0 | 0 | 0 | 0 | 0.047552 | 0.00054 | 0.00108 | 0.00163 | 0.00217 | 0.13859 | 0.053895 | 0.036861 |  | 0.1524 | 0.248 | 0.3662 | 0.3669
2014-08-25 | 8時 |  | 0 | 0 | 0 | 0 | [9 empty] | 0 | 0 | 0 | 0 | 0 | 0 | 0 | 0 | 0 | 0 | 1.4827 | 0 | 0 | 0 | 0 | 0 | 0 | 0 | 0 | 0 | 0 | 0 | 0.047552 | 0.00054 | 0.00108 | 0.00163 | 0.00217 | 0.093503 | 0 | 0.035602 |  | 0.1091 | 0.1448 | 0.2032 | 0.2039
2014-08-25 | 9時 |  | 0 | 0 | 0 | 0 | [9 empty] | 0 | 0 | 0 | 0 | 0 | 0 | 0 | 0 | 0 | 0 | 1.5038 | 0 | 0 | 0 | 0 | 0 | 0 | 0 | 0 | 0 | 0 | 0 | 0.047552 | 0.00013 | 0.00025 | 0.00038 | 0.0005 | 0.17838 | 0.10971 | 0.042749 |  | 0.3011 | 0.3368 | 0.3953 | 0.396
2014-08-25 | 10時 |  | 0 | 0 | 0 | 0 | [9 empty] | 0 | 0 | 0 | 0 | 0 | 0 | 0 | 0 | 0 | 0 | 1.3018 | 0 | 0 | 0 | 0 | 0 | 0 | 0 | 0 | 0 | 0 | 0 | 0.047552 | 0.00033 | 0.00067 | 0.001 | 0.00133 | 0.093503 | 0 | 0.012523 |  | 0.0483 | 0.0483 | 0.0711 | 0.0717
2014-08-25 | 11時 |  | 0 | 0 | 0 | 0 | [9 empty] | 0 | 0 | 0 | 0 | 0 | 0 | 0 | 0 | 0 | 0 | 1.6399 | 0 | 0 | 0 | 0.15762 | 0 | 0 | 0 | 0 | 0 | 0 | 0 | 0.047552 | 0.00013 | 0.00025 | 0.00038 | 0.0005 | 0 | 0 | 0.0052775 |  | 0.056 | 0.0561 | 0.0788 | 0.0795
2014-08-25 | 12時 |  | 0 | 0 | 0 | 0 | [9 empty] | 0 | 0 | 0 | 0 | 0 | 0 | 0 | 0 | 0 | 0 | 1.673 | 0 | 0 | 0 | 0.17661 | 0 | 0 | 0 | 0 | 0 | 0 | 0 | 0.047552 | 0.00338 | 0.00675 | 0.01013 | 0.01351 | 0.05371 | 0 | 0.0052775 |  | 0.1983 | 0.2727 | 0.3698 | 0.3705
2014-08-25 | 13時 |  | 0 | 0 | 0 | 0 | [9 empty] | 0 | 0 | 0 | 0 | 0 | 0 | 0 | 0 | 0 | 0 | 1.7683 | 0 | 0 | 0 | 0 | 0 | 0 | 0 | 0 | 0 | 0 | 0 | 0.047552 | 0.00033 | 0.00067 | 0.001 | 0.00133 | 0.11604 | 0 | 0 |  | 0.0483 | 0.0483 | 0.0711 | 0.0717
2014-08-25 | 14時 |  | 0 | 0 | 0 | 0 | [9 empty] | 0 | 0 | 0 | 0 | 0 | 0 | 0 | 0 | 0 | 0 | 1.9215 | 0 | 0 | 0 | 0 | 0 | 0 | 0 | 0 | 0 | 0 | 0 | 0.047552 | 0.00013 | 0.00025 | 0.00038 | 0.0005 | 0.031168 | 0 | 0.017801 |  | 0.056 | 0.0561 | 0.0788 | 0.0795
2014-08-25 | 15時 |  | 0 | 0 | 0 | 0 | [9 empty] | 0 | 0 | 0 | 0 | 0 | 0 | 0 | 0 | 0 | 0 | 1.924 | 0 | 0 | 0 | 0.36484 | 0 | 0 | 0 | 0 | 0 | 0 | 0 | 0.047552 | 0.00013 | 0.00025 | 0.00038 | 0.0005 | 0 | 0 | 0 |  | 0.056 | 0.0561 | 0.0788 | 0.0795
2014-08-25 | 16時 |  | 0 | 0 | 0 | 0 | [9 empty] | 0 | 0 | 0 | 0 | 0 | 0 | 0 | 0 | 0 | 0 | 1.8394 | 0 | 0 | 0 | 0.19614 | 0 | 0 | 0 | 0 | 0 | 0 | 0 | 0.047552 | 0.00033 | 0.00067 | 0.001 | 0.00133 | 0.062335 | 0 | 0.0052775 |  | 0.0483 | 0.0483 | 0.0711 | 0.0717
2014-08-25 | 17時 |  | 0 | 0 | 0 | 0 | [9 empty] | 0 | 0 | 0 | 0 | 0 | 0 | 0 | 0 | 0 | 0 | 1.7957 | 0 | 0 | 0 | 0.17179 | 0 | 0 | 0 | 0.1857 | 0 | 0 | 0 | 0.047552 | 0.00033 | 0.00067 | 0.001 | 0.00133 | 0.10536 | 0 | 0.0082775 |  | 0.1304 | 0.2048 | 0.3019 | 0.3026
2014-08-25 | 18時 |  | 0 | 0 | 0 | 0 | [9 empty] | 0 | 0 | 0 | 0 | 0 | 0 | 0 | 0 | 0 | 0 | 1.5825 | 0 | 0 | 0 | 0.10893 | 0 | 0 | 0 | 0 | 0 | 0 | 0 | 0.047552 | 0.00642 | 0.01284 | 0.01926 | 0.02568 | 0.12467 | 0 | 0.0082775 |  | 0.303 | 0.3387 | 0.3972 | 0.5469
2014-08-25 | 19時 |  | 0 | 0 | 0 | 0 | [9 empty] | 0 | 0 | 0 | 0 | 0 | 0 | 0 | 0 | 0 | 0 | 1.1554 | 0 | 0 | 0 | 0.090661 | 0 | 0 | 0 | 0.13464 | 0 | 0 | 0 | 0.047552 | 0.00642 | 0.01284 | 0.01926 | 0.02568 | 0.21072 | 0.10708 | 0.0082775 |  | 0.0991 | 0.1348 | 0.1932 | 0.1939
2014-08-25 | 20時 |  | 0 | 0 | 0 | 0 | [9 empty] | 0 | 0 | 0 | 0 | 0 | 0 | 0 | 0 | 0 | 0 | 1.0215 | 0 | 0 | 0 | 0.066572 | 0 | 0 | 0 | 0.10017 | 0 | 0 | 0 | 0.047552 | 0.00033 | 0.00067 | 0.001 | 0.00133 | 0.14927 | 0.027125 | 0 |  | 0.0917 | 0.1275 | 0.2102 | 0.2109
2014-08-25 | 21時 |  | 0 | 0 | 0 | 0 | [9 empty] | 0 | 0 | 0 | 0 | 0 | 0 | 0 | 0 | 0 | 0 | 0.87091 | 0 | 0 | 0 | 0.052347 | 0 | 0 | 0 | 0.19433 | 0 | 0 | 0 | 0.047552 | 0.00033 | 0.00067 | 0.001 | 0.00133 | 0.14618 | 0.10814 | 0.031304 |  | 0.1216 | 0.1873 | 0.2837 | 0.2844
2014-08-25 | 22時 |  | 0 | 0 | 0 | 0 | [9 empty] | 0 | 0 | 0 | 0 | 0 | 0 | 0 | 0 | 0 | 0 | 0.74383 | 0 | 0 | 0 | 0.040244 | 0 | 0 | 0 | 0.1824 | 0 | 0 | 0 | 0.047552 | 0.00628 | 0.01256 | 0.01884 | 0.02512 | 0.12467 | 0.16133 | 0.043827 |  | 0.1738 | 0.1917 | 0.262 | 0.2626
2014-08-25 | 23時 |  | 0 | 0 | 0 | 0 | [9 empty] | 0 | 0 | 0 | 0 | 0 | 0 | 0 | 0 | 0 | 0 | 0.10138 | 0 | 0 | 0 | 0 | 0 | 0 | 0 | 0 | 0 | 0 | 0 | 0.047552 | 0.0067 | 0.01339 | 0.02009 | 0.02679 | 0.12467 | 0.18881 | 0.031848 |  | 0.1877 | 0.2176 | 0.2756 | 0.2763
2014-08-26 | 0時 |  | 0 | 0 | 0 | 0 | [9 empty] | 0 | 0 | 0 | 0 | 0 | 0 | 0 | 0 | 0 | 0 | 0.084933 | 0 | 0 | 0 | 0 | 0 | 0 | 0 | 0 | 0 | 0 | 0 | 0.047552 | 0.00013 | 0.00025 | 0.00038 | 0.0005 | 0 | 0 | 0 |  | 0.1578 | 0.1578 | 0.1806 | 0.1812
2014-08-26 | 1時 |  | 0 | 0 | 0 | 0 | [9 empty] | 0 | 0 | 0 | 0 | 0 | 0 | 0 | 0 | 0 | 0 | 0.036341 | 0 | 0 | 0 | 0 | 0 | 0 | 0 | 0 | 0 | 0 | 0 | 0.047552 | 0.00013 | 0.00025 | 0.00038 | 0.0005 | 0 | 0 | 0 |  | 0.0483 | 0.0483 | 0.0711 | 0.0717
2014-08-26 | 2時 |  | 0 | 0 | 0 | 0 | [9 empty] | 0 | 0 | 0 | 0 | 0 | 0 | 0 | 0 | 0 | 0 | 0.012106 | 0 | 0 | 0 | 0 | 0 | 0 | 0 | 0 | 0 | 0 | 0 | 0.047552 | 0.00013 | 0.00025 | 0.00038 | 0.0005 | 0 | 0 | 0 |  | 0.056 | 0.0561 | 0.0788 | 0.0795
2014-08-26 | 3時 |  | 0 | 0 | 0 | 0 | [9 empty] | 0 | 0 | 0 | 0 | 0 | 0 | 0 | 0 | 0 | 0 | 0.0099148 | 0 | 0 | 0 | 0 | 0 | 0 | 0 | 0 | 0 | 0 | 0 | 0.047552 | 0.00013 | 0.00025 | 0.00038 | 0.0005 | 0 | 0 | 0 |  | 0.056 | 0.0561 | 0.0788 | 0.0795
2014-08-26 | 4時 |  | 0 | 0 | 0 | 0 | [9 empty] | 0 | 0 | 0 | 0 | 0 | 0 | 0 | 0 | 0 | 0 | 0.0030656 | 0 | 0 | 0 | 0 | 0 | 0 | 0 | 0 | 0 | 0 | 0 | 0.047552 | 0.00013 | 0.00025 | 0.00038 | 0.0005 | 0 | 0 | 0 |  | 0.0483 | 0.0483 | 0.0711 | 0.0717
2014-08-26 | 5時 |  | 0 | 0 | 0 | 0 | [9 empty] | 0 | 0 | 0 | 0 | 0 | 0 | 0 | 0 | 0 | 0 | 0.0030688 | 0 | 0 | 0 | 0 | 0 | 0 | 0 | 0 | 0 | 0 | 0 | 0.047552 | 0.00013 | 0.00025 | 0.00038 | 0.0005 | 0 | 0 | 0 |  | 0.056 | 0.0561 | 0.0788 | 0.0795
2014-08-26 | 6時 |  | 0 | 0 | 0 | 0 | [9 empty] | 0 | 0 | 0 | 0 | 0 | 0 | 0 | 0 | 0 | 0 | 0.10624 | 0 | 0 | 0 | 0 | 0 | 0 | 0 | 0 | 0 | 0 | 0 | 0.047552 | 0.00013 | 0.00025 | 0.00038 | 0.0005 | 0 | 0 | 0 |  | 0.056 | 0.0561 | 0.0788 | 0.0795
2014-08-26 | 7時 |  | 0 | 0 | 0 | 0 | [9 empty] | 0 | 0 | 0 | 0 | 0 | 0 | 0 | 0 | 0 | 0 | 1.2649 | 0 | 0 | 0 | 0.074514 | 0 | 0 | 0 | 0 | 0 | 0 | 0 | 0.047552 | 0.00054 | 0.00108 | 0.00163 | 0.00217 | 0 | 0.024649 | 0.022689 |  | 0.1168 | 0.1854 | 0.2767 | 0.2774
2014-08-26 | 8時 |  | 0 | 0 | 0 | 0 | [9 empty] | 0 | 0 | 0 | 0 | 0 | 0 | 0 | 0 | 0 | 0 | 1.7538 | 0 | 0 | 0 | 0.15494 | 0 | 0 | 0 | 0.26452 | 0 | 0 | 0 | 0.047552 | 0.00379 | 0.00759 | 0.01138 | 0.01518 | 0.084877 | 0.078545 | 0.064582 |  | 0.2156 | 0.2812 | 0.3696 | 0.3702
2014-08-26 | 9時 |  | 0 | 0 | 0 | 0 | [9 empty] | 0 | 0 | 0 | 0 | 0 | 0 | 0 | 0 | 0 | 0 | 1.8268 | 0 | 0 | 0 | 0.21567 | 0 | 0 | 0 | 0.24934 | 0 | 0 | 0 | 0.047552 | 0.00033 | 0.00067 | 0.001 | 0.00133 | 0.23209 | 0.16325 | 0.052059 |  | 0.2163 | 0.252 | 0.3265 | 0.3272
2014-08-26 | 10時 |  | 0 | 0 | 0 | 0 | [9 empty] | 0 | 0 | 0 | 0 | 0 | 0 | 0 | 0 | 0 | 0 | 1.8697 | 0 | 0 | 0 | 0.25802 | 0 | 0 | 0 | 0.28821 | 0 | 0 | 0 | 0.047552 | 0.00054 | 0.00108 | 0.00163 | 0.00217 | 0.12467 | 0.21558 | 0.037471 |  | 0.1917 | 0.2274 | 0.3128 | 0.3134
2014-08-26 | 11時 |  | 0 | 0 | 0 | 0 | [9 empty] | 0 | 0 | 0 | 0 | 0 | 0 | 0 | 0 | 0 | 0 | 1.9525 | 0 | 0 | 0 | 0.3166 | 0 | 0 | 0 | 0.15685 | 0 | 0 | 0 | 0.047552 | 0.00033 | 0.00067 | 0.001 | 0.00133 | 0.12467 | 0.21558 | 0 |  | 0.1994 | 0.2352 | 0.315 | 0.3157
2014-08-26 | 12時 |  | 0 | 0 | 0 | 0 | [9 empty] | 0 | 0 | 0 | 0 | 0 | 0 | 0 | 0 | 0 | 0 | 2.0774 | 0 | 0 | 0 | 0.27783 | 0 | 0 | 0 | 0 | 0 | 0 | 0 | 0.047552 | 0.00338 | 0.00675 | 0.01013 | 0.01351 | 0.14721 | 0.13456 | 0.018352 |  | 0.1983 | 0.2727 | 0.3698 | 0.3705
2014-08-26 | 13時 |  | 0 | 0 | 0 | 0 | [9 empty] | 0 | 0 | 0 | 0 | 0 | 0 | 0 | 0 | 0 | 0 | 1.9414 | 0 | 0 | 0 | 0 | 0 | 0 | 0 | 0 | 0 | 0 | 0 | 0.047552 | 0.00033 | 0.00067 | 0.001 | 0.00133 | 0.13756 | 0.026771 | 0.023629 |  | 0.0483 | 0.0483 | 0.0711 | 0.0717
2014-08-26 | 14時 |  | 0 | 0 | 0 | 0 | [9 empty] | 0 | 0 | 0 | 0 | 0 | 0 | 0 | 0 | 0 | 0 | 1.863 | 0 | 0 | 0 | 0 | 0 | 0 | 0 | 0 | 0 | 0 | 0 | 0.047552 | 0.00013 | 0.00025 | 0.00038 | 0.0005 | 0 | 0 | 0 |  | 0.056 | 0.0561 | 0.0788 | 0.0795
2014-08-26 | 15時 |  | 0 | 0 | 0 | 0 | [9 empty] | 0 | 0 | 0 | 0 | 0 | 0 | 0 | 0 | 0 | 0 | 1.7467 | 0 | 0 | 0 | 0.54359 | 0 | 0 | 0 | 0.29576 | 0 | 0 | 0 | 0.047552 | 0.00013 | 0.00025 | 0.00038 | 0.0005 | 0 | 0 | 0 |  | 0.056 | 0.0561 | 0.0788 | 0.0795
2014-08-26 | 16時 |  | 0 | 0 | 0 | 0 | [9 empty] | 0 | 0 | 0 | 0 | 0 | 0 | 0 | 0 | 0 | 0 | 1.808 | 0 | 0 | 0 | 0.31609 | 0 | 0 | 0 | 0.15712 | 0 | 0 | 0 | 0.047552 | 0.00054 | 0.00108 | 0.00163 | 0.00217 | 0.062335 | 0.054249 | 0.024058 |  | 0.2095 | 0.275 | 0.3956 | 0.5453
2014-08-26 | 17時 |  | 0 | 0 | 0 | 0 | [9 empty] | 0 | 0 | 0 | 0 | 0 | 0 | 0 | 0 | 0 | 0 | 1.5 | 0 | 0 | 0 | 0.2356 | 0 | 0 | 0 | 0.13351 | 0 | 0 | 0 | 0.047552 | 0.00642 | 0.01284 | 0.01926 | 0.02568 | 0.12467 | 0.1085 | 0.026923 |  | 0.2423 | 0.2781 | 0.3689 | 0.5187
2014-08-26 | 18時 |  | 0 | 0 | 0 | 0 | [9 empty] | 0 | 0 | 0 | 0 | 0 | 0 | 0 | 0 | 0 | 0 | 0.85235 | 0 | 0 | 0 | 0.16264 | 0 | 0 | 0 | 0 | 0 | 0 | 0 | 0.047552 | 0.00642 | 0.01284 | 0.01926 | 0.02568 | 0.21072 | 0.1085 | 0 |  | 0.1819 | 0.2177 | 0.2978 | 0.4476
2014-08-26 | 19時 |  | 0 | 0 | 0 | 0 | [9 empty] | 0 | 0 | 0 | 0 | 0 | 0 | 0 | 0 | 0 | 0 | 0.64729 | 0 | 0 | 0 | 0.1144 | 0 | 0 | 0 | 0.28301 | 0 | 0 | 0 | 0.047552 | 0.00013 | 0.00025 | 0.00038 | 0.0005 | 0.12879 | 0 | 0.006537 |  | 0.0998 | 0.1355 | 0.2049 | 0.2056
2014-08-26 | 20時 |  | 0 | 0 | 0 | 0 | [9 empty] | 0 | 0 | 0 | 0 | 0 | 0 | 0 | 0 | 0 | 0 | 0.5036 | 0 | 0 | 0 | 0.096336 | 0 | 0 | 0 | 0.20662 | 0 | 0 | 0 | 0.047552 | 0.00033 | 0.00067 | 0.001 | 0.00133 | 0.16769 | 0.10779 | 0.006537 |  | 0.0917 | 0.1275 | 0.2183 | 0.219
2014-08-26 | 21時 |  | 0 | 0 | 0 | 0 | [9 empty] | 0 | 0 | 0 | 0 | 0 | 0 | 0 | 0 | 0 | 0 | 0.37233 | 0 | 0 | 0 | 0.072487 | 0 | 0 | 0 | 0.20052 | 0 | 0 | 0 | 0.047552 | 0.00628 | 0.01256 | 0.01884 | 0.02512 | 0.12467 | 0.18846 | 0.012659 |  | 0.1755 | 0.2411 | 0.3458 | 0.3465
2014-08-26 | 22時 |  | 0 | 0 | 0 | 0 | [9 empty] | 0 | 0 | 0 | 0 | 0 | 0 | 0 | 0 | 0 | 0 | 0.035002 | 0 | 0 | 0 | 0 | 0 | 0 | 0 | 0.11894 | 0 | 0 | 0 | 0.047552 | 0.00649 | 0.01298 | 0.01947 | 0.02595 | 0.12467 | 0.16133 | 0.043827 |  | 0.1139 | 0.1795 | 0.3002 | 0.3009
2014-08-26 | 23時 |  | 0 | 0 | 0 | 0 | [9 empty] | 0 | 0 | 0 | 0 | 0 | 0 | 0 | 0 | 0 | 0 | 0.0030507 | 0 | 0 | 0 | 0 | 0 | 0 | 0 | 0.087906 | 0 | 0 | 0 | 0.047552 | 0.00331 | 0.00661 | 0.00992 | 0.01323 | 0.062335 | 0.15709 | 0.04296 |  | 0.1578 | 0.1578 | 0.1806 | 0.1812
2014-08-27 | 0時 |  | 0 | 0 | 0 | 0 | [9 empty] | 0 | 0 | 0 | 0 | 0 | 0 | 0 | 0 | 0 | 0 | 0 | 0 | 0 | 0 | 0 | 0 | 0 | 0 | 0 | 0 | 0 | 0 | 0.047552 | 0.00013 | 0.00025 | 0.00038 | 0.0005 | 0 | 0 | 0 |  | 0.1578 | 0.1578 | 0.1806 | 0.1812
2014-08-27 | 1時 |  | 0 | 0 | 0 | 0 | [9 empty] | 0 | 0 | 0 | 0 | 0 | 0 | 0 | 0 | 0 | 0 | 0 | 0 | 0 | 0 | 0 | 0 | 0 | 0 | 0 | 0 | 0 | 0 | 0.047552 | 0.00013 | 0.00025 | 0.00038 | 0.0005 | 0 | 0 | 0 |  | 0.0483 | 0.0483 | 0.0711 | 0.0717
2014-08-27 | 2時 |  | 0 | 0 | 0 | 0 | [9 empty] | 0 | 0 | 0 | 0 | 0 | 0 | 0 | 0 | 0 | 0 | 0 | 0 | 0 | 0 | 0 | 0 | 0 | 0 | 0 | 0 | 0 | 0 | 0.047552 | 0.00013 | 0.00025 | 0.00038 | 0.0005 | 0 | 0 | 0 |  | 0.056 | 0.0561 | 0.0788 | 0.0795
2014-08-27 | 3時 |  | 0 | 0 | 0 | 0 | [9 empty] | 0 | 0 | 0 | 0 | 0 | 0 | 0 | 0 | 0 | 0 | 0 | 0 | 0 | 0 | 0 | 0 | 0 | 0 | 0 | 0 | 0 | 0 | 0.047552 | 0.00013 | 0.00025 | 0.00038 | 0.0005 | 0 | 0 | 0 |  | 0.056 | 0.0561 | 0.0788 | 0.0795
2014-08-27 | 4時 |  | 0 | 0 | 0 | 0 | [9 empty] | 0 | 0 | 0 | 0 | 0 | 0 | 0 | 0 | 0 | 0 | 0 | 0 | 0 | 0 | 0 | 0 | 0 | 0 | 0 | 0 | 0 | 0 | 0.047552 | 0.00013 | 0.00025 | 0.00038 | 0.0005 | 0 | 0 | 0 |  | 0.0483 | 0.0483 | 0.0711 | 0.0717
2014-08-27 | 5時 |  | 0 | 0 | 0 | 0 | [9 empty] | 0 | 0 | 0 | 0 | 0 | 0 | 0 | 0 | 0 | 0 | 0 | 0 | 0 | 0 | 0 | 0 | 0 | 0 | 0 | 0 | 0 | 0 | 0.047552 | 0.00013 | 0.00025 | 0.00038 | 0.0005 | 0 | 0 | 0 |  | 0.056 | 0.0561 | 0.0788 | 0.0795
2014-08-27 | 6時 |  | 0 | 0 | 0 | 0 | [9 empty] | 0 | 0 | 0 | 0 | 0 | 0 | 0 | 0 | 0 | 0 | 0 | 0 | 0 | 0 | 0 | 0 | 0 | 0 | 0 | 0 | 0 | 0 | 0.047552 | 0.00013 | 0.00025 | 0.00038 | 0.0005 | 0 | 0 | 0 |  | 0.056 | 0.0561 | 0.0788 | 0.0795
2014-08-27 | 7時 |  | 0 | 0 | 0 | 0 | [9 empty] | 0 | 0 | 0 | 0 | 0 | 0 | 0 | 0 | 0 | 0 | 0.36733 | 0 | 0 | 0 | 0.037774 | 0 | 0 | 0 | 0 | 0 | 0 | 0 | 0.047552 | 0.00054 | 0.00108 | 0.00163 | 0.00217 | 0 | 0.024649 | 0.022689 |  | 0.1168 | 0.1854 | 0.2767 | 0.2774
2014-08-27 | 8時 |  | 0 | 0 | 0 | 0 | [9 empty] | 0 | 0 | 0 | 0 | 0 | 0 | 0 | 0 | 0 | 0 | 1.6837 | 0 | 0 | 0 | 0.13647 | 0 | 0 | 0 | 0.24266 | 0 | 0 | 0 | 0.047552 | 0.00379 | 0.00759 | 0.01138 | 0.01518 | 0.084877 | 0.078545 | 0.064582 |  | 0.2156 | 0.2812 | 0.3696 | 0.3702
2014-08-27 | 9時 |  | 0 | 0 | 0 | 0 | [9 empty] | 0 | 0 | 0 | 0 | 0 | 0 | 0 | 0 | 0 | 0 | 1.7909 | 0 | 0 | 0 | 0.17367 | 0 | 0 | 0 | 0.23519 | 0 | 0 | 0 | 0.047552 | 0.00033 | 0.00067 | 0.001 | 0.00133 | 0.23209 | 0.16325 | 0.052059 |  | 0.2163 | 0.252 | 0.3265 | 0.3272
2014-08-27 | 10時 |  | 0 | 0 | 0 | 0 | [9 empty] | 0 | 0 | 0 | 0 | 0 | 0 | 0 | 0 | 0 | 0 | 1.8876 | 0 | 0 | 0 | 0.25852 | 0 | 0 | 0 | 0.29483 | 0 | 0 | 0 | 0.047552 | 0.00054 | 0.00108 | 0.00163 | 0.00217 | 0.12467 | 0.21558 | 0.037471 |  | 0.1917 | 0.2274 | 0.3128 | 0.3134
2014-08-27 | 11時 |  | 0 | 0 | 0 | 0 | [9 empty] | 0 | 0 | 0 | 0 | 0 | 0 | 0 | 0 | 0 | 0 | 2.0351 | 0 | 0 | 0 | 0.29745 | 0 | 0 | 0 | 0.15601 | 0 | 0 | 0 | 0.047552 | 0.00033 | 0.00067 | 0.001 | 0.00133 | 0.12467 | 0.21558 | 0 |  | 0.1994 | 0.2352 | 0.315 | 0.3157
2014-08-27 | 12時 |  | 0 | 0 | 0 | 0 | [9 empty] | 0 | 0 | 0 | 0 | 0 | 0 | 0 | 0 | 0 | 0 | 2.0222 | 0 | 0 | 0 | 0.2648 | 0 | 0 | 0 | 0 | 0 | 0 | 0 | 0.047552 | 0.00338 | 0.00675 | 0.01013 | 0.01351 | 0.14721 | 0.13456 | 0.018352 |  | 0.1983 | 0.2727 | 0.3698 | 0.3705
2014-08-27 | 13時 |  | 0 | 0 | 0 | 0 | [9 empty] | 0 | 0 | 0 | 0 | 0 | 0 | 0 | 0 | 0 | 0 | 2.1714 | 0 | 0 | 0 | 0 | 0 | 0 | 0 | 0 | 0 | 0 | 0 | 0.047552 | 0.00033 | 0.00067 | 0.001 | 0.00133 | 0.13756 | 0.026771 | 0.023629 |  | 0.0483 | 0.0483 | 0.0711 | 0.0717
2014-08-27 | 14時 |  | 0 | 0 | 0 | 0 | [9 empty] | 0 | 0 | 0 | 0 | 0 | 0 | 0 | 0 | 0 | 0 | 2.1243 | 0 | 0 | 0 | 0 | 0 | 0 | 0 | 0 | 0 | 0 | 0 | 0.047552 | 0.00013 | 0.00025 | 0.00038 | 0.0005 | 0 | 0 | 0 |  | 0.056 | 0.0561 | 0.0788 | 0.0795
2014-08-27 | 15時 |  | 0 | 0 | 0 | 0 | [9 empty] | 0 | 0 | 0 | 0 | 0 | 0 | 0 | 0 | 0 | 0 | 2.2079 | 0 | 0 | 0 | 0.44842 | 0 | 0 | 0 | 0.25667 | 0 | 0 | 0 | 0.047552 | 0.00013 | 0.00025 | 0.00038 | 0.0005 | 0 | 0 | 0 |  | 0.056 | 0.0561 | 0.0788 | 0.0795
2014-08-27 | 16時 |  | 0 | 0 | 0 | 0 | [9 empty] | 0 | 0 | 0 | 0 | 0 | 0 | 0 | 0 | 0 | 0 | 2.0758 | 0 | 0 | 0 | 0.27093 | 0 | 0 | 0 | 0.15029 | 0 | 0 | 0 | 0.047552 | 0.00054 | 0.00108 | 0.00163 | 0.00217 | 0.062335 | 0.054249 | 0.024058 |  | 0.2095 | 0.275 | 0.3956 | 0.5453
2014-08-27 | 17時 |  | 0 | 0 | 0 | 0 | [9 empty] | 0 | 0 | 0 | 0 | 0 | 0 | 0 | 0 | 0 | 0 | 1.9772 | 0 | 0 | 0 | 0.17965 | 0 | 0 | 0 | 0.12143 | 0 | 0 | 0 | 0.047552 | 0.00642 | 0.01284 | 0.01926 | 0.02568 | 0.12467 | 0.1085 | 0.026923 |  | 0.2423 | 0.2781 | 0.3689 | 0.5187
2014-08-27 | 18時 |  | 0 | 0 | 0 | 0 | [9 empty] | 0 | 0 | 0 | 0 | 0 | 0 | 0 | 0 | 0 | 0 | 1.3747 | 0 | 0 | 0 | 0.13667 | 0 | 0 | 0 | 0 | 0 | 0 | 0 | 0.047552 | 0.00642 | 0.01284 | 0.01926 | 0.02568 | 0.21072 | 0.1085 | 0 |  | 0.1819 | 0.2177 | 0.2978 | 0.4476
2014-08-27 | 19時 |  | 0 | 0 | 0 | 0 | [9 empty] | 0 | 0 | 0 | 0 | 0 | 0 | 0 | 0 | 0 | 0 | 1.1136 | 0 | 0 | 0 | 0.12022 | 0 | 0 | 0 | 0.27276 | 0 | 0 | 0 | 0.047552 | 0.00013 | 0.00025 | 0.00038 | 0.0005 | 0.12879 | 0 | 0.006537 |  | 0.0998 | 0.1355 | 0.2049 | 0.2056
2014-08-27 | 20時 |  | 0 | 0 | 0 | 0 | [9 empty] | 0 | 0 | 0 | 0 | 0 | 0 | 0 | 0 | 0 | 0 | 0.86464 | 0 | 0 | 0 | 0.10651 | 0 | 0 | 0 | 0.21119 | 0 | 0 | 0 | 0.047552 | 0.00033 | 0.00067 | 0.001 | 0.00133 | 0.16769 | 0.10779 | 0.006537 |  | 0.0917 | 0.1275 | 0.2183 | 0.219
2014-08-27 | 21時 |  | 0 | 0 | 0 | 0 | [9 empty] | 0 | 0 | 0 | 0 | 0 | 0 | 0 | 0 | 0 | 0 | 0.68 | 0 | 0 | 0 | 0.078964 | 0 | 0 | 0 | 0.20332 | 0 | 0 | 0 | 0.047552 | 0.00628 | 0.01256 | 0.01884 | 0.02512 | 0.12467 | 0.18846 | 0.012659 |  | 0.1755 | 0.2411 | 0.3458 | 0.3465
2014-08-27 | 22時 |  | 0 | 0 | 0 | 0 | [9 empty] | 0 | 0 | 0 | 0 | 0 | 0 | 0 | 0 | 0 | 0 | 0.1621 | 0 | 0 | 0 | 0 | 0 | 0 | 0 | 0.11471 | 0 | 0 | 0 | 0.047552 | 0.00649 | 0.01298 | 0.01947 | 0.02595 | 0.12467 | 0.16133 | 0.043827 |  | 0.1139 | 0.1795 | 0.3002 | 0.3009
2014-08-27 | 23時 |  | 0 | 0 | 0 | 0 | [9 empty] | 0 | 0 | 0 | 0 | 0 | 0 | 0 | 0 | 0 | 0 | 0.014083 | 0 | 0 | 0 | 0 | 0 | 0 | 0 | 0.0876 | 0 | 0 | 0 | 0.047552 | 0.00331 | 0.00661 | 0.00992 | 0.01323 | 0.062335 | 0.15709 | 0.04296 |  | 0.1578 | 0.1578 | 0.1806 | 0.1812
2014-08-28 | 0時 |  | 0 | 0 | 0 | 0 | [9 empty] | 0 | 0 | 0 | 0 | 0 | 0 | 0 | 0 | 0 | 0 | 0.0077081 | 0 | 0 | 0 | 0 | 0 | 0 | 0 | 0 | 0 | 0 | 0 | 0.047552 | 0.00013 | 0.00025 | 0.00038 | 0.0005 | 0 | 0.078899 | 0.011656 |  | 0.1578 | 0.1578 | 0.1806 | 0.1812
2014-08-28 | 1時 |  | 0 | 0 | 0 | 0 | [9 empty] | 0 | 0 | 0 | 0 | 0 | 0 | 0 | 0 | 0 | 0 | 0.00091253 | 0 | 0 | 0 | 0 | 0 | 0 | 0 | 0 | 0 | 0 | 0 | 0.047552 | 0.00013 | 0.00025 | 0.00038 | 0.0005 | 0 | 0 | 0 |  | 0.0483 | 0.0483 | 0.0711 | 0.0717
2014-08-28 | 2時 |  | 0 | 0 | 0 | 0 | [9 empty] | 0 | 0 | 0 | 0 | 0 | 0 | 0 | 0 | 0 | 0 | 0 | 0 | 0 | 0 | 0 | 0 | 0 | 0 | 0 | 0 | 0 | 0 | 0.047552 | 0.00013 | 0.00025 | 0.00038 | 0.0005 | 0 | 0 | 0 |  | 0.056 | 0.0561 | 0.0788 | 0.0795
2014-08-28 | 3時 |  | 0 | 0 | 0 | 0 | [9 empty] | 0 | 0 | 0 | 0 | 0 | 0 | 0 | 0 | 0 | 0 | 0 | 0 | 0 | 0 | 0 | 0 | 0 | 0 | 0 | 0 | 0 | 0 | 0.047552 | 0.00013 | 0.00025 | 0.00038 | 0.0005 | 0 | 0 | 0 |  | 0.056 | 0.0561 | 0.0788 | 0.0795
2014-08-28 | 4時 |  | 0 | 0 | 0 | 0 | [9 empty] | 0 | 0 | 0 | 0 | 0 | 0 | 0 | 0 | 0 | 0 | 0 | 0 | 0 | 0 | 0 | 0 | 0 | 0 | 0 | 0 | 0 | 0 | 0.047552 | 0.00013 | 0.00025 | 0.00038 | 0.0005 | 0 | 0 | 0 |  | 0.0483 | 0.0483 | 0.0711 | 0.0717
2014-08-28 | 5時 |  | 0 | 0 | 0 | 0 | [9 empty] | 0 | 0 | 0 | 0 | 0 | 0 | 0 | 0 | 0 | 0 | 0 | 0 | 0 | 0 | 0 | 0 | 0 | 0 | 0 | 0 | 0 | 0 | 0.047552 | 0.00013 | 0.00025 | 0.00038 | 0.0005 | 0 | 0 | 0 |  | 0.056 | 0.0561 | 0.0788 | 0.0795
2014-08-28 | 6時 |  | 0 | 0 | 0 | 0 | [9 empty] | 0 | 0 | 0 | 0 | 0 | 0 | 0 | 0 | 0 | 0 | 0.012298 | 0 | 0 | 0 | 0.037705 | 0 | 0 | 0 | 0 | 0 | 0 | 0 | 0.047552 | 0.00338 | 0.00675 | 0.01013 | 0.01351 | 0 | 0.024649 | 0.011815 |  | 0.1925 | 0.2611 | 0.3525 | 0.3531
2014-08-28 | 7時 |  | 0 | 0 | 0 | 0 | [9 empty] | 0 | 0 | 0 | 0 | 0 | 0 | 0 | 0 | 0 | 0 | 0.58979 | 0 | 0 | 0 | 0.070895 | 0 | 0 | 0 | 0 | 0 | 0 | 0 | 0.047552 | 0.00054 | 0.00108 | 0.00163 | 0.00217 | 0.13859 | 0.053895 | 0.036861 |  | 0.1524 | 0.248 | 0.3662 | 0.3669
2014-08-28 | 8時 |  | 0 | 0 | 0 | 0 | [9 empty] | 0 | 0 | 0 | 0 | 0 | 0 | 0 | 0 | 0 | 0 | 1.635 | 0 | 0 | 0 | 0.10827 | 0 | 0 | 0 | 0 | 0 | 0 | 0 | 0.047552 | 0.00054 | 0.00108 | 0.00163 | 0.00217 | 0.093503 | 0 | 0.035602 |  | 0.1091 | 0.1448 | 0.2032 | 0.2039
2014-08-28 | 9時 |  | 0 | 0 | 0 | 0 | [9 empty] | 0 | 0 | 0 | 0 | 0 | 0 | 0 | 0 | 0 | 0 | 1.8541 | 0 | 0 | 0 | 0 | 0 | 0 | 0 | 0 | 0 | 0 | 0 | 0.047552 | 0.00013 | 0.00025 | 0.00038 | 0.0005 | 0.17838 | 0.10971 | 0.042749 |  | 0.3011 | 0.3368 | 0.3953 | 0.396
2014-08-28 | 10時 |  | 0 | 0 | 0 | 0 | [9 empty] | 0 | 0 | 0 | 0 | 0 | 0 | 0 | 0 | 0 | 0 | 1.8782 | 0 | 0 | 0 | 0 | 0 | 0 | 0 | 0 | 0 | 0 | 0 | 0.047552 | 0.00033 | 0.00067 | 0.001 | 0.00133 | 0.093503 | 0 | 0.012523 |  | 0.0483 | 0.0483 | 0.0711 | 0.0717
2014-08-28 | 11時 |  | 0 | 0 | 0 | 0 | [9 empty] | 0 | 0 | 0 | 0 | 0 | 0 | 0 | 0 | 0 | 0 | 2.0628 | 0 | 0 | 0 | 0.71702 | 0 | 0 | 0 | 0 | 0 | 0 | 0 | 0.047552 | 0.00013 | 0.00025 | 0.00038 | 0.0005 | 0 | 0 | 0.0052775 |  | 0.056 | 0.0561 | 0.0788 | 0.0795
2014-08-28 | 12時 |  | 0 | 0 | 0 | 0 | [9 empty] | 0 | 0 | 0 | 0 | 0 | 0 | 0 | 0 | 0 | 0 | 2.1297 | 0 | 0 | 0 | 0.3359 | 0 | 0 | 0 | 0 | 0 | 0 | 0 | 0.047552 | 0.00338 | 0.00675 | 0.01013 | 0.01351 | 0.05371 | 0 | 0.0052775 |  | 0.1983 | 0.2727 | 0.3698 | 0.3705
2014-08-28 | 13時 |  | 0 | 0 | 0 | 0 | [9 empty] | 0 | 0 | 0 | 0 | 0 | 0 | 0 | 0 | 0 | 0 | 2.1 | 0 | 0 | 0 | 0 | 0 | 0 | 0 | 0 | 0 | 0 | 0 | 0.047552 | 0.00033 | 0.00067 | 0.001 | 0.00133 | 0.11604 | 0 | 0 |  | 0.0483 | 0.0483 | 0.0711 | 0.0717
2014-08-28 | 14時 |  | 0 | 0 | 0 | 0 | [9 empty] | 0 | 0 | 0 | 0 | 0 | 0 | 0 | 0 | 0 | 0 | 2.3117 | 0 | 0 | 0 | 0 | 0 | 0 | 0 | 0 | 0 | 0 | 0 | 0.047552 | 0.00013 | 0.00025 | 0.00038 | 0.0005 | 0.031168 | 0 | 0.017801 |  | 0.056 | 0.0561 | 0.0788 | 0.0795
2014-08-28 | 15時 |  | 0 | 0 | 0 | 0 | [9 empty] | 0 | 0 | 0 | 0 | 0 | 0 | 0 | 0 | 0 | 0 | 2.1509 | 0 | 0 | 0 | 0.71966 | 0 | 0 | 0 | 0 | 0 | 0 | 0 | 0.047552 | 0.00013 | 0.00025 | 0.00038 | 0.0005 | 0 | 0 | 0 |  | 0.056 | 0.0561 | 0.0788 | 0.0795
2014-08-28 | 16時 |  | 0 | 0 | 0 | 0 | [9 empty] | 0 | 0 | 0 | 0 | 0 | 0 | 0 | 0 | 0 | 0 | 2.0744 | 0 | 0 | 0 | 0.26929 | 0 | 0 | 0 | 0 | 0 | 0 | 0 | 0.047552 | 0.00033 | 0.00067 | 0.001 | 0.00133 | 0.062335 | 0 | 0.0052775 |  | 0.0483 | 0.0483 | 0.0711 | 0.0717
2014-08-28 | 17時 |  | 0 | 0 | 0 | 0 | [9 empty] | 0 | 0 | 0 | 0 | 0 | 0 | 0 | 0 | 0 | 0 | 2.0365 | 0 | 0 | 0 | 0.28722 | 0 | 0 | 0 | 0.40356 | 0 | 0 | 0 | 0.047552 | 0.00033 | 0.00067 | 0.001 | 0.00133 | 0.10536 | 0 | 0.0082775 |  | 0.1304 | 0.2048 | 0.3019 | 0.3026
2014-08-28 | 18時 |  | 0 | 0 | 0 | 0 | [9 empty] | 0 | 0 | 0 | 0 | 0 | 0 | 0 | 0 | 0 | 0 | 1.8381 | 0 | 0 | 0 | 0.23447 | 0 | 0 | 0 | 0 | 0 | 0 | 0 | 0.047552 | 0.00642 | 0.01284 | 0.01926 | 0.02568 | 0.12467 | 0 | 0.0082775 |  | 0.303 | 0.3387 | 0.3972 | 0.5469
2014-08-28 | 19時 |  | 0 | 0 | 0 | 0 | [9 empty] | 0 | 0 | 0 | 0 | 0 | 0 | 0 | 0 | 0 | 0 | 1.3542 | 0 | 0 | 0 | 0.15899 | 0 | 0 | 0 | 0.29638 | 0 | 0 | 0 | 0.047552 | 0.00642 | 0.01284 | 0.01926 | 0.02568 | 0.21072 | 0.10708 | 0.0082775 |  | 0.0991 | 0.1348 | 0.1932 | 0.1939
2014-08-28 | 20時 |  | 0 | 0 | 0 | 0 | [9 empty] | 0 | 0 | 0 | 0 | 0 | 0 | 0 | 0 | 0 | 0 | 1.0953 | 0 | 0 | 0 | 0.11899 | 0 | 0 | 0 | 0.13254 | 0 | 0 | 0 | 0.047552 | 0.00033 | 0.00067 | 0.001 | 0.00133 | 0.14927 | 0.027125 | 0 |  | 0.0917 | 0.1275 | 0.2102 | 0.2109
2014-08-28 | 21時 |  | 0 | 0 | 0 | 0 | [9 empty] | 0 | 0 | 0 | 0 | 0 | 0 | 0 | 0 | 0 | 0 | 0.87138 | 0 | 0 | 0 | 0.094287 | 0 | 0 | 0 | 0.22805 | 0 | 0 | 0 | 0.047552 | 0.00033 | 0.00067 | 0.001 | 0.00133 | 0.14618 | 0.10814 | 0.031304 |  | 0.1216 | 0.1873 | 0.2837 | 0.2844
2014-08-28 | 22時 |  | 0 | 0 | 0 | 0 | [9 empty] | 0 | 0 | 0 | 0 | 0 | 0 | 0 | 0 | 0 | 0 | 0.57151 | 0 | 0 | 0 | 0.079836 | 0 | 0 | 0 | 0.24947 | 0 | 0 | 0 | 0.047552 | 0.00628 | 0.01256 | 0.01884 | 0.02512 | 0.12467 | 0.16133 | 0.043827 |  | 0.1738 | 0.1917 | 0.262 | 0.2626
2014-08-28 | 23時 |  | 0 | 0 | 0 | 0 | [9 empty] | 0 | 0 | 0 | 0 | 0 | 0 | 0 | 0 | 0 | 0 | 0.038678 | 0 | 0 | 0 | 0 | 0 | 0 | 0 | 0.094778 | 0 | 0 | 0 | 0.047552 | 0.0067 | 0.01339 | 0.02009 | 0.02679 | 0.12467 | 0.18881 | 0.031848 |  | 0.1877 | 0.2176 | 0.2756 | 0.2763
2014-08-29 | 0時 |  | 0 | 0 | 0 | 0 | [9 empty] | 0 | 0 | 0 | 0 | 0 | 0 | 0 | 0 | 0 | 0 | 0.0092673 | 0 | 0 | 0 | 0 | 0 | 0 | 0 | 0.087408 | 0 | 0 | 0 | 0.047552 | 0.00013 | 0.00025 | 0.00038 | 0.0005 | 0 | 0.078899 | 0.011656 |  | 0.1578 | 0.1578 | 0.1806 | 0.1812
2014-08-29 | 1時 |  | 0 | 0 | 0 | 0 | [9 empty] | 0 | 0 | 0 | 0 | 0 | 0 | 0 | 0 | 0 | 0 | 0.0047191 | 0 | 0 | 0 | 0 | 0 | 0 | 0 | 0 | 0 | 0 | 0 | 0.047552 | 0.00013 | 0.00025 | 0.00038 | 0.0005 | 0 | 0 | 0 |  | 0.0483 | 0.0483 | 0.0711 | 0.0717
2014-08-29 | 2時 |  | 0 | 0 | 0 | 0 | [9 empty] | 0 | 0 | 0 | 0 | 0 | 0 | 0 | 0 | 0 | 0 | 0 | 0 | 0 | 0 | 0 | 0 | 0 | 0 | 0 | 0 | 0 | 0 | 0.047552 | 0.00013 | 0.00025 | 0.00038 | 0.0005 | 0 | 0 | 0 |  | 0.056 | 0.0561 | 0.0788 | 0.0795
2014-08-29 | 3時 |  | 0 | 0 | 0 | 0 | [9 empty] | 0 | 0 | 0 | 0 | 0 | 0 | 0 | 0 | 0 | 0 | 0 | 0 | 0 | 0 | 0 | 0 | 0 | 0 | 0 | 0 | 0 | 0 | 0.047552 | 0.00013 | 0.00025 | 0.00038 | 0.0005 | 0 | 0 | 0 |  | 0.056 | 0.0561 | 0.0788 | 0.0795
2014-08-29 | 4時 |  | 0 | 0 | 0 | 0 | [9 empty] | 0 | 0 | 0 | 0 | 0 | 0 | 0 | 0 | 0 | 0 | 0 | 0 | 0 | 0 | 0 | 0 | 0 | 0 | 0 | 0 | 0 | 0 | 0.047552 | 0.00013 | 0.00025 | 0.00038 | 0.0005 | 0 | 0 | 0 |  | 0.0483 | 0.0483 | 0.0711 | 0.0717
2014-08-29 | 5時 |  | 0 | 0 | 0 | 0 | [9 empty] | 0 | 0 | 0 | 0 | 0 | 0 | 0 | 0 | 0 | 0 | 0 | 0 | 0 | 0 | 0 | 0 | 0 | 0 | 0 | 0 | 0 | 0 | 0.047552 | 0.00013 | 0.00025 | 0.00038 | 0.0005 | 0 | 0 | 0 |  | 0.056 | 0.0561 | 0.0788 | 0.0795
2014-08-29 | 6時 |  | 0 | 0 | 0 | 0 | [9 empty] | 0 | 0 | 0 | 0 | 0 | 0 | 0 | 0 | 0 | 0 | 0.23708 | 0 | 0 | 0 | 0.09912 | 0 | 0 | 0 | 0 | 0 | 0 | 0 | 0.047552 | 0.00338 | 0.00675 | 0.01013 | 0.01351 | 0 | 0.024649 | 0.011815 |  | 0.1925 | 0.2611 | 0.3525 | 0.3531
2014-08-29 | 7時 |  | 0 | 0 | 0 | 0 | [9 empty] | 0 | 0 | 0 | 0 | 0 | 0 | 0 | 0 | 0 | 0 | 0.50423 | 0 | 0 | 0 | 0.10827 | 0 | 0 | 0 | 0 | 0 | 0 | 0 | 0.047552 | 0.00054 | 0.00108 | 0.00163 | 0.00217 | 0.13859 | 0.053895 | 0.036861 |  | 0.1524 | 0.248 | 0.3662 | 0.3669
2014-08-29 | 8時 |  | 0 | 0 | 0 | 0 | [9 empty] | 0 | 0 | 0 | 0 | 0 | 0 | 0 | 0 | 0 | 0 | 1.6714 | 0 | 0 | 0 | 0.15485 | 0 | 0 | 0 | 0 | 0 | 0 | 0 | 0.047552 | 0.00054 | 0.00108 | 0.00163 | 0.00217 | 0.093503 | 0 | 0.035602 |  | 0.1091 | 0.1448 | 0.2032 | 0.2039
2014-08-29 | 9時 |  | 0 | 0 | 0 | 0 | [9 empty] | 0 | 0 | 0 | 0 | 0 | 0 | 0 | 0 | 0 | 0 | 1.8417 | 0 | 0 | 0 | 0 | 0 | 0 | 0 | 0 | 0 | 0 | 0 | 0.047552 | 0.00013 | 0.00025 | 0.00038 | 0.0005 | 0.17838 | 0.10971 | 0.042749 |  | 0.3011 | 0.3368 | 0.3953 | 0.396
2014-08-29 | 10時 |  | 0 | 0 | 0 | 0 | [9 empty] | 0 | 0 | 0 | 0 | 0 | 0 | 0 | 0 | 0 | 0 | 2.01 | 0 | 0 | 0 | 0 | 0 | 0 | 0 | 0 | 0 | 0 | 0 | 0.047552 | 0.00033 | 0.00067 | 0.001 | 0.00133 | 0.093503 | 0 | 0.012523 |  | 0.0483 | 0.0483 | 0.0711 | 0.0717
2014-08-29 | 11時 |  | 0 | 0 | 0 | 0 | [9 empty] | 0 | 0 | 0 | 0 | 0 | 0 | 0 | 0 | 0 | 0 | 1.9872 | 0 | 0 | 0 | 0.64592 | 0 | 0 | 0 | 0 | 0 | 0 | 0 | 0.047552 | 0.00013 | 0.00025 | 0.00038 | 0.0005 | 0 | 0 | 0.0052775 |  | 0.056 | 0.0561 | 0.0788 | 0.0795
2014-08-29 | 12時 |  | 0 | 0 | 0 | 0 | [9 empty] | 0 | 0 | 0 | 0 | 0 | 0 | 0 | 0 | 0 | 0 | 2.0141 | 0 | 0 | 0 | 0.31704 | 0 | 0 | 0 | 0 | 0 | 0 | 0 | 0.047552 | 0.00338 | 0.00675 | 0.01013 | 0.01351 | 0.05371 | 0 | 0.0052775 |  | 0.1983 | 0.2727 | 0.3698 | 0.3705
2014-08-29 | 13時 |  | 0 | 0 | 0 | 0 | [9 empty] | 0 | 0 | 0 | 0 | 0 | 0 | 0 | 0 | 0 | 0 | 1.9681 | 0 | 0 | 0 | 0 | 0 | 0 | 0 | 0 | 0 | 0 | 0 | 0.047552 | 0.00033 | 0.00067 | 0.001 | 0.00133 | 0.11604 | 0 | 0 |  | 0.0483 | 0.0483 | 0.0711 | 0.0717
2014-08-29 | 14時 |  | 0 | 0 | 0 | 0 | [9 empty] | 0 | 0 | 0 | 0 | 0 | 0 | 0 | 0 | 0 | 0 | 1.9662 | 0 | 0 | 0 | 0 | 0 | 0 | 0 | 0 | 0 | 0 | 0 | 0.047552 | 0.00013 | 0.00025 | 0.00038 | 0.0005 | 0.031168 | 0 | 0.017801 |  | 0.056 | 0.0561 | 0.0788 | 0.0795
2014-08-29 | 15時 |  | 0 | 0 | 0 | 0 | [9 empty] | 0 | 0 | 0 | 0 | 0 | 0 | 0 | 0 | 0 | 0 | 1.914 | 0 | 0 | 0 | 0.5518 | 0 | 0 | 0 | 0 | 0 | 0 | 0 | 0.047552 | 0.00013 | 0.00025 | 0.00038 | 0.0005 | 0 | 0 | 0 |  | 0.056 | 0.0561 | 0.0788 | 0.0795
2014-08-29 | 16時 |  | 0 | 0 | 0 | 0 | [9 empty] | 0 | 0 | 0 | 0 | 0 | 0 | 0 | 0 | 0 | 0 | 1.895 | 0 | 0 | 0 | 0.22687 | 0 | 0 | 0 | 0 | 0 | 0 | 0 | 0.047552 | 0.00033 | 0.00067 | 0.001 | 0.00133 | 0.062335 | 0 | 0.0052775 |  | 0.0483 | 0.0483 | 0.0711 | 0.0717
2014-08-29 | 17時 |  | 0 | 0 | 0 | 0 | [9 empty] | 0 | 0 | 0 | 0 | 0 | 0 | 0 | 0 | 0 | 0 | 1.8567 | 0 | 0 | 0 | 0.21977 | 0 | 0 | 0 | 0.32764 | 0 | 0 | 0 | 0.047552 | 0.00033 | 0.00067 | 0.001 | 0.00133 | 0.10536 | 0 | 0.0082775 |  | 0.1304 | 0.2048 | 0.3019 | 0.3026
2014-08-29 | 18時 |  | 0 | 0 | 0 | 0 | [9 empty] | 0 | 0 | 0 | 0 | 0 | 0 | 0 | 0 | 0 | 0 | 1.4949 | 0 | 0 | 0 | 0.18825 | 0 | 0 | 0 | 0 | 0 | 0 | 0 | 0.047552 | 0.00642 | 0.01284 | 0.01926 | 0.02568 | 0.12467 | 0 | 0.0082775 |  | 0.303 | 0.3387 | 0.3972 | 0.5469
2014-08-29 | 19時 |  | 0 | 0 | 0 | 0 | [9 empty] | 0 | 0 | 0 | 0 | 0 | 0 | 0 | 0 | 0 | 0 | 1.0104 | 0 | 0 | 0 | 0.12977 | 0 | 0 | 0 | 0.22777 | 0 | 0 | 0 | 0.047552 | 0.00642 | 0.01284 | 0.01926 | 0.02568 | 0.21072 | 0.10708 | 0.0082775 |  | 0.0991 | 0.1348 | 0.1932 | 0.1939
2014-08-29 | 20時 |  | 0 | 0 | 0 | 0 | [9 empty] | 0 | 0 | 0 | 0 | 0 | 0 | 0 | 0 | 0 | 0 | 0.74029 | 0 | 0 | 0 | 0.096661 | 0 | 0 | 0 | 0.11842 | 0 | 0 | 0 | 0.047552 | 0.00033 | 0.00067 | 0.001 | 0.00133 | 0.14927 | 0.027125 | 0 |  | 0.0917 | 0.1275 | 0.2102 | 0.2109
2014-08-29 | 21時 |  | 0 | 0 | 0 | 0 | [9 empty] | 0 | 0 | 0 | 0 | 0 | 0 | 0 | 0 | 0 | 0 | 0.50538 | 0 | 0 | 0 | 0.074137 | 0 | 0 | 0 | 0.21147 | 0 | 0 | 0 | 0.047552 | 0.00033 | 0.00067 | 0.001 | 0.00133 | 0.14618 | 0.10814 | 0.031304 |  | 0.1216 | 0.1873 | 0.2837 | 0.2844
2014-08-29 | 22時 |  | 0 | 0 | 0 | 0 | [9 empty] | 0 | 0 | 0 | 0 | 0 | 0 | 0 | 0 | 0 | 0 | 0.23732 | 0 | 0 | 0 | 0.065392 | 0 | 0 | 0 | 0.22671 | 0 | 0 | 0 | 0.047552 | 0.00628 | 0.01256 | 0.01884 | 0.02512 | 0.12467 | 0.16133 | 0.043827 |  | 0.1738 | 0.1917 | 0.262 | 0.2626
2014-08-29 | 23時 |  | 0 | 0 | 0 | 0 | [9 empty] | 0 | 0 | 0 | 0 | 0 | 0 | 0 | 0 | 0 | 0 | 0.0081138 | 0 | 0 | 0 | 0 | 0 | 0 | 0 | 0.08891 | 0 | 0 | 0 | 0.047552 | 0.0067 | 0.01339 | 0.02009 | 0.02679 | 0.12467 | 0.18881 | 0.031848 |  | 0.1877 | 0.2176 | 0.2756 | 0.2763
2014-08-30 | 0時 |  | 0 | 0 | 0 | 0 | [9 empty] | 0 | 0 | 0 | 0 | 0 | 0 | 0 | 0 | 0 | 0 | 0.00083362 | 0 | 0 | 0 | 0 | 0 | 0 | 0 | 0 | 0 | 0 | 0 | 0.047552 | 0.00013 | 0.00025 | 0.00038 | 0.0005 | 0 | 0.078899 | 0.011656 |  | 0.1578 | 0.1578 | 0.1806 | 0.1812
2014-08-30 | 1時 |  | 0 | 0 | 0 | 0 | [9 empty] | 0 | 0 | 0 | 0 | 0 | 0 | 0 | 0 | 0 | 0 | 0 | 0 | 0 | 0 | 0 | 0 | 0 | 0 | 0 | 0 | 0 | 0 | 0.047552 | 0.00013 | 0.00025 | 0.00038 | 0.0005 | 0 | 0 | 0 |  | 0.0483 | 0.0483 | 0.0711 | 0.0717
2014-08-30 | 2時 |  | 0 | 0 | 0 | 0 | [9 empty] | 0 | 0 | 0 | 0 | 0 | 0 | 0 | 0 | 0 | 0 | 0 | 0 | 0 | 0 | 0 | 0 | 0 | 0 | 0 | 0 | 0 | 0 | 0.047552 | 0.00013 | 0.00025 | 0.00038 | 0.0005 | 0 | 0 | 0 |  | 0.056 | 0.0561 | 0.0788 | 0.0795
2014-08-30 | 3時 |  | 0 | 0 | 0 | 0 | [9 empty] | 0 | 0 | 0 | 0 | 0 | 0 | 0 | 0 | 0 | 0 | 0 | 0 | 0 | 0 | 0 | 0 | 0 | 0 | 0 | 0 | 0 | 0 | 0.047552 | 0.00013 | 0.00025 | 0.00038 | 0.0005 | 0 | 0 | 0 |  | 0.056 | 0.0561 | 0.0788 | 0.0795
2014-08-30 | 4時 |  | 0 | 0 | 0 | 0 | [9 empty] | 0 | 0 | 0 | 0 | 0 | 0 | 0 | 0 | 0 | 0 | 0 | 0 | 0 | 0 | 0 | 0 | 0 | 0 | 0 | 0 | 0 | 0 | 0.047552 | 0.00013 | 0.00025 | 0.00038 | 0.0005 | 0 | 0 | 0 |  | 0.0483 | 0.0483 | 0.0711 | 0.0717
2014-08-30 | 5時 |  | 0 | 0 | 0 | 0 | [9 empty] | 0 | 0 | 0 | 0 | 0 | 0 | 0 | 0 | 0 | 0 | 0 | 0 | 0 | 0 | 0 | 0 | 0 | 0 | 0 | 0 | 0 | 0 | 0.047552 | 0.00013 | 0.00025 | 0.00038 | 0.0005 | 0 | 0 | 0 |  | 0.056 | 0.0561 | 0.0788 | 0.0795
2014-08-30 | 6時 |  | 0 | 0 | 0 | 0 | [9 empty] | 0 | 0 | 0 | 0 | 0 | 0 | 0 | 0 | 0 | 0 | 0 | 0 | 0 | 0 | 0.062741 | 0 | 0 | 0 | 0 | 0 | 0 | 0 | 0.047552 | 0.00338 | 0.00675 | 0.01013 | 0.01351 | 0 | 0.024649 | 0.011815 |  | 0.1925 | 0.2611 | 0.3525 | 0.3531
2014-08-30 | 7時 |  | 0 | 0 | 0 | 0 | [9 empty] | 0 | 0 | 0 | 0 | 0 | 0 | 0 | 0 | 0 | 0 | 0.091912 | 0 | 0 | 0 | 0.091806 | 0 | 0 | 0 | 0 | 0 | 0 | 0 | 0.047552 | 0.00054 | 0.00108 | 0.00163 | 0.00217 | 0.13859 | 0.053895 | 0.036861 |  | 0.1524 | 0.248 | 0.3662 | 0.3669
2014-08-30 | 8時 |  | 0 | 0 | 0 | 0 | [9 empty] | 0 | 0 | 0 | 0 | 0 | 0 | 0 | 0 | 0 | 0 | 0.54958 | 0 | 0 | 0 | 0.11745 | 0 | 0 | 0 | 0 | 0 | 0 | 0 | 0.047552 | 0.00054 | 0.00108 | 0.00163 | 0.00217 | 0.093503 | 0 | 0.035602 |  | 0.1091 | 0.1448 | 0.2032 | 0.2039
2014-08-30 | 9時 |  | 0 | 0 | 0 | 0 | [9 empty] | 0 | 0 | 0 | 0 | 0 | 0 | 0 | 0 | 0 | 0 | 1.0019 | 0 | 0 | 0 | 0 | 0 | 0 | 0 | 0 | 0 | 0 | 0 | 0.047552 | 0.00013 | 0.00025 | 0.00038 | 0.0005 | 0.17838 | 0.10971 | 0.042749 |  | 0.3011 | 0.3368 | 0.3953 | 0.396
2014-08-30 | 10時 |  | 0 | 0 | 0 | 0 | [9 empty] | 0 | 0 | 0 | 0 | 0 | 0 | 0 | 0 | 0 | 0 | 1.6916 | 0 | 0 | 0 | 0 | 0 | 0 | 0 | 0 | 0 | 0 | 0 | 0.047552 | 0.00033 | 0.00067 | 0.001 | 0.00133 | 0.093503 | 0 | 0.012523 |  | 0.0483 | 0.0483 | 0.0711 | 0.0717
2014-08-30 | 11時 |  | 0 | 0 | 0 | 0 | [9 empty] | 0 | 0 | 0 | 0 | 0 | 0 | 0 | 0 | 0 | 0 | 1.8308 | 0 | 0 | 0 | 0.50498 | 0 | 0 | 0 | 0 | 0 | 0 | 0 | 0.047552 | 0.00013 | 0.00025 | 0.00038 | 0.0005 | 0 | 0 | 0.0052775 |  | 0.056 | 0.0561 | 0.0788 | 0.0795
2014-08-30 | 12時 |  | 0 | 0 | 0 | 0 | [9 empty] | 0 | 0 | 0 | 0 | 0 | 0 | 0 | 0 | 0 | 0 | 1.9873 | 0 | 0 | 0 | 0.3046 | 0 | 0 | 0 | 0 | 0 | 0 | 0 | 0.047552 | 0.00338 | 0.00675 | 0.01013 | 0.01351 | 0.05371 | 0 | 0.0052775 |  | 0.1983 | 0.2727 | 0.3698 | 0.3705
2014-08-30 | 13時 |  | 0 | 0 | 0 | 0 | [9 empty] | 0 | 0 | 0 | 0 | 0 | 0 | 0 | 0 | 0 | 0 | 1.9849 | 0 | 0 | 0 | 0 | 0 | 0 | 0 | 0 | 0 | 0 | 0 | 0.047552 | 0.00033 | 0.00067 | 0.001 | 0.00133 | 0.11604 | 0 | 0 |  | 0.0483 | 0.0483 | 0.0711 | 0.0717
2014-08-30 | 14時 |  | 0 | 0 | 0 | 0 | [9 empty] | 0 | 0 | 0 | 0 | 0 | 0 | 0 | 0 | 0 | 0 | 2.0052 | 0 | 0 | 0 | 0 | 0 | 0 | 0 | 0 | 0 | 0 | 0 | 0.047552 | 0.00013 | 0.00025 | 0.00038 | 0.0005 | 0.031168 | 0 | 0.017801 |  | 0.056 | 0.0561 | 0.0788 | 0.0795
2014-08-30 | 15時 |  | 0 | 0 | 0 | 0 | [9 empty] | 0 | 0 | 0 | 0 | 0 | 0 | 0 | 0 | 0 | 0 | 2.0518 | 0 | 0 | 0 | 0.4789 | 0 | 0 | 0 | 0 | 0 | 0 | 0 | 0.047552 | 0.00013 | 0.00025 | 0.00038 | 0.0005 | 0 | 0 | 0 |  | 0.056 | 0.0561 | 0.0788 | 0.0795
2014-08-30 | 16時 |  | 0 | 0 | 0 | 0 | [9 empty] | 0 | 0 | 0 | 0 | 0 | 0 | 0 | 0 | 0 | 0 | 2.0165 | 0 | 0 | 0 | 0.19119 | 0 | 0 | 0 | 0 | 0 | 0 | 0 | 0.047552 | 0.00033 | 0.00067 | 0.001 | 0.00133 | 0.062335 | 0 | 0.0052775 |  | 0.0483 | 0.0483 | 0.0711 | 0.0717
2014-08-30 | 17時 |  | 0 | 0 | 0 | 0 | [9 empty] | 0 | 0 | 0 | 0 | 0 | 0 | 0 | 0 | 0 | 0 | 1.8411 | 0 | 0 | 0 | 0.16939 | 0 | 0 | 0 | 0.28589 | 0 | 0 | 0 | 0.047552 | 0.00033 | 0.00067 | 0.001 | 0.00133 | 0.10536 | 0 | 0.0082775 |  | 0.1304 | 0.2048 | 0.3019 | 0.3026
2014-08-30 | 18時 |  | 0 | 0 | 0 | 0 | [9 empty] | 0 | 0 | 0 | 0 | 0 | 0 | 0 | 0 | 0 | 0 | 1.2044 | 0 | 0 | 0 | 0.14045 | 0 | 0 | 0 | 0 | 0 | 0 | 0 | 0.047552 | 0.00642 | 0.01284 | 0.01926 | 0.02568 | 0.12467 | 0 | 0.0082775 |  | 0.303 | 0.3387 | 0.3972 | 0.5469
2014-08-30 | 19時 |  | 0 | 0 | 0 | 0 | [9 empty] | 0 | 0 | 0 | 0 | 0 | 0 | 0 | 0 | 0 | 0 | 0.81972 | 0 | 0 | 0 | 0.10426 | 0 | 0 | 0 | 0.19617 | 0 | 0 | 0 | 0.047552 | 0.00642 | 0.01284 | 0.01926 | 0.02568 | 0.21072 | 0.10708 | 0.0082775 |  | 0.0991 | 0.1348 | 0.1932 | 0.1939
2014-08-30 | 20時 |  | 0 | 0 | 0 | 0 | [9 empty] | 0 | 0 | 0 | 0 | 0 | 0 | 0 | 0 | 0 | 0 | 0.58453 | 0 | 0 | 0 | 0.067324 | 0 | 0 | 0 | 0.10268 | 0 | 0 | 0 | 0.047552 | 0.00033 | 0.00067 | 0.001 | 0.00133 | 0.14927 | 0.027125 | 0 |  | 0.0917 | 0.1275 | 0.2102 | 0.2109
2014-08-30 | 21時 |  | 0 | 0 | 0 | 0 | [9 empty] | 0 | 0 | 0 | 0 | 0 | 0 | 0 | 0 | 0 | 0 | 0.41809 | 0 | 0 | 0 | 0.051192 | 0 | 0 | 0 | 0.19393 | 0 | 0 | 0 | 0.047552 | 0.00033 | 0.00067 | 0.001 | 0.00133 | 0.14618 | 0.10814 | 0.031304 |  | 0.1216 | 0.1873 | 0.2837 | 0.2844
2014-08-30 | 22時 |  | 0 | 0 | 0 | 0 | [9 empty] | 0 | 0 | 0 | 0 | 0 | 0 | 0 | 0 | 0 | 0 | 0.20686 | 0 | 0 | 0 | 0.04114 | 0 | 0 | 0 | 0.19349 | 0 | 0 | 0 | 0.047552 | 0.00628 | 0.01256 | 0.01884 | 0.02512 | 0.12467 | 0.16133 | 0.043827 |  | 0.1738 | 0.1917 | 0.262 | 0.2626
2014-08-30 | 23時 |  | 0 | 0 | 0 | 0 | [9 empty] | 0 | 0 | 0 | 0 | 0 | 0 | 0 | 0 | 0 | 0 | 0.0067392 | 0 | 0 | 0 | 0 | 0 | 0 | 0 | 0 | 0 | 0 | 0 | 0.047552 | 0.0067 | 0.01339 | 0.02009 | 0.02679 | 0.12467 | 0.18881 | 0.031848 |  | 0.1877 | 0.2176 | 0.2756 | 0.2763
2014-08-31 | 0時 |  | 0 | 0 | 0 | 0 | [9 empty] | 0 | 0 | 0 | 0 | 0 | 0 | 0 | 0 | 0 | 0 | 0.00099877 | 0 | 0 | 0 | 0 | 0 | 0 | 0 | 0 | 0 | 0 | 0 | 0.047552 | 0.00013 | 0.00025 | 0.00038 | 0.0005 | 0 | 0.078899 | 0.011656 |  | 0.1578 | 0.1578 | 0.1806 | 0.1812
2014-08-31 | 1時 |  | 0 | 0 | 0 | 0 | [9 empty] | 0 | 0 | 0 | 0 | 0 | 0 | 0 | 0 | 0 | 0 | 0 | 0 | 0 | 0 | 0 | 0 | 0 | 0 | 0 | 0 | 0 | 0 | 0.047552 | 0.00013 | 0.00025 | 0.00038 | 0.0005 | 0 | 0 | 0 |  | 0.0483 | 0.0483 | 0.0711 | 0.0717
2014-08-31 | 2時 |  | 0 | 0 | 0 | 0 | [9 empty] | 0 | 0 | 0 | 0 | 0 | 0 | 0 | 0 | 0 | 0 | 0 | 0 | 0 | 0 | 0 | 0 | 0 | 0 | 0 | 0 | 0 | 0 | 0.047552 | 0.00013 | 0.00025 | 0.00038 | 0.0005 | 0 | 0 | 0 |  | 0.056 | 0.0561 | 0.0788 | 0.0795
2014-08-31 | 3時 |  | 0 | 0 | 0 | 0 | [9 empty] | 0 | 0 | 0 | 0 | 0 | 0 | 0 | 0 | 0 | 0 | 0 | 0 | 0 | 0 | 0 | 0 | 0 | 0 | 0 | 0 | 0 | 0 | 0.047552 | 0.00013 | 0.00025 | 0.00038 | 0.0005 | 0 | 0 | 0 |  | 0.056 | 0.0561 | 0.0788 | 0.0795
2014-08-31 | 4時 |  | 0 | 0 | 0 | 0 | [9 empty] | 0 | 0 | 0 | 0 | 0 | 0 | 0 | 0 | 0 | 0 | 0 | 0 | 0 | 0 | 0 | 0 | 0 | 0 | 0 | 0 | 0 | 0 | 0.047552 | 0.00013 | 0.00025 | 0.00038 | 0.0005 | 0 | 0 | 0 |  | 0.0483 | 0.0483 | 0.0711 | 0.0717
2014-08-31 | 5時 |  | 0 | 0 | 0 | 0 | [9 empty] | 0 | 0 | 0 | 0 | 0 | 0 | 0 | 0 | 0 | 0 | 0 | 0 | 0 | 0 | 0 | 0 | 0 | 0 | 0 | 0 | 0 | 0 | 0.047552 | 0.00013 | 0.00025 | 0.00038 | 0.0005 | 0 | 0 | 0 |  | 0.056 | 0.0561 | 0.0788 | 0.0795
2014-08-31 | 6時 |  | 0 | 0 | 0 | 0 | [9 empty] | 0 | 0 | 0 | 0 | 0 | 0 | 0 | 0 | 0 | 0 | 0 | 0 | 0 | 0 | 0.026508 | 0 | 0 | 0 | 0 | 0 | 0 | 0 | 0.047552 | 0.00338 | 0.00675 | 0.01013 | 0.01351 | 0 | 0.024649 | 0.011815 |  | 0.1925 | 0.2611 | 0.3525 | 0.3531
2014-08-31 | 7時 |  | 0 | 0 | 0 | 0 | [9 empty] | 0 | 0 | 0 | 0 | 0 | 0 | 0 | 0 | 0 | 0 | 0.17613 | 0 | 0 | 0 | 0.11017 | 0 | 0 | 0 | 0 | 0 | 0 | 0 | 0.047552 | 0.00054 | 0.00108 | 0.00163 | 0.00217 | 0.13859 | 0.053895 | 0.036861 |  | 0.1524 | 0.248 | 0.3662 | 0.3669
2014-08-31 | 8時 |  | 0 | 0 | 0 | 0 | [9 empty] | 0 | 0 | 0 | 0 | 0 | 0 | 0 | 0 | 0 | 0 | 0.81146 | 0 | 0 | 0 | 0.16879 | 0 | 0 | 0 | 0 | 0 | 0 | 0 | 0.047552 | 0.00054 | 0.00108 | 0.00163 | 0.00217 | 0.093503 | 0 | 0.035602 |  | 0.1091 | 0.1448 | 0.2032 | 0.2039
2014-08-31 | 9時 |  | 0 | 0 | 0 | 0 | [9 empty] | 0 | 0 | 0 | 0 | 0 | 0 | 0 | 0 | 0 | 0 | 1.4507 | 0 | 0 | 0 | 0 | 0 | 0 | 0 | 0 | 0 | 0 | 0 | 0.047552 | 0.00013 | 0.00025 | 0.00038 | 0.0005 | 0.17838 | 0.10971 | 0.042749 |  | 0.3011 | 0.3368 | 0.3953 | 0.396
2014-08-31 | 10時 |  | 0 | 0 | 0 | 0 | [9 empty] | 0 | 0 | 0 | 0 | 0 | 0 | 0 | 0 | 0 | 0 | 1.8699 | 0 | 0 | 0 | 0 | 0 | 0 | 0 | 0 | 0 | 0 | 0 | 0.047552 | 0.00033 | 0.00067 | 0.001 | 0.00133 | 0.093503 | 0 | 0.012523 |  | 0.0483 | 0.0483 | 0.0711 | 0.0717
2014-08-31 | 11時 |  | 0 | 0 | 0 | 0 | [9 empty] | 0 | 0 | 0 | 0 | 0 | 0 | 0 | 0 | 0 | 0 | 1.9466 | 0 | 0 | 0 | 0.46911 | 0 | 0 | 0 | 0 | 0 | 0 | 0 | 0.047552 | 0.00013 | 0.00025 | 0.00038 | 0.0005 | 0 | 0 | 0.0052775 |  | 0.056 | 0.0561 | 0.0788 | 0.0795
2014-08-31 | 12時 |  | 0 | 0 | 0 | 0 | [9 empty] | 0 | 0 | 0 | 0 | 0 | 0 | 0 | 0 | 0 | 0 | 1.9283 | 0 | 0 | 0 | 0.23087 | 0 | 0 | 0 | 0 | 0 | 0 | 0 | 0.047552 | 0.00338 | 0.00675 | 0.01013 | 0.01351 | 0.05371 | 0 | 0.0052775 |  | 0.1983 | 0.2727 | 0.3698 | 0.3705
2014-08-31 | 13時 |  | 0 | 0 | 0 | 0 | [9 empty] | 0 | 0 | 0 | 0 | 0 | 0 | 0 | 0 | 0 | 0 | 2.0647 | 0 | 0 | 0 | 0 | 0 | 0 | 0 | 0 | 0 | 0 | 0 | 0.047552 | 0.00033 | 0.00067 | 0.001 | 0.00133 | 0.11604 | 0 | 0 |  | 0.0483 | 0.0483 | 0.0711 | 0.0717
2014-08-31 | 14時 |  | 0 | 0 | 0 | 0 | [9 empty] | 0 | 0 | 0 | 0 | 0 | 0 | 0 | 0 | 0 | 0 | 2.0963 | 0 | 0 | 0 | 0 | 0 | 0 | 0 | 0 | 0 | 0 | 0 | 0.047552 | 0.00013 | 0.00025 | 0.00038 | 0.0005 | 0.031168 | 0 | 0.017801 |  | 0.056 | 0.0561 | 0.0788 | 0.0795
2014-08-31 | 15時 |  | 0 | 0 | 0 | 0 | [9 empty] | 0 | 0 | 0 | 0 | 0 | 0 | 0 | 0 | 0 | 0 | 2.0265 | 0 | 0 | 0 | 0.29518 | 0 | 0 | 0 | 0 | 0 | 0 | 0 | 0.047552 | 0.00013 | 0.00025 | 0.00038 | 0.0005 | 0 | 0 | 0 |  | 0.056 | 0.0561 | 0.0788 | 0.0795
2014-08-31 | 16時 |  | 0 | 0 | 0 | 0 | [9 empty] | 0 | 0 | 0 | 0 | 0 | 0 | 0 | 0 | 0 | 0 | 1.8558 | 0 | 0 | 0 | 0.14846 | 0 | 0 | 0 | 0 | 0 | 0 | 0 | 0.047552 | 0.00033 | 0.00067 | 0.001 | 0.00133 | 0.062335 | 0 | 0.0052775 |  | 0.0483 | 0.0483 | 0.0711 | 0.0717
2014-08-31 | 17時 |  | 0 | 0 | 0 | 0 | [9 empty] | 0 | 0 | 0 | 0 | 0 | 0 | 0 | 0 | 0 | 0 | 1.5407 | 0 | 0 | 0 | 0.11499 | 0 | 0 | 0 | 0.17042 | 0 | 0 | 0 | 0.047552 | 0.00033 | 0.00067 | 0.001 | 0.00133 | 0.10536 | 0 | 0.0082775 |  | 0.1304 | 0.2048 | 0.3019 | 0.3026
2014-08-31 | 18時 |  | 0 | 0 | 0 | 0 | [9 empty] | 0 | 0 | 0 | 0 | 0 | 0 | 0 | 0 | 0 | 0 | 0.96119 | 0 | 0 | 0 | 0.073533 | 0 | 0 | 0 | 0 | 0 | 0 | 0 | 0.047552 | 0.00642 | 0.01284 | 0.01926 | 0.02568 | 0.12467 | 0 | 0.0082775 |  | 0.303 | 0.3387 | 0.3972 | 0.5469
2014-08-31 | 19時 |  | 0 | 0 | 0 | 0 | [9 empty] | 0 | 0 | 0 | 0 | 0 | 0 | 0 | 0 | 0 | 0 | 0.80027 | 0 | 0 | 0 | 0.071876 | 0 | 0 | 0 | 0.12283 | 0 | 0 | 0 | 0.047552 | 0.00642 | 0.01284 | 0.01926 | 0.02568 | 0.21072 | 0.10708 | 0.0082775 |  | 0.0991 | 0.1348 | 0.1932 | 0.1939
2014-08-31 | 20時 |  | 0 | 0 | 0 | 0 | [9 empty] | 0 | 0 | 0 | 0 | 0 | 0 | 0 | 0 | 0 | 0 | 0.69766 | 0 | 0 | 0 | 0.051342 | 0 | 0 | 0 | 0.093105 | 0 | 0 | 0 | 0.047552 | 0.00033 | 0.00067 | 0.001 | 0.00133 | 0.14927 | 0.027125 | 0 |  | 0.0917 | 0.1275 | 0.2102 | 0.2109
2014-08-31 | 21時 |  | 0 | 0 | 0 | 0 | [9 empty] | 0 | 0 | 0 | 0 | 0 | 0 | 0 | 0 | 0 | 0 | 0.64464 | 0 | 0 | 0 | 0.035887 | 0 | 0 | 0 | 0.18231 | 0 | 0 | 0 | 0.047552 | 0.00033 | 0.00067 | 0.001 | 0.00133 | 0.14618 | 0.10814 | 0.031304 |  | 0.1216 | 0.1873 | 0.2837 | 0.2844
2014-08-31 | 22時 |  | 0 | 0 | 0 | 0 | [9 empty] | 0 | 0 | 0 | 0 | 0 | 0 | 0 | 0 | 0 | 0 | 0.4462 | 0 | 0 | 0 | 0.027113 | 0 | 0 | 0 | 0.17652 | 0 | 0 | 0 | 0.047552 | 0.00628 | 0.01256 | 0.01884 | 0.02512 | 0.12467 | 0.16133 | 0.043827 |  | 0.1738 | 0.1917 | 0.262 | 0.2626
2014-08-31 | 23時 |  | 0 | 0 | 0 | 0 | [9 empty] | 0 | 0 | 0 | 0 | 0 | 0 | 0 | 0 | 0 | 0 | 0.021276 | 0 | 0 | 0 | 0 | 0 | 0 | 0 | 0 | 0 | 0 | 0 | 0.047552 | 0.0067 | 0.01339 | 0.02009 | 0.02679 | 0.12467 | 0.18881 | 0.031848 |  | 0.1877 | 0.2176 | 0.2756 | 0.2763
2014-09-01 | 0時 |  | 0 | 0 | 0 | 0 | [9 empty] | 0 | 0 | 0 | 0 | 0 | 0 | 0 | 0 | 0 | 0 | 0.012841 | 0 | 0 | 0 | 0 | 0 | 0 | 0 | 0 | 0 | 0 | 0 | 0.047552 | 0.00013 | 0.00025 | 0.00038 | 0.0005 | 0 | 0.078899 | 0.011656 |  | 0.1578 | 0.1578 | 0.1806 | 0.1812
2014-09-01 | 1時 |  | 0 | 0 | 0 | 0 | [9 empty] | 0 | 0 | 0 | 0 | 0 | 0 | 0 | 0 | 0 | 0 | 0.01108 | 0 | 0 | 0 | 0 | 0 | 0 | 0 | 0 | 0 | 0 | 0 | 0.047552 | 0.00013 | 0.00025 | 0.00038 | 0.0005 | 0 | 0 | 0 |  | 0.0483 | 0.0483 | 0.0711 | 0.0717
2014-09-01 | 2時 |  | 0 | 0 | 0 | 0 | [9 empty] | 0 | 0 | 0 | 0 | 0 | 0 | 0 | 0 | 0 | 0 | 0.0041988 | 0 | 0 | 0 | 0 | 0 | 0 | 0 | 0 | 0 | 0 | 0 | 0.047552 | 0.00013 | 0.00025 | 0.00038 | 0.0005 | 0 | 0 | 0 |  | 0.056 | 0.0561 | 0.0788 | 0.0795
2014-09-01 | 3時 |  | 0 | 0 | 0 | 0 | [9 empty] | 0 | 0 | 0 | 0 | 0 | 0 | 0 | 0 | 0 | 0 | 0 | 0 | 0 | 0 | 0 | 0 | 0 | 0 | 0 | 0 | 0 | 0 | 0.047552 | 0.00013 | 0.00025 | 0.00038 | 0.0005 | 0 | 0 | 0 |  | 0.056 | 0.0561 | 0.0788 | 0.0795
2014-09-01 | 4時 |  | 0 | 0 | 0 | 0 | [9 empty] | 0 | 0 | 0 | 0 | 0 | 0 | 0 | 0 | 0 | 0 | 0 | 0 | 0 | 0 | 0 | 0 | 0 | 0 | 0 | 0 | 0 | 0 | 0.047552 | 0.00013 | 0.00025 | 0.00038 | 0.0005 | 0 | 0 | 0 |  | 0.0483 | 0.0483 | 0.0711 | 0.0717
2014-09-01 | 5時 |  | 0 | 0 | 0 | 0 | [9 empty] | 0 | 0 | 0 | 0 | 0 | 0 | 0 | 0 | 0 | 0 | 0 | 0 | 0 | 0 | 0 | 0 | 0 | 0 | 0 | 0 | 0 | 0 | 0.047552 | 0.00013 | 0.00025 | 0.00038 | 0.0005 | 0 | 0 | 0 |  | 0.056 | 0.0561 | 0.0788 | 0.0795
2014-09-01 | 6時 |  | 0 | 0 | 0 | 0 | [9 empty] | 0 | 0 | 0 | 0 | 0 | 0 | 0 | 0 | 0 | 0 | 0.097556 | 0 | 0 | 0 | 0 | 0 | 0 | 0 | 0 | 0 | 0 | 0 | 0.047552 | 0.00338 | 0.00675 | 0.01013 | 0.01351 | 0 | 0.024649 | 0.011815 |  | 0.1925 | 0.2611 | 0.3525 | 0.3531
2014-09-01 | 7時 |  | 0 | 0 | 0 | 0 | [9 empty] | 0 | 0 | 0 | 0 | 0 | 0 | 0 | 0 | 0 | 0 | 1.0474 | 0 | 0 | 0 | 0 | 0 | 0 | 0 | 0 | 0 | 0 | 0 | 0.047552 | 0.00054 | 0.00108 | 0.00163 | 0.00217 | 0.13859 | 0.053895 | 0.036861 |  | 0.1524 | 0.248 | 0.3662 | 0.3669
2014-09-01 | 8時 |  | 0 | 0 | 0 | 0 | [9 empty] | 0 | 0 | 0 | 0 | 0 | 0 | 0 | 0 | 0 | 0 | 1.7521 | 0 | 0 | 0 | 0 | 0 | 0 | 0 | 0 | 0 | 0 | 0 | 0.047552 | 0.00054 | 0.00108 | 0.00163 | 0.00217 | 0.093503 | 0 | 0.035602 |  | 0.1091 | 0.1448 | 0.2032 | 0.2039
2014-09-01 | 9時 |  | 0 | 0 | 0 | 0 | [9 empty] | 0 | 0 | 0 | 0 | 0 | 0 | 0 | 0 | 0 | 0 | 1.9061 | 0 | 0 | 0 | 0 | 0 | 0 | 0 | 0 | 0 | 0 | 0 | 0.047552 | 0.00013 | 0.00025 | 0.00038 | 0.0005 | 0.17838 | 0.10971 | 0.042749 |  | 0.3011 | 0.3368 | 0.3953 | 0.396
2014-09-01 | 10時 |  | 0 | 0 | 0 | 0 | [9 empty] | 0 | 0 | 0 | 0 | 0 | 0 | 0 | 0 | 0 | 0 | 2.1593 | 0 | 0 | 0 | 0 | 0 | 0 | 0 | 0 | 0 | 0 | 0 | 0.047552 | 0.00033 | 0.00067 | 0.001 | 0.00133 | 0.093503 | 0 | 0.012523 |  | 0.0483 | 0.0483 | 0.0711 | 0.0717
2014-09-01 | 11時 |  | 0 | 0 | 0 | 0 | [9 empty] | 0 | 0 | 0 | 0 | 0 | 0 | 0 | 0 | 0 | 0 | 2.5211 | 0 | 0 | 0 | 0 | 0 | 0 | 0 | 0 | 0 | 0 | 0 | 0.047552 | 0.00013 | 0.00025 | 0.00038 | 0.0005 | 0 | 0 | 0.0052775 |  | 0.056 | 0.0561 | 0.0788 | 0.0795
2014-09-01 | 12時 |  | 0 | 0 | 0 | 0 | [9 empty] | 0 | 0 | 0 | 0 | 0 | 0 | 0 | 0 | 0 | 0 | 2.589 | 0 | 0 | 0 | 0 | 0 | 0 | 0 | 0 | 0 | 0 | 0 | 0.047552 | 0.00338 | 0.00675 | 0.01013 | 0.01351 | 0.05371 | 0 | 0.0052775 |  | 0.1983 | 0.2727 | 0.3698 | 0.3705
2014-09-01 | 13時 |  | 0 | 0 | 0 | 0 | [9 empty] | 0 | 0 | 0 | 0 | 0 | 0 | 0 | 0 | 0 | 0 | 2.7284 | 0 | 0 | 0 | 0 | 0 | 0 | 0 | 0 | 0 | 0 | 0 | 0.047552 | 0.00033 | 0.00067 | 0.001 | 0.00133 | 0.11604 | 0 | 0 |  | 0.0483 | 0.0483 | 0.0711 | 0.0717
2014-09-01 | 14時 |  | 0 | 0 | 0 | 0 | [9 empty] | 0 | 0 | 0 | 0 | 0 | 0 | 0 | 0 | 0 | 0 | 2.6346 | 0 | 0 | 0 | 0 | 0 | 0 | 0 | 0 | 0 | 0 | 0 | 0.047552 | 0.00013 | 0.00025 | 0.00038 | 0.0005 | 0.031168 | 0 | 0.017801 |  | 0.056 | 0.0561 | 0.0788 | 0.0795
2014-09-01 | 15時 |  | 0 | 0 | 0 | 0 | [9 empty] | 0 | 0 | 0 | 0 | 0 | 0 | 0 | 0 | 0 | 0 | 2.3465 | 0 | 0 | 0 | 0 | 0 | 0 | 0 | 0 | 0 | 0 | 0 | 0.047552 | 0.00013 | 0.00025 | 0.00038 | 0.0005 | 0 | 0 | 0 |  | 0.056 | 0.0561 | 0.0788 | 0.0795
2014-09-01 | 16時 |  | 0 | 0 | 0 | 0 | [9 empty] | 0 | 0 | 0 | 0 | 0 | 0 | 0 | 0 | 0 | 0 | 2.2259 | 0 | 0 | 0 | 0 | 0 | 0 | 0 | 0 | 0 | 0 | 0 | 0.047552 | 0.00033 | 0.00067 | 0.001 | 0.00133 | 0.062335 | 0 | 0.0052775 |  | 0.0483 | 0.0483 | 0.0711 | 0.0717
2014-09-01 | 17時 |  | 0 | 0 | 0 | 0 | [9 empty] | 0 | 0 | 0 | 0 | 0 | 0 | 0 | 0 | 0 | 0 | 2.1777 | 0 | 0 | 0 | 0 | 0 | 0 | 0 | 0 | 0 | 0 | 0 | 0.047552 | 0.00033 | 0.00067 | 0.001 | 0.00133 | 0.10536 | 0 | 0.0082775 |  | 0.1304 | 0.2048 | 0.3019 | 0.3026
2014-09-01 | 18時 |  | 0 | 0 | 0 | 0 | [9 empty] | 0 | 0 | 0 | 0 | 0 | 0 | 0 | 0 | 0 | 0 | 2.1255 | 0 | 0 | 0 | 0 | 0 | 0 | 0 | 0 | 0 | 0 | 0 | 0.047552 | 0.00642 | 0.01284 | 0.01926 | 0.02568 | 0.12467 | 0 | 0.0082775 |  | 0.303 | 0.3387 | 0.3972 | 0.5469
2014-09-01 | 19時 |  | 0 | 0 | 0 | 0 | [9 empty] | 0 | 0 | 0 | 0 | 0 | 0 | 0 | 0 | 0 | 0 | 1.984 | 0 | 0 | 0 | 0 | 0 | 0 | 0 | 0 | 0 | 0 | 0 | 0.047552 | 0.00642 | 0.01284 | 0.01926 | 0.02568 | 0.21072 | 0.10708 | 0.0082775 |  | 0.0991 | 0.1348 | 0.1932 | 0.1939
2014-09-01 | 20時 |  | 0 | 0 | 0 | 0 | [9 empty] | 0 | 0 | 0 | 0 | 0 | 0 | 0 | 0 | 0 | 0 | 1.9489 | 0 | 0 | 0 | 0 | 0 | 0 | 0 | 0 | 0 | 0 | 0 | 0.047552 | 0.00033 | 0.00067 | 0.001 | 0.00133 | 0.14927 | 0.027125 | 0 |  | 0.0917 | 0.1275 | 0.2102 | 0.2109
2014-09-01 | 21時 |  | 0 | 0 | 0 | 0 | [9 empty] | 0 | 0 | 0 | 0 | 0 | 0 | 0 | 0 | 0 | 0 | 1.8729 | 0 | 0 | 0 | 0 | 0 | 0 | 0 | 0 | 0 | 0 | 0 | 0.047552 | 0.00033 | 0.00067 | 0.001 | 0.00133 | 0.14618 | 0.10814 | 0.031304 |  | 0.1216 | 0.1873 | 0.2837 | 0.2844
2014-09-01 | 22時 |  | 0 | 0 | 0 | 0 | [9 empty] | 0 | 0 | 0 | 0 | 0 | 0 | 0 | 0 | 0 | 0 | 1.7235 | 0 | 0 | 0 | 0 | 0 | 0 | 0 | 0 | 0 | 0 | 0 | 0.047552 | 0.00628 | 0.01256 | 0.01884 | 0.02512 | 0.12467 | 0.16133 | 0.043827 |  | 0.1738 | 0.1917 | 0.262 | 0.2626
2014-09-01 | 23時 |  | 0 | 0 | 0 | 0 | [9 empty] | 0 | 0 | 0 | 0 | 0 | 0 | 0 | 0 | 0 | 0 | 0.98969 | 0 | 0 | 0 | 0 | 0 | 0 | 0 | 0 | 0 | 0 | 0 | 0.047552 | 0.0067 | 0.01339 | 0.02009 | 0.02679 | 0.12467 | 0.18881 | 0.031848 |  | 0.1877 | 0.2176 | 0.2756 | 0.2763
2014-09-02 | 0時 |  | 0 | 0 | 0 | 0 | [9 empty] | 0 | 0 | 0 | 0 | 0 | 0 | 0 | 0 | 0 | 0 | 0.73865 | 0 | 0 | 0 | 0 | 0 | 0 | 0 | 0 | 0 | 0 | 0 | 0.047552 | 0.00013 | 0.00025 | 0.00038 | 0.0005 | 0 | 0 | 0 |  | 0.1578 | 0.1578 | 0.1806 | 0.1812
2014-09-02 | 1時 |  | 0 | 0 | 0 | 0 | [9 empty] | 0 | 0 | 0 | 0 | 0 | 0 | 0 | 0 | 0 | 0 | 0.55035 | 0 | 0 | 0 | 0 | 0 | 0 | 0 | 0 | 0 | 0 | 0 | 0.047552 | 0.00013 | 0.00025 | 0.00038 | 0.0005 | 0 | 0 | 0 |  | 0.0483 | 0.0483 | 0.0711 | 0.0717
2014-09-02 | 2時 |  | 0 | 0 | 0 | 0 | [9 empty] | 0 | 0 | 0 | 0 | 0 | 0 | 0 | 0 | 0 | 0 | 0.38003 | 0 | 0 | 0 | 0 | 0 | 0 | 0 | 0 | 0 | 0 | 0 | 0.047552 | 0.00013 | 0.00025 | 0.00038 | 0.0005 | 0 | 0 | 0 |  | 0.056 | 0.0561 | 0.0788 | 0.0795
2014-09-02 | 3時 |  | 0 | 0 | 0 | 0 | [9 empty] | 0 | 0 | 0 | 0 | 0 | 0 | 0 | 0 | 0 | 0 | 0.18684 | 0 | 0 | 0 | 0 | 0 | 0 | 0 | 0 | 0 | 0 | 0 | 0.047552 | 0.00013 | 0.00025 | 0.00038 | 0.0005 | 0 | 0 | 0 |  | 0.056 | 0.0561 | 0.0788 | 0.0795
2014-09-02 | 4時 |  | 0 | 0 | 0 | 0 | [9 empty] | 0 | 0 | 0 | 0 | 0 | 0 | 0 | 0 | 0 | 0 | 0.092183 | 0 | 0 | 0 | 0 | 0 | 0 | 0 | 0 | 0 | 0 | 0 | 0.047552 | 0.00013 | 0.00025 | 0.00038 | 0.0005 | 0 | 0 | 0 |  | 0.0483 | 0.0483 | 0.0711 | 0.0717
2014-09-02 | 5時 |  | 0 | 0 | 0 | 0 | [9 empty] | 0 | 0 | 0 | 0 | 0 | 0 | 0 | 0 | 0 | 0 | 0.091201 | 0 | 0 | 0 | 0 | 0 | 0 | 0 | 0 | 0 | 0 | 0 | 0.047552 | 0.00013 | 0.00025 | 0.00038 | 0.0005 | 0 | 0 | 0 |  | 0.056 | 0.0561 | 0.0788 | 0.0795
2014-09-02 | 6時 |  | 0 | 0 | 0 | 0 | [9 empty] | 0 | 0 | 0 | 0 | 0 | 0 | 0 | 0 | 0 | 0 | 0.48956 | 0 | 0 | 0 | 0 | 0 | 0 | 0 | 0 | 0 | 0 | 0 | 0.047552 | 0.00013 | 0.00025 | 0.00038 | 0.0005 | 0 | 0 | 0 |  | 0.056 | 0.0561 | 0.0788 | 0.0795
2014-09-02 | 7時 |  | 0 | 0 | 0 | 0 | [9 empty] | 0 | 0 | 0 | 0 | 0 | 0 | 0 | 0 | 0 | 0 | 1.6361 | 0 | 0 | 0 | 0 | 0 | 0 | 0 | 0 | 0 | 0 | 0 | 0.047552 | 0.00054 | 0.00108 | 0.00163 | 0.00217 | 0 | 0.024649 | 0.022689 |  | 0.1168 | 0.1854 | 0.2767 | 0.2774
2014-09-02 | 8時 |  | 0 | 0 | 0 | 0 | [9 empty] | 0 | 0 | 0 | 0 | 0 | 0 | 0 | 0 | 0 | 0 | 1.8272 | 0 | 0 | 0 | 0 | 0 | 0 | 0 | 0 | 0 | 0 | 0 | 0.047552 | 0.00379 | 0.00759 | 0.01138 | 0.01518 | 0.084877 | 0.078545 | 0.064582 |  | 0.2156 | 0.2812 | 0.3696 | 0.3702
2014-09-02 | 9時 |  | 0 | 0 | 0 | 0 | [9 empty] | 0 | 0 | 0 | 0 | 0 | 0 | 0 | 0 | 0 | 0 | 2.1468 | 0 | 0 | 0 | 0 | 0 | 0 | 0 | 0 | 0 | 0 | 0 | 0.047552 | 0.00033 | 0.00067 | 0.001 | 0.00133 | 0.23209 | 0.16325 | 0.052059 |  | 0.2163 | 0.252 | 0.3265 | 0.3272
2014-09-02 | 10時 |  | 0 | 0 | 0 | 0 | [9 empty] | 0 | 0 | 0 | 0 | 0 | 0 | 0 | 0 | 0 | 0 | 2.4076 | 0 | 0 | 0 | 0 | 0 | 0 | 0 | 0 | 0 | 0 | 0 | 0.047552 | 0.00054 | 0.00108 | 0.00163 | 0.00217 | 0.12467 | 0.21558 | 0.037471 |  | 0.1917 | 0.2274 | 0.3128 | 0.3134
2014-09-02 | 11時 |  | 0 | 0 | 0 | 0 | [9 empty] | 0 | 0 | 0 | 0 | 0 | 0 | 0 | 0 | 0 | 0 | 2.6197 | 0 | 0 | 0 | 0 | 0 | 0 | 0 | 0 | 0 | 0 | 0 | 0.047552 | 0.00033 | 0.00067 | 0.001 | 0.00133 | 0.12467 | 0.21558 | 0 |  | 0.1994 | 0.2352 | 0.315 | 0.3157
2014-09-02 | 12時 |  | 0 | 0 | 0 | 0 | [9 empty] | 0 | 0 | 0 | 0 | 0 | 0 | 0 | 0 | 0 | 0 | 2.5837 | 0 | 0 | 0 | 0 | 0 | 0 | 0 | 0 | 0 | 0 | 0 | 0.047552 | 0.00338 | 0.00675 | 0.01013 | 0.01351 | 0.14721 | 0.13456 | 0.018352 |  | 0.1983 | 0.2727 | 0.3698 | 0.3705
2014-09-02 | 13時 |  | 0 | 0 | 0 | 0 | [9 empty] | 0 | 0 | 0 | 0 | 0 | 0 | 0 | 0 | 0 | 0 | 2.6834 | 0 | 0 | 0 | 0 | 0 | 0 | 0 | 0 | 0 | 0 | 0 | 0.047552 | 0.00033 | 0.00067 | 0.001 | 0.00133 | 0.13756 | 0.026771 | 0.023629 |  | 0.0483 | 0.0483 | 0.0711 | 0.0717
2014-09-02 | 14時 |  | 0 | 0 | 0 | 0 | [9 empty] | 0 | 0 | 0 | 0 | 0 | 0 | 0 | 0 | 0 | 0 | 2.6443 | 0 | 0 | 0 | 0 | 0 | 0 | 0 | 0 | 0 | 0 | 0 | 0.047552 | 0.00013 | 0.00025 | 0.00038 | 0.0005 | 0 | 0 | 0 |  | 0.056 | 0.0561 | 0.0788 | 0.0795
2014-09-02 | 15時 |  | 0 | 0 | 0 | 0 | [9 empty] | 0 | 0 | 0 | 0 | 0 | 0 | 0 | 0 | 0 | 0 | 2.513 | 0 | 0 | 0 | 0 | 0 | 0 | 0 | 0 | 0 | 0 | 0 | 0.047552 | 0.00013 | 0.00025 | 0.00038 | 0.0005 | 0 | 0 | 0 |  | 0.056 | 0.0561 | 0.0788 | 0.0795
2014-09-02 | 16時 |  | 0 | 0 | 0 | 0 | [9 empty] | 0 | 0 | 0 | 0 | 0 | 0 | 0 | 0 | 0 | 0 | 2.5091 | 0 | 0 | 0 | 0 | 0 | 0 | 0 | 0 | 0 | 0 | 0 | 0.047552 | 0.00054 | 0.00108 | 0.00163 | 0.00217 | 0.062335 | 0.054249 | 0.024058 |  | 0.2095 | 0.275 | 0.3956 | 0.5453
2014-09-02 | 17時 |  | 0 | 0 | 0 | 0 | [9 empty] | 0 | 0 | 0 | 0 | 0 | 0 | 0 | 0 | 0 | 0 | 2.3525 | 0 | 0 | 0 | 0 | 0 | 0 | 0 | 0 | 0 | 0 | 0 | 0.047552 | 0.00642 | 0.01284 | 0.01926 | 0.02568 | 0.12467 | 0.1085 | 0.026923 |  | 0.2423 | 0.2781 | 0.3689 | 0.5187
2014-09-02 | 18時 |  | 0 | 0 | 0 | 0 | [9 empty] | 0 | 0 | 0 | 0 | 0 | 0 | 0 | 0 | 0 | 0 | 2.2279 | 0 | 0 | 0 | 0 | 0 | 0 | 0 | 0 | 0 | 0 | 0 | 0.047552 | 0.00642 | 0.01284 | 0.01926 | 0.02568 | 0.21072 | 0.1085 | 0 |  | 0.1819 | 0.2177 | 0.2978 | 0.4476
2014-09-02 | 19時 |  | 0 | 0 | 0 | 0 | [9 empty] | 0 | 0 | 0 | 0 | 0 | 0 | 0 | 0 | 0 | 0 | 2.1492 | 0 | 0 | 0 | 0 | 0 | 0 | 0 | 0 | 0 | 0 | 0 | 0.047552 | 0.00013 | 0.00025 | 0.00038 | 0.0005 | 0.12879 | 0 | 0.006537 |  | 0.0998 | 0.1355 | 0.2049 | 0.2056
2014-09-02 | 20時 |  | 0 | 0 | 0 | 0 | [9 empty] | 0 | 0 | 0 | 0 | 0 | 0 | 0 | 0 | 0 | 0 | 2.0723 | 0 | 0 | 0 | 0 | 0 | 0 | 0 | 0 | 0 | 0 | 0 | 0.047552 | 0.00033 | 0.00067 | 0.001 | 0.00133 | 0.16769 | 0.10779 | 0.006537 |  | 0.0917 | 0.1275 | 0.2183 | 0.219
2014-09-02 | 21時 |  | 0 | 0 | 0 | 0 | [9 empty] | 0 | 0 | 0 | 0 | 0 | 0 | 0 | 0 | 0 | 0 | 1.9448 | 0 | 0 | 0 | 0 | 0 | 0 | 0 | 0 | 0 | 0 | 0 | 0.047552 | 0.00628 | 0.01256 | 0.01884 | 0.02512 | 0.12467 | 0.18846 | 0.012659 |  | 0.1755 | 0.2411 | 0.3458 | 0.3465
2014-09-02 | 22時 |  | 0 | 0 | 0 | 0 | [9 empty] | 0 | 0 | 0 | 0 | 0 | 0 | 0 | 0 | 0 | 0 | 1.6118 | 0 | 0 | 0 | 0 | 0 | 0 | 0 | 0 | 0 | 0 | 0 | 0.047552 | 0.00649 | 0.01298 | 0.01947 | 0.02595 | 0.12467 | 0.16133 | 0.043827 |  | 0.1139 | 0.1795 | 0.3002 | 0.3009
2014-09-02 | 23時 |  | 0 | 0 | 0 | 0 | [9 empty] | 0 | 0 | 0 | 0 | 0 | 0 | 0 | 0 | 0 | 0 | 1.0958 | 0 | 0 | 0 | 0 | 0 | 0 | 0 | 0 | 0 | 0 | 0 | 0.047552 | 0.00331 | 0.00661 | 0.00992 | 0.01323 | 0.062335 | 0.15709 | 0.04296 |  | 0.1578 | 0.1578 | 0.1806 | 0.1812
2014-09-03 | 0時 |  | 0 | 0 | 0 | 0 | [9 empty] | 0 | 0 | 0 | 0 | 0 | 0 | 0 | 0 | 0 | 0 | 0.91105 | 0 | 0 | 0 | 0 | 0 | 0 | 0 | 0 | 0 | 0 | 0 | 0.047552 | 0.00013 | 0.00025 | 0.00038 | 0.0005 | 0 | 0 | 0 |  | 0.1578 | 0.1578 | 0.1806 | 0.1812
2014-09-03 | 1時 |  | 0 | 0 | 0 | 0 | [9 empty] | 0 | 0 | 0 | 0 | 0 | 0 | 0 | 0 | 0 | 0 | 0.60963 | 0 | 0 | 0 | 0 | 0 | 0 | 0 | 0 | 0 | 0 | 0 | 0.047552 | 0.00013 | 0.00025 | 0.00038 | 0.0005 | 0 | 0 | 0 |  | 0.0483 | 0.0483 | 0.0711 | 0.0717
2014-09-03 | 2時 |  | 0 | 0 | 0 | 0 | [9 empty] | 0 | 0 | 0 | 0 | 0 | 0 | 0 | 0 | 0 | 0 | 0.38695 | 0 | 0 | 0 | 0 | 0 | 0 | 0 | 0 | 0 | 0 | 0 | 0.047552 | 0.00013 | 0.00025 | 0.00038 | 0.0005 | 0 | 0 | 0 |  | 0.056 | 0.0561 | 0.0788 | 0.0795
2014-09-03 | 3時 |  | 0 | 0 | 0 | 0 | [9 empty] | 0 | 0 | 0 | 0 | 0 | 0 | 0 | 0 | 0 | 0 | 0.25278 | 0 | 0 | 0 | 0 | 0 | 0 | 0 | 0 | 0 | 0 | 0 | 0.047552 | 0.00013 | 0.00025 | 0.00038 | 0.0005 | 0 | 0 | 0 |  | 0.056 | 0.0561 | 0.0788 | 0.0795
2014-09-03 | 4時 |  | 0 | 0 | 0 | 0 | [9 empty] | 0 | 0 | 0 | 0 | 0 | 0 | 0 | 0 | 0 | 0 | 0.16895 | 0 | 0 | 0 | 0 | 0 | 0 | 0 | 0 | 0 | 0 | 0 | 0.047552 | 0.00013 | 0.00025 | 0.00038 | 0.0005 | 0 | 0 | 0 |  | 0.0483 | 0.0483 | 0.0711 | 0.0717
2014-09-03 | 5時 |  | 0 | 0 | 0 | 0 | [9 empty] | 0 | 0 | 0 | 0 | 0 | 0 | 0 | 0 | 0 | 0 | 0.21567 | 0 | 0 | 0 | 0 | 0 | 0 | 0 | 0 | 0 | 0 | 0 | 0.047552 | 0.00013 | 0.00025 | 0.00038 | 0.0005 | 0 | 0 | 0 |  | 0.056 | 0.0561 | 0.0788 | 0.0795
2014-09-03 | 6時 |  | 0 | 0 | 0 | 0 | [9 empty] | 0 | 0 | 0 | 0 | 0 | 0 | 0 | 0 | 0 | 0 | 1.0232 | 0 | 0 | 0 | 0 | 0 | 0 | 0 | 0 | 0 | 0 | 0 | 0.047552 | 0.00033 | 0.00067 | 0.001 | 0.00133 | 0 | 0.024649 | 0.011815 |  | 0.0859 | 0.1159 | 0.1685 | 0.1692
2014-09-03 | 7時 |  | 0 | 0 | 0 | 0 | [9 empty] | 0 | 0 | 0 | 0 | 0 | 0 | 0 | 0 | 0 | 0 | 1.7893 | 0 | 0 | 0 | 0 | 0 | 0 | 0 | 0 | 0 | 0 | 0 | 0.047552 | 0.00033 | 0.00067 | 0.001 | 0.00133 | 0.093503 | 0 | 0.015347 |  | 0.2346 | 0.2703 | 0.3287 | 0.3294
2014-09-03 | 8時 |  | 0 | 0 | 0 | 0 | [9 empty] | 0 | 0 | 0 | 0 | 0 | 0 | 0 | 0 | 0 | 0 | 2.1111 | 0 | 0 | 0 | 0 | 0 | 0 | 0 | 0 | 0 | 0 | 0 | 0.047552 | 0.00705 | 0.01409 | 0.02114 | 0.02818 | 0.13653 | 0.078545 | 0.060527 |  | 0.2282 | 0.3325 | 0.4595 | 0.4602
2014-09-03 | 9時 |  | 0 | 0 | 0 | 0 | [9 empty] | 0 | 0 | 0 | 0 | 0 | 0 | 0 | 0 | 0 | 0 | 2.1577 | 0 | 0 | 0 | 0 | 0 | 0 | 0 | 0 | 0 | 0 | 0 | 0.047552 | 0.00013 | 0.00025 | 0.00038 | 0.0005 | 0.084877 | 0.053895 | 0.0052775 |  | 0.056 | 0.0561 | 0.0788 | 0.0795
2014-09-03 | 10時 |  | 0 | 0 | 0 | 0 | [9 empty] | 0 | 0 | 0 | 0 | 0 | 0 | 0 | 0 | 0 | 0 | 2.4046 | 0 | 0 | 0 | 0 | 0 | 0 | 0 | 0 | 0 | 0 | 0 | 0.047552 | 0.00013 | 0.00025 | 0.00038 | 0.0005 | 0 | 0 | 0 |  | 0.0483 | 0.0483 | 0.0711 | 0.0717
2014-09-03 | 11時 |  | 0 | 0 | 0 | 0 | [9 empty] | 0 | 0 | 0 | 0 | 0 | 0 | 0 | 0 | 0 | 0 | 2.6465 | 0 | 0 | 0 | 0 | 0 | 0 | 0 | 0 | 0 | 0 | 0 | 0.047552 | 0.00013 | 0.00025 | 0.00038 | 0.0005 | 0 | 0 | 0 |  | 0.056 | 0.0561 | 0.0788 | 0.0795
2014-09-03 | 12時 |  | 0 | 0 | 0 | 0 | [9 empty] | 0 | 0 | 0 | 0 | 0 | 0 | 0 | 0 | 0 | 0 | 2.741 | 0 | 0 | 0 | 0 | 0 | 0 | 0 | 0 | 0 | 0 | 0 | 0.047552 | 0.00013 | 0.00025 | 0.00038 | 0.0005 | 0 | 0 | 0 |  | 0.056 | 0.0561 | 0.0788 | 0.0795
2014-09-03 | 13時 |  | 0 | 0 | 0 | 0 | [9 empty] | 0 | 0 | 0 | 0 | 0 | 0 | 0 | 0 | 0 | 0 | 2.778 | 0 | 0 | 0 | 0 | 0 | 0 | 0 | 0 | 0 | 0 | 0 | 0.047552 | 0.00013 | 0.00025 | 0.00038 | 0.0005 | 0 | 0 | 0 |  | 0.0483 | 0.0483 | 0.0711 | 0.0717
2014-09-03 | 14時 |  | 0 | 0 | 0 | 0 | [9 empty] | 0 | 0 | 0 | 0 | 0 | 0 | 0 | 0 | 0 | 0 | 2.9356 | 0 | 0 | 0 | 0 | 0 | 0 | 0 | 0 | 0 | 0 | 0 | 0.047552 | 0.00013 | 0.00025 | 0.00038 | 0.0005 | 0 | 0 | 0 |  | 0.056 | 0.0561 | 0.0788 | 0.0795
2014-09-03 | 15時 |  | 0 | 0 | 0 | 0 | [9 empty] | 0 | 0 | 0 | 0 | 0 | 0 | 0 | 0 | 0 | 0 | 2.6841 | 0 | 0 | 0 | 0 | 0 | 0 | 0 | 0 | 0 | 0 | 0 | 0.047552 | 0.00013 | 0.00025 | 0.00038 | 0.0005 | 0 | 0 | 0 |  | 0.056 | 0.0561 | 0.0788 | 0.0795
2014-09-03 | 16時 |  | 0 | 0 | 0 | 0 | [9 empty] | 0 | 0 | 0 | 0 | 0 | 0 | 0 | 0 | 0 | 0 | 2.5138 | 0 | 0 | 0 | 0 | 0 | 0 | 0 | 0 | 0 | 0 | 0 | 0.047552 | 0.00013 | 0.00025 | 0.00038 | 0.0005 | 0 | 0 | 0 |  | 0.0483 | 0.0483 | 0.0711 | 0.0717
2014-09-03 | 17時 |  | 0 | 0 | 0 | 0 | [9 empty] | 0 | 0 | 0 | 0 | 0 | 0 | 0 | 0 | 0 | 0 | 2.3947 | 0 | 0 | 0 | 0 | 0 | 0 | 0 | 0 | 0 | 0 | 0 | 0.047552 | 0.00013 | 0.00025 | 0.00038 | 0.0005 | 0 | 0 | 0 |  | 0.056 | 0.0561 | 0.0788 | 0.0795
2014-09-03 | 18時 |  | 0 | 0 | 0 | 0 | [9 empty] | 0 | 0 | 0 | 0 | 0 | 0 | 0 | 0 | 0 | 0 | 2.2318 | 0 | 0 | 0 | 0 | 0 | 0 | 0 | 0 | 0 | 0 | 0 | 0.047552 | 0.00013 | 0.00025 | 0.00038 | 0.0005 | 0 | 0 | 0 |  | 0.056 | 0.0561 | 0.0788 | 0.0795
2014-09-03 | 19時 |  | 0 | 0 | 0 | 0 | [9 empty] | 0 | 0 | 0 | 0 | 0 | 0 | 0 | 0 | 0 | 0 | 2.1384 | 0 | 0 | 0 | 0 | 0 | 0 | 0 | 0 | 0 | 0 | 0 | 0.047552 | 0.00013 | 0.00025 | 0.00038 | 0.0005 | 0 | 0 | 0 |  | 0.0483 | 0.0483 | 0.0711 | 0.0717
2014-09-03 | 20時 |  | 0 | 0 | 0 | 0 | [9 empty] | 0 | 0 | 0 | 0 | 0 | 0 | 0 | 0 | 0 | 0 | 2.0611 | 0 | 0 | 0 | 0 | 0 | 0 | 0 | 0 | 0 | 0 | 0 | 0.047552 | 0.00054 | 0.00108 | 0.00163 | 0.00217 | 0.062335 | 0 | 0.0082775 |  | 0.1304 | 0.2048 | 0.3129 | 0.4626
2014-09-03 | 21時 |  | 0 | 0 | 0 | 0 | [9 empty] | 0 | 0 | 0 | 0 | 0 | 0 | 0 | 0 | 0 | 0 | 1.9576 | 0 | 0 | 0 | 0 | 0 | 0 | 0 | 0 | 0 | 0 | 0 | 0.047552 | 0.00033 | 0.00067 | 0.001 | 0.00133 | 0.12467 | 0.026771 | 0.031304 |  | 0.1755 | 0.2411 | 0.3322 | 0.4447
2014-09-03 | 22時 |  | 0 | 0 | 0 | 0 | [9 empty] | 0 | 0 | 0 | 0 | 0 | 0 | 0 | 0 | 0 | 0 | 1.9443 | 0 | 0 | 0 | 0 | 0 | 0 | 0 | 0 | 0 | 0 | 0 | 0.047552 | 0.00352 | 0.00703 | 0.01055 | 0.01406 | 0.12467 | 0.16133 | 0.043827 |  | 0.051 | 0.0511 | 0.0952 | 0.0959
2014-09-03 | 23時 |  | 0 | 0 | 0 | 0 | [9 empty] | 0 | 0 | 0 | 0 | 0 | 0 | 0 | 0 | 0 | 0 | 1.3956 | 0 | 0 | 0 | 0 | 0 | 0 | 0 | 0 | 0 | 0 | 0 | 0.047552 | 0.00628 | 0.01256 | 0.01884 | 0.02512 | 0.062335 | 0.15709 | 0.044922 |  | 0.1877 | 0.2176 | 0.2703 | 0.2709
2014-09-04 | 0時 |  | 0 | 0 | 0 | 0 | [9 empty] | 0 | 0 | 0 | 0 | 0 | 0 | 0 | 0 | 0 | 0 | 1.3157 | 0 | 0 | 0 | 0 | 0 | 0 | 0 | 0 | 0 | 0 | 0 | 0.047552 | 0.00013 | 0.00025 | 0.00038 | 0.0005 | 0 | 0.078899 | 0.011656 |  | 0.1578 | 0.1578 | 0.1806 | 0.1812
2014-09-04 | 1時 |  | 0 | 0 | 0 | 0 | [9 empty] | 0 | 0 | 0 | 0 | 0 | 0 | 0 | 0 | 0 | 0 | 1.1552 | 0 | 0 | 0 | 0 | 0 | 0 | 0 | 0 | 0 | 0 | 0 | 0.047552 | 0.00013 | 0.00025 | 0.00038 | 0.0005 | 0 | 0 | 0 |  | 0.0483 | 0.0483 | 0.0711 | 0.0717
2014-09-04 | 2時 |  | 0 | 0 | 0 | 0 | [9 empty] | 0 | 0 | 0 | 0 | 0 | 0 | 0 | 0 | 0 | 0 | 0.83842 | 0 | 0 | 0 | 0 | 0 | 0 | 0 | 0 | 0 | 0 | 0 | 0.047552 | 0.00013 | 0.00025 | 0.00038 | 0.0005 | 0 | 0 | 0 |  | 0.056 | 0.0561 | 0.0788 | 0.0795
2014-09-04 | 3時 |  | 0 | 0 | 0 | 0 | [9 empty] | 0 | 0 | 0 | 0 | 0 | 0 | 0 | 0 | 0 | 0 | 0.68756 | 0 | 0 | 0 | 0 | 0 | 0 | 0 | 0 | 0 | 0 | 0 | 0.047552 | 0.00013 | 0.00025 | 0.00038 | 0.0005 | 0 | 0 | 0 |  | 0.056 | 0.0561 | 0.0788 | 0.0795
2014-09-04 | 4時 |  | 0 | 0 | 0 | 0 | [9 empty] | 0 | 0 | 0 | 0 | 0 | 0 | 0 | 0 | 0 | 0 | 0.56927 | 0 | 0 | 0 | 0 | 0 | 0 | 0 | 0 | 0 | 0 | 0 | 0.047552 | 0.00013 | 0.00025 | 0.00038 | 0.0005 | 0 | 0 | 0 |  | 0.0483 | 0.0483 | 0.0711 | 0.0717
2014-09-04 | 5時 |  | 0 | 0 | 0 | 0 | [9 empty] | 0 | 0 | 0 | 0 | 0 | 0 | 0 | 0 | 0 | 0 | 1.0628 | 0 | 0 | 0 | 0 | 0 | 0 | 0 | 0 | 0 | 0 | 0 | 0.047552 | 0.00013 | 0.00025 | 0.00038 | 0.0005 | 0 | 0 | 0 |  | 0.056 | 0.0561 | 0.0788 | 0.0795
2014-09-04 | 6時 |  | 0 | 0 | 0 | 0 | [9 empty] | 0 | 0 | 0 | 0 | 0 | 0 | 0 | 0 | 0 | 0 | 1.4874 | 0 | 0 | 0 | 0 | 0 | 0 | 0 | 0 | 0 | 0 | 0 | 0.047552 | 0.00338 | 0.00675 | 0.01013 | 0.01351 | 0 | 0.024649 | 0.011815 |  | 0.1925 | 0.2611 | 0.3525 | 0.3531
2014-09-04 | 7時 |  | 0 | 0 | 0 | 0 | [9 empty] | 0 | 0 | 0 | 0 | 0 | 0 | 0 | 0 | 0 | 0 | 1.9017 | 0 | 0 | 0 | 0 | 0 | 0 | 0 | 0 | 0 | 0 | 0 | 0.047552 | 0.00054 | 0.00108 | 0.00163 | 0.00217 | 0.13859 | 0.053895 | 0.036861 |  | 0.1524 | 0.248 | 0.3662 | 0.3669
2014-09-04 | 8時 |  | 0 | 0 | 0 | 0 | [9 empty] | 0 | 0 | 0 | 0 | 0 | 0 | 0 | 0 | 0 | 0 | 2.0777 | 0 | 0 | 0 | 0 | 0 | 0 | 0 | 0 | 0 | 0 | 0 | 0.047552 | 0.00054 | 0.00108 | 0.00163 | 0.00217 | 0.093503 | 0 | 0.035602 |  | 0.1091 | 0.1448 | 0.2032 | 0.2039
2014-09-04 | 9時 |  | 0 | 0 | 0 | 0 | [9 empty] | 0 | 0 | 0 | 0 | 0 | 0 | 0 | 0 | 0 | 0 | 2.4116 | 0 | 0 | 0 | 0 | 0 | 0 | 0 | 0 | 0 | 0 | 0 | 0.047552 | 0.00013 | 0.00025 | 0.00038 | 0.0005 | 0.17838 | 0.10971 | 0.042749 |  | 0.3011 | 0.3368 | 0.3953 | 0.396
2014-09-04 | 10時 |  | 0 | 0 | 0 | 0 | [9 empty] | 0 | 0 | 0 | 0 | 0 | 0 | 0 | 0 | 0 | 0 | 2.5132 | 0 | 0 | 0 | 0 | 0 | 0 | 0 | 0 | 0 | 0 | 0 | 0.047552 | 0.00033 | 0.00067 | 0.001 | 0.00133 | 0.093503 | 0 | 0.012523 |  | 0.0483 | 0.0483 | 0.0711 | 0.0717
2014-09-04 | 11時 |  | 0 | 0 | 0 | 0 | [9 empty] | 0 | 0 | 0 | 0 | 0 | 0 | 0 | 0 | 0 | 0 | 2.682 | 0 | 0 | 0 | 0 | 0 | 0 | 0 | 0 | 0 | 0 | 0 | 0.047552 | 0.00013 | 0.00025 | 0.00038 | 0.0005 | 0 | 0 | 0.0052775 |  | 0.056 | 0.0561 | 0.0788 | 0.0795
2014-09-04 | 12時 |  | 0 | 0 | 0 | 0 | [9 empty] | 0 | 0 | 0 | 0 | 0 | 0 | 0 | 0 | 0 | 0 | 2.6074 | 0 | 0 | 0 | 0 | 0 | 0 | 0 | 0 | 0 | 0 | 0 | 0.047552 | 0.00338 | 0.00675 | 0.01013 | 0.01351 | 0.05371 | 0 | 0.0052775 |  | 0.1983 | 0.2727 | 0.3698 | 0.3705
2014-09-04 | 13時 |  | 0 | 0 | 0 | 0 | [9 empty] | 0 | 0 | 0 | 0 | 0 | 0 | 0 | 0 | 0 | 0 | 2.5279 | 0 | 0 | 0 | 0 | 0 | 0 | 0 | 0 | 0 | 0 | 0 | 0.047552 | 0.00033 | 0.00067 | 0.001 | 0.00133 | 0.11604 | 0 | 0 |  | 0.0483 | 0.0483 | 0.0711 | 0.0717
2014-09-04 | 14時 |  | 0 | 0 | 0 | 0 | [9 empty] | 0 | 0 | 0 | 0 | 0 | 0 | 0 | 0 | 0 | 0 | 1.5477 | 0 | 0 | 0 | 0 | 0 | 0 | 0 | 0 | 0 | 0 | 0 | 0.047552 | 0.00013 | 0.00025 | 0.00038 | 0.0005 | 0.031168 | 0 | 0.017801 |  | 0.056 | 0.0561 | 0.0788 | 0.0795
2014-09-04 | 15時 |  | 0 | 0 | 0 | 0 | [9 empty] | 0 | 0 | 0 | 0 | 0 | 0 | 0 | 0 | 0 | 0 | 1.0815 | 0 | 0 | 0 | 0 | 0 | 0 | 0 | 0 | 0 | 0 | 0 | 0.047552 | 0.00013 | 0.00025 | 0.00038 | 0.0005 | 0 | 0 | 0 |  | 0.056 | 0.0561 | 0.0788 | 0.0795
2014-09-04 | 16時 |  | 0 | 0 | 0 | 0 | [9 empty] | 0 | 0 | 0 | 0 | 0 | 0 | 0 | 0 | 0 | 0 | 0.87216 | 0 | 0 | 0 | 0 | 0 | 0 | 0 | 0 | 0 | 0 | 0 | 0.047552 | 0.00033 | 0.00067 | 0.001 | 0.00133 | 0.062335 | 0 | 0.0052775 |  | 0.0483 | 0.0483 | 0.0711 | 0.0717
2014-09-04 | 17時 |  | 0 | 0 | 0 | 0 | [9 empty] | 0 | 0 | 0 | 0 | 0 | 0 | 0 | 0 | 0 | 0 | 0.90524 | 0 | 0 | 0 | 0 | 0 | 0 | 0 | 0 | 0 | 0 | 0 | 0.047552 | 0.00033 | 0.00067 | 0.001 | 0.00133 | 0.10536 | 0 | 0.0082775 |  | 0.1304 | 0.2048 | 0.3019 | 0.3026
2014-09-04 | 18時 |  | 0 | 0 | 0 | 0 | [9 empty] | 0 | 0 | 0 | 0 | 0 | 0 | 0 | 0 | 0 | 0 | 0.34439 | 0 | 0 | 0 | 0 | 0 | 0 | 0 | 0 | 0 | 0 | 0 | 0.047552 | 0.00642 | 0.01284 | 0.01926 | 0.02568 | 0.12467 | 0 | 0.0082775 |  | 0.303 | 0.3387 | 0.3972 | 0.5469
2014-09-04 | 19時 |  | 0 | 0 | 0 | 0 | [9 empty] | 0 | 0 | 0 | 0 | 0 | 0 | 0 | 0 | 0 | 0 | 0.49612 | 0 | 0 | 0 | 0 | 0 | 0 | 0 | 0 | 0 | 0 | 0 | 0.047552 | 0.00642 | 0.01284 | 0.01926 | 0.02568 | 0.21072 | 0.10708 | 0.0082775 |  | 0.0991 | 0.1348 | 0.1932 | 0.1939
2014-09-04 | 20時 |  | 0 | 0 | 0 | 0 | [9 empty] | 0 | 0 | 0 | 0 | 0 | 0 | 0 | 0 | 0 | 0 | 0.3127 | 0 | 0 | 0 | 0 | 0 | 0 | 0 | 0 | 0 | 0 | 0 | 0.047552 | 0.00033 | 0.00067 | 0.001 | 0.00133 | 0.14927 | 0.027125 | 0 |  | 0.0917 | 0.1275 | 0.2102 | 0.2109
2014-09-04 | 21時 |  | 0 | 0 | 0 | 0 | [9 empty] | 0 | 0 | 0 | 0 | 0 | 0 | 0 | 0 | 0 | 0 | 0.10583 | 0 | 0 | 0 | 0 | 0 | 0 | 0 | 0 | 0 | 0 | 0 | 0.047552 | 0.00033 | 0.00067 | 0.001 | 0.00133 | 0.14618 | 0.10814 | 0.031304 |  | 0.1216 | 0.1873 | 0.2837 | 0.2844
2014-09-04 | 22時 |  | 0 | 0 | 0 | 0 | [9 empty] | 0 | 0 | 0 | 0 | 0 | 0 | 0 | 0 | 0 | 0 | 0.040595 | 0 | 0 | 0 | 0 | 0 | 0 | 0 | 0 | 0 | 0 | 0 | 0.047552 | 0.00628 | 0.01256 | 0.01884 | 0.02512 | 0.12467 | 0.16133 | 0.043827 |  | 0.1738 | 0.1917 | 0.262 | 0.2626
2014-09-04 | 23時 |  | 0 | 0 | 0 | 0 | [9 empty] | 0 | 0 | 0 | 0 | 0 | 0 | 0 | 0 | 0 | 0 | 0 | 0 | 0 | 0 | 0 | 0 | 0 | 0 | 0 | 0 | 0 | 0 | 0.047552 | 0.0067 | 0.01339 | 0.02009 | 0.02679 | 0.12467 | 0.18881 | 0.031848 |  | 0.1877 | 0.2176 | 0.2756 | 0.2763
2014-09-05 | 0時 |  | 0 | 0 | 0 | 0 | [9 empty] | 0 | 0 | 0 | 0 | 0 | 0 | 0 | 0 | 0 | 0 | 0 | 0 | 0 | 0 | 0 | 0 | 0 | 0 | 0 | 0 | 0 | 0 | 0.047552 | 0.00013 | 0.00025 | 0.00038 | 0.0005 | 0 | 0.078899 | 0.011656 |  | 0.1578 | 0.1578 | 0.1806 | 0.1812
2014-09-05 | 1時 |  | 0 | 0 | 0 | 0 | [9 empty] | 0 | 0 | 0 | 0 | 0 | 0 | 0 | 0 | 0 | 0 | 0 | 0 | 0 | 0 | 0 | 0 | 0 | 0 | 0 | 0 | 0 | 0 | 0.047552 | 0.00013 | 0.00025 | 0.00038 | 0.0005 | 0 | 0 | 0 |  | 0.0483 | 0.0483 | 0.0711 | 0.0717
2014-09-05 | 2時 |  | 0 | 0 | 0 | 0 | [9 empty] | 0 | 0 | 0 | 0 | 0 | 0 | 0 | 0 | 0 | 0 | 0 | 0 | 0 | 0 | 0 | 0 | 0 | 0 | 0 | 0 | 0 | 0 | 0.047552 | 0.00013 | 0.00025 | 0.00038 | 0.0005 | 0 | 0 | 0 |  | 0.056 | 0.0561 | 0.0788 | 0.0795
2014-09-05 | 3時 |  | 0 | 0 | 0 | 0 | [9 empty] | 0 | 0 | 0 | 0 | 0 | 0 | 0 | 0 | 0 | 0 | 0 | 0 | 0 | 0 | 0 | 0 | 0 | 0 | 0 | 0 | 0 | 0 | 0.047552 | 0.00013 | 0.00025 | 0.00038 | 0.0005 | 0 | 0 | 0 |  | 0.056 | 0.0561 | 0.0788 | 0.0795
2014-09-05 | 4時 |  | 0 | 0 | 0 | 0 | [9 empty] | 0 | 0 | 0 | 0 | 0 | 0 | 0 | 0 | 0 | 0 | 0 | 0 | 0 | 0 | 0 | 0 | 0 | 0 | 0 | 0 | 0 | 0 | 0.047552 | 0.00013 | 0.00025 | 0.00038 | 0.0005 | 0 | 0 | 0 |  | 0.0483 | 0.0483 | 0.0711 | 0.0717
2014-09-05 | 5時 |  | 0 | 0 | 0 | 0 | [9 empty] | 0 | 0 | 0 | 0 | 0 | 0 | 0 | 0 | 0 | 0 | 0 | 0 | 0 | 0 | 0 | 0 | 0 | 0 | 0 | 0 | 0 | 0 | 0.047552 | 0.00013 | 0.00025 | 0.00038 | 0.0005 | 0 | 0 | 0 |  | 0.056 | 0.0561 | 0.0788 | 0.0795
2014-09-05 | 6時 |  | 0 | 0 | 0 | 0 | [9 empty] | 0 | 0 | 0 | 0 | 0 | 0 | 0 | 0 | 0 | 0 | 0 | 0 | 0 | 0 | 0 | 0 | 0 | 0 | 0 | 0 | 0 | 0 | 0.047552 | 0.00338 | 0.00675 | 0.01013 | 0.01351 | 0 | 0.024649 | 0.011815 |  | 0.1925 | 0.2611 | 0.3525 | 0.3531
2014-09-05 | 7時 |  | 0 | 0 | 0 | 0 | [9 empty] | 0 | 0 | 0 | 0 | 0 | 0 | 0 | 0 | 0 | 0 | 0 | 0 | 0 | 0 | 0 | 0 | 0 | 0 | 0 | 0 | 0 | 0 | 0.047552 | 0.00054 | 0.00108 | 0.00163 | 0.00217 | 0.13859 | 0.053895 | 0.036861 |  | 0.1524 | 0.248 | 0.3662 | 0.3669
2014-09-05 | 8時 |  | 0 | 0 | 0 | 0 | [9 empty] | 0 | 0 | 0 | 0 | 0 | 0 | 0 | 0 | 0 | 0 | 0.90109 | 0 | 0 | 0 | 0 | 0 | 0 | 0 | 0 | 0 | 0 | 0 | 0.047552 | 0.00054 | 0.00108 | 0.00163 | 0.00217 | 0.093503 | 0 | 0.035602 |  | 0.1091 | 0.1448 | 0.2032 | 0.2039
2014-09-05 | 9時 |  | 0 | 0 | 0 | 0 | [9 empty] | 0 | 0 | 0 | 0 | 0 | 0 | 0 | 0 | 0 | 0 | 1.6136 | 0 | 0 | 0 | 0 | 0 | 0 | 0 | 0 | 0 | 0 | 0 | 0.047552 | 0.00013 | 0.00025 | 0.00038 | 0.0005 | 0.17838 | 0.10971 | 0.042749 |  | 0.3011 | 0.3368 | 0.3953 | 0.396
2014-09-05 | 10時 |  | 0 | 0 | 0 | 0 | [9 empty] | 0 | 0 | 0 | 0 | 0 | 0 | 0 | 0 | 0 | 0 | 1.6419 | 0 | 0 | 0 | 0 | 0 | 0 | 0 | 0 | 0 | 0 | 0 | 0.047552 | 0.00033 | 0.00067 | 0.001 | 0.00133 | 0.093503 | 0 | 0.012523 |  | 0.0483 | 0.0483 | 0.0711 | 0.0717
2014-09-05 | 11時 |  | 0 | 0 | 0 | 0 | [9 empty] | 0 | 0 | 0 | 0 | 0 | 0 | 0 | 0 | 0 | 0 | 1.783 | 0 | 0 | 0 | 0 | 0 | 0 | 0 | 0 | 0 | 0 | 0 | 0.047552 | 0.00013 | 0.00025 | 0.00038 | 0.0005 | 0 | 0 | 0.0052775 |  | 0.056 | 0.0561 | 0.0788 | 0.0795
2014-09-05 | 12時 |  | 0 | 0 | 0 | 0 | [9 empty] | 0 | 0 | 0 | 0 | 0 | 0 | 0 | 0 | 0 | 0 | 1.9152 | 0 | 0 | 0 | 0 | 0 | 0 | 0 | 0 | 0 | 0 | 0 | 0.047552 | 0.00338 | 0.00675 | 0.01013 | 0.01351 | 0.05371 | 0 | 0.0052775 |  | 0.1983 | 0.2727 | 0.3698 | 0.3705
2014-09-05 | 13時 |  | 0 | 0 | 0 | 0 | [9 empty] | 0 | 0 | 0 | 0 | 0 | 0 | 0 | 0 | 0 | 0 | 1.8662 | 0 | 0 | 0 | 0 | 0 | 0 | 0 | 0 | 0 | 0 | 0 | 0.047552 | 0.00033 | 0.00067 | 0.001 | 0.00133 | 0.11604 | 0 | 0 |  | 0.0483 | 0.0483 | 0.0711 | 0.0717
2014-09-05 | 14時 |  | 0 | 0 | 0 | 0 | [9 empty] | 0 | 0 | 0 | 0 | 0 | 0 | 0 | 0 | 0 | 0 | 1.2822 | 0 | 0 | 0 | 0 | 0 | 0 | 0 | 0 | 0 | 0 | 0 | 0.047552 | 0.00013 | 0.00025 | 0.00038 | 0.0005 | 0.031168 | 0 | 0.017801 |  | 0.056 | 0.0561 | 0.0788 | 0.0795
2014-09-05 | 15時 |  | 0 | 0 | 0 | 0 | [9 empty] | 0 | 0 | 0 | 0 | 0 | 0 | 0 | 0 | 0 | 0 | 1.4291 | 0 | 0 | 0 | 0 | 0 | 0 | 0 | 0 | 0 | 0 | 0 | 0.047552 | 0.00013 | 0.00025 | 0.00038 | 0.0005 | 0 | 0 | 0 |  | 0.056 | 0.0561 | 0.0788 | 0.0795
2014-09-05 | 16時 |  | 0 | 0 | 0 | 0 | [9 empty] | 0 | 0 | 0 | 0 | 0 | 0 | 0 | 0 | 0 | 0 | 0.80351 | 0 | 0 | 0 | 0 | 0 | 0 | 0 | 0 | 0 | 0 | 0 | 0.047552 | 0.00033 | 0.00067 | 0.001 | 0.00133 | 0.062335 | 0 | 0.0052775 |  | 0.0483 | 0.0483 | 0.0711 | 0.0717
2014-09-05 | 17時 |  | 0 | 0 | 0 | 0 | [9 empty] | 0 | 0 | 0 | 0 | 0 | 0 | 0 | 0 | 0 | 0 | 0.63855 | 0 | 0 | 0 | 0 | 0 | 0 | 0 | 0 | 0 | 0 | 0 | 0.047552 | 0.00033 | 0.00067 | 0.001 | 0.00133 | 0.10536 | 0 | 0.0082775 |  | 0.1304 | 0.2048 | 0.3019 | 0.3026
2014-09-05 | 18時 |  | 0 | 0 | 0 | 0 | [9 empty] | 0 | 0 | 0 | 0 | 0 | 0 | 0 | 0 | 0 | 0 | 0.24704 | 0 | 0 | 0 | 0 | 0 | 0 | 0 | 0 | 0 | 0 | 0 | 0.047552 | 0.00642 | 0.01284 | 0.01926 | 0.02568 | 0.12467 | 0 | 0.0082775 |  | 0.303 | 0.3387 | 0.3972 | 0.5469
2014-09-05 | 19時 |  | 0 | 0 | 0 | 0 | [9 empty] | 0 | 0 | 0 | 0 | 0 | 0 | 0 | 0 | 0 | 0 | 0.23032 | 0 | 0 | 0 | 0 | 0 | 0 | 0 | 0 | 0 | 0 | 0 | 0.047552 | 0.00642 | 0.01284 | 0.01926 | 0.02568 | 0.21072 | 0.10708 | 0.0082775 |  | 0.0991 | 0.1348 | 0.1932 | 0.1939
2014-09-05 | 20時 |  | 0 | 0 | 0 | 0 | [9 empty] | 0 | 0 | 0 | 0 | 0 | 0 | 0 | 0 | 0 | 0 | 0.13677 | 0 | 0 | 0 | 0 | 0 | 0 | 0 | 0 | 0 | 0 | 0 | 0.047552 | 0.00033 | 0.00067 | 0.001 | 0.00133 | 0.14927 | 0.027125 | 0 |  | 0.0917 | 0.1275 | 0.2102 | 0.2109
2014-09-05 | 21時 |  | 0 | 0 | 0 | 0 | [9 empty] | 0 | 0 | 0 | 0 | 0 | 0 | 0 | 0 | 0 | 0 | 0.029189 | 0 | 0 | 0 | 0 | 0 | 0 | 0 | 0 | 0 | 0 | 0 | 0.047552 | 0.00033 | 0.00067 | 0.001 | 0.00133 | 0.14618 | 0.10814 | 0.031304 |  | 0.1216 | 0.1873 | 0.2837 | 0.2844
2014-09-05 | 22時 |  | 0 | 0 | 0 | 0 | [9 empty] | 0 | 0 | 0 | 0 | 0 | 0 | 0 | 0 | 0 | 0 | 0.0062816 | 0 | 0 | 0 | 0 | 0 | 0 | 0 | 0 | 0 | 0 | 0 | 0.047552 | 0.00628 | 0.01256 | 0.01884 | 0.02512 | 0.12467 | 0.16133 | 0.043827 |  | 0.1738 | 0.1917 | 0.262 | 0.2626
2014-09-05 | 23時 |  | 0 | 0 | 0 | 0 | [9 empty] | 0 | 0 | 0 | 0 | 0 | 0 | 0 | 0 | 0 | 0 | 0 | 0 | 0 | 0 | 0 | 0 | 0 | 0 | 0 | 0 | 0 | 0 | 0.047552 | 0.0067 | 0.01339 | 0.02009 | 0.02679 | 0.12467 | 0.18881 | 0.031848 |  | 0.1877 | 0.2176 | 0.2756 | 0.2763
2014-09-06 | 0時 |  | 0 | 0 | 0 | 0 | [9 empty] | 0 | 0 | 0 | 0 | 0 | 0 | 0 | 0 | 0 | 0 | 0 | 0 | 0 | 0 | 0 | 0 | 0 | 0 | 0 | 0 | 0 | 0 | 0.047552 | 0.00013 | 0.00025 | 0.00038 | 0.0005 | 0 | 0.078899 | 0.011656 |  | 0.1578 | 0.1578 | 0.1806 | 0.1812
2014-09-06 | 1時 |  | 0 | 0 | 0 | 0 | [9 empty] | 0 | 0 | 0 | 0 | 0 | 0 | 0 | 0 | 0 | 0 | 0 | 0 | 0 | 0 | 0 | 0 | 0 | 0 | 0 | 0 | 0 | 0 | 0.047552 | 0.00013 | 0.00025 | 0.00038 | 0.0005 | 0 | 0 | 0 |  | 0.0483 | 0.0483 | 0.0711 | 0.0717
2014-09-06 | 2時 |  | 0 | 0 | 0 | 0 | [9 empty] | 0 | 0 | 0 | 0 | 0 | 0 | 0 | 0 | 0 | 0 | 0 | 0 | 0 | 0 | 0 | 0 | 0 | 0 | 0 | 0 | 0 | 0 | 0.047552 | 0.00013 | 0.00025 | 0.00038 | 0.0005 | 0 | 0 | 0 |  | 0.056 | 0.0561 | 0.0788 | 0.0795
2014-09-06 | 3時 |  | 0 | 0 | 0 | 0 | [9 empty] | 0 | 0 | 0 | 0 | 0 | 0 | 0 | 0 | 0 | 0 | 0 | 0 | 0 | 0 | 0 | 0 | 0 | 0 | 0 | 0 | 0 | 0 | 0.047552 | 0.00013 | 0.00025 | 0.00038 | 0.0005 | 0 | 0 | 0 |  | 0.056 | 0.0561 | 0.0788 | 0.0795
2014-09-06 | 4時 |  | 0 | 0 | 0 | 0 | [9 empty] | 0 | 0 | 0 | 0 | 0 | 0 | 0 | 0 | 0 | 0 | 0 | 0 | 0 | 0 | 0 | 0 | 0 | 0 | 0 | 0 | 0 | 0 | 0.047552 | 0.00013 | 0.00025 | 0.00038 | 0.0005 | 0 | 0 | 0 |  | 0.0483 | 0.0483 | 0.0711 | 0.0717
2014-09-06 | 5時 |  | 0 | 0 | 0 | 0 | [9 empty] | 0 | 0 | 0 | 0 | 0 | 0 | 0 | 0 | 0 | 0 | 0 | 0 | 0 | 0 | 0 | 0 | 0 | 0 | 0 | 0 | 0 | 0 | 0.047552 | 0.00013 | 0.00025 | 0.00038 | 0.0005 | 0 | 0 | 0 |  | 0.056 | 0.0561 | 0.0788 | 0.0795
2014-09-06 | 6時 |  | 0 | 0 | 0 | 0 | [9 empty] | 0 | 0 | 0 | 0 | 0 | 0 | 0 | 0 | 0 | 0 | 0 | 0 | 0 | 0 | 0 | 0 | 0 | 0 | 0 | 0 | 0 | 0 | 0.047552 | 0.00338 | 0.00675 | 0.01013 | 0.01351 | 0 | 0.024649 | 0.011815 |  | 0.1925 | 0.2611 | 0.3525 | 0.3531
2014-09-06 | 7時 |  | 0 | 0 | 0 | 0 | [9 empty] | 0 | 0 | 0 | 0 | 0 | 0 | 0 | 0 | 0 | 0 | 0 | 0 | 0 | 0 | 0 | 0 | 0 | 0 | 0 | 0 | 0 | 0 | 0.047552 | 0.00054 | 0.00108 | 0.00163 | 0.00217 | 0.13859 | 0.053895 | 0.036861 |  | 0.1524 | 0.248 | 0.3662 | 0.3669
2014-09-06 | 8時 |  | 0 | 0 | 0 | 0 | [9 empty] | 0 | 0 | 0 | 0 | 0 | 0 | 0 | 0 | 0 | 0 | 0.42206 | 0 | 0 | 0 | 0 | 0 | 0 | 0 | 0 | 0 | 0 | 0 | 0.047552 | 0.00054 | 0.00108 | 0.00163 | 0.00217 | 0.093503 | 0 | 0.035602 |  | 0.1091 | 0.1448 | 0.2032 | 0.2039
2014-09-06 | 9時 |  | 0 | 0 | 0 | 0 | [9 empty] | 0 | 0 | 0 | 0 | 0 | 0 | 0 | 0 | 0 | 0 | 0.75134 | 0 | 0 | 0 | 0 | 0 | 0 | 0 | 0 | 0 | 0 | 0 | 0.047552 | 0.00013 | 0.00025 | 0.00038 | 0.0005 | 0.17838 | 0.10971 | 0.042749 |  | 0.3011 | 0.3368 | 0.3953 | 0.396
2014-09-06 | 10時 |  | 0 | 0 | 0 | 0 | [9 empty] | 0 | 0 | 0 | 0 | 0 | 0 | 0 | 0 | 0 | 0 | 1.6002 | 0 | 0 | 0 | 0 | 0 | 0 | 0 | 0 | 0 | 0 | 0 | 0.047552 | 0.00033 | 0.00067 | 0.001 | 0.00133 | 0.093503 | 0 | 0.012523 |  | 0.0483 | 0.0483 | 0.0711 | 0.0717
2014-09-06 | 11時 |  | 0 | 0 | 0 | 0 | [9 empty] | 0 | 0 | 0 | 0 | 0 | 0 | 0 | 0 | 0 | 0 | 1.6648 | 0 | 0 | 0 | 0 | 0 | 0 | 0 | 0 | 0 | 0 | 0 | 0.047552 | 0.00013 | 0.00025 | 0.00038 | 0.0005 | 0 | 0 | 0.0052775 |  | 0.056 | 0.0561 | 0.0788 | 0.0795
2014-09-06 | 12時 |  | 0 | 0 | 0 | 0 | [9 empty] | 0 | 0 | 0 | 0 | 0 | 0 | 0 | 0 | 0 | 0 | 1.7628 | 0 | 0 | 0 | 0 | 0 | 0 | 0 | 0 | 0 | 0 | 0 | 0.047552 | 0.00338 | 0.00675 | 0.01013 | 0.01351 | 0.05371 | 0 | 0.0052775 |  | 0.1983 | 0.2727 | 0.3698 | 0.3705
2014-09-06 | 13時 |  | 0 | 0 | 0 | 0 | [9 empty] | 0 | 0 | 0 | 0 | 0 | 0 | 0 | 0 | 0 | 0 | 1.8211 | 0 | 0 | 0 | 0 | 0 | 0 | 0 | 0 | 0 | 0 | 0 | 0.047552 | 0.00033 | 0.00067 | 0.001 | 0.00133 | 0.11604 | 0 | 0 |  | 0.0483 | 0.0483 | 0.0711 | 0.0717
2014-09-06 | 14時 |  | 0 | 0 | 0 | 0 | [9 empty] | 0 | 0 | 0 | 0 | 0 | 0 | 0 | 0 | 0 | 0 | 1.8298 | 0 | 0 | 0 | 0 | 0 | 0 | 0 | 0 | 0 | 0 | 0 | 0.047552 | 0.00013 | 0.00025 | 0.00038 | 0.0005 | 0.031168 | 0 | 0.017801 |  | 0.056 | 0.0561 | 0.0788 | 0.0795
2014-09-06 | 15時 |  | 0 | 0 | 0 | 0 | [9 empty] | 0 | 0 | 0 | 0 | 0 | 0 | 0 | 0 | 0 | 0 | 1.8737 | 0 | 0 | 0 | 0 | 0 | 0 | 0 | 0 | 0 | 0 | 0 | 0.047552 | 0.00013 | 0.00025 | 0.00038 | 0.0005 | 0 | 0 | 0 |  | 0.056 | 0.0561 | 0.0788 | 0.0795
2014-09-06 | 16時 |  | 0 | 0 | 0 | 0 | [9 empty] | 0 | 0 | 0 | 0 | 0 | 0 | 0 | 0 | 0 | 0 | 1.865 | 0 | 0 | 0 | 0 | 0 | 0 | 0 | 0 | 0 | 0 | 0 | 0.047552 | 0.00033 | 0.00067 | 0.001 | 0.00133 | 0.062335 | 0 | 0.0052775 |  | 0.0483 | 0.0483 | 0.0711 | 0.0717
2014-09-06 | 17時 |  | 0 | 0 | 0 | 0 | [9 empty] | 0 | 0 | 0 | 0 | 0 | 0 | 0 | 0 | 0 | 0 | 1.4087 | 0 | 0 | 0 | 0 | 0 | 0 | 0 | 0 | 0 | 0 | 0 | 0.047552 | 0.00033 | 0.00067 | 0.001 | 0.00133 | 0.10536 | 0 | 0.0082775 |  | 0.1304 | 0.2048 | 0.3019 | 0.3026
2014-09-06 | 18時 |  | 0 | 0 | 0 | 0 | [9 empty] | 0 | 0 | 0 | 0 | 0 | 0 | 0 | 0 | 0 | 0 | 0.64472 | 0 | 0 | 0 | 0 | 0 | 0 | 0 | 0 | 0 | 0 | 0 | 0.047552 | 0.00642 | 0.01284 | 0.01926 | 0.02568 | 0.12467 | 0 | 0.0082775 |  | 0.303 | 0.3387 | 0.3972 | 0.5469
2014-09-06 | 19時 |  | 0 | 0 | 0 | 0 | [9 empty] | 0 | 0 | 0 | 0 | 0 | 0 | 0 | 0 | 0 | 0 | 0.45153 | 0 | 0 | 0 | 0 | 0 | 0 | 0 | 0 | 0 | 0 | 0 | 0.047552 | 0.00642 | 0.01284 | 0.01926 | 0.02568 | 0.21072 | 0.10708 | 0.0082775 |  | 0.0991 | 0.1348 | 0.1932 | 0.1939
2014-09-06 | 20時 |  | 0 | 0 | 0 | 0 | [9 empty] | 0 | 0 | 0 | 0 | 0 | 0 | 0 | 0 | 0 | 0 | 0.26866 | 0 | 0 | 0 | 0 | 0 | 0 | 0 | 0 | 0 | 0 | 0 | 0.047552 | 0.00033 | 0.00067 | 0.001 | 0.00133 | 0.14927 | 0.027125 | 0 |  | 0.0917 | 0.1275 | 0.2102 | 0.2109
2014-09-06 | 21時 |  | 0 | 0 | 0 | 0 | [9 empty] | 0 | 0 | 0 | 0 | 0 | 0 | 0 | 0 | 0 | 0 | 0.11999 | 0 | 0 | 0 | 0 | 0 | 0 | 0 | 0 | 0 | 0 | 0 | 0.047552 | 0.00033 | 0.00067 | 0.001 | 0.00133 | 0.14618 | 0.10814 | 0.031304 |  | 0.1216 | 0.1873 | 0.2837 | 0.2844
2014-09-06 | 22時 |  | 0 | 0 | 0 | 0 | [9 empty] | 0 | 0 | 0 | 0 | 0 | 0 | 0 | 0 | 0 | 0 | 0.049002 | 0 | 0 | 0 | 0 | 0 | 0 | 0 | 0 | 0 | 0 | 0 | 0.047552 | 0.00628 | 0.01256 | 0.01884 | 0.02512 | 0.12467 | 0.16133 | 0.043827 |  | 0.1738 | 0.1917 | 0.262 | 0.2626
2014-09-06 | 23時 |  | 0 | 0 | 0 | 0 | [9 empty] | 0 | 0 | 0 | 0 | 0 | 0 | 0 | 0 | 0 | 0 | 0 | 0 | 0 | 0 | 0 | 0 | 0 | 0 | 0 | 0 | 0 | 0 | 0.047552 | 0.0067 | 0.01339 | 0.02009 | 0.02679 | 0.12467 | 0.18881 | 0.031848 |  | 0.1877 | 0.2176 | 0.2756 | 0.2763
2014-09-07 | 0時 |  | 0 | 0 | 0 | 0 | [9 empty] | 0 | 0 | 0 | 0 | 0 | 0 | 0 | 0 | 0 | 0 | 0 | 0 | 0 | 0 | 0 | 0 | 0 | 0 | 0 | 0 | 0 | 0 | 0.047552 | 0.00013 | 0.00025 | 0.00038 | 0.0005 | 0 | 0.078899 | 0.011656 |  | 0.1578 | 0.1578 | 0.1806 | 0.1812
2014-09-07 | 1時 |  | 0 | 0 | 0 | 0 | [9 empty] | 0 | 0 | 0 | 0 | 0 | 0 | 0 | 0 | 0 | 0 | 0 | 0 | 0 | 0 | 0 | 0 | 0 | 0 | 0 | 0 | 0 | 0 | 0.047552 | 0.00013 | 0.00025 | 0.00038 | 0.0005 | 0 | 0 | 0 |  | 0.0483 | 0.0483 | 0.0711 | 0.0717
2014-09-07 | 2時 |  | 0 | 0 | 0 | 0 | [9 empty] | 0 | 0 | 0 | 0 | 0 | 0 | 0 | 0 | 0 | 0 | 0 | 0 | 0 | 0 | 0 | 0 | 0 | 0 | 0 | 0 | 0 | 0 | 0.047552 | 0.00013 | 0.00025 | 0.00038 | 0.0005 | 0 | 0 | 0 |  | 0.056 | 0.0561 | 0.0788 | 0.0795
2014-09-07 | 3時 |  | 0 | 0 | 0 | 0 | [9 empty] | 0 | 0 | 0 | 0 | 0 | 0 | 0 | 0 | 0 | 0 | 0 | 0 | 0 | 0 | 0 | 0 | 0 | 0 | 0 | 0 | 0 | 0 | 0.047552 | 0.00013 | 0.00025 | 0.00038 | 0.0005 | 0 | 0 | 0 |  | 0.056 | 0.0561 | 0.0788 | 0.0795
2014-09-07 | 4時 |  | 0 | 0 | 0 | 0 | [9 empty] | 0 | 0 | 0 | 0 | 0 | 0 | 0 | 0 | 0 | 0 | 0 | 0 | 0 | 0 | 0 | 0 | 0 | 0 | 0 | 0 | 0 | 0 | 0.047552 | 0.00013 | 0.00025 | 0.00038 | 0.0005 | 0 | 0 | 0 |  | 0.0483 | 0.0483 | 0.0711 | 0.0717
2014-09-07 | 5時 |  | 0 | 0 | 0 | 0 | [9 empty] | 0 | 0 | 0 | 0 | 0 | 0 | 0 | 0 | 0 | 0 | 0 | 0 | 0 | 0 | 0 | 0 | 0 | 0 | 0 | 0 | 0 | 0 | 0.047552 | 0.00013 | 0.00025 | 0.00038 | 0.0005 | 0 | 0 | 0 |  | 0.056 | 0.0561 | 0.0788 | 0.0795
2014-09-07 | 6時 |  | 0 | 0 | 0 | 0 | [9 empty] | 0 | 0 | 0 | 0 | 0 | 0 | 0 | 0 | 0 | 0 | 0 | 0 | 0 | 0 | 0 | 0 | 0 | 0 | 0 | 0 | 0 | 0 | 0.047552 | 0.00338 | 0.00675 | 0.01013 | 0.01351 | 0 | 0.024649 | 0.011815 |  | 0.1925 | 0.2611 | 0.3525 | 0.3531
2014-09-07 | 7時 |  | 0 | 0 | 0 | 0 | [9 empty] | 0 | 0 | 0 | 0 | 0 | 0 | 0 | 0 | 0 | 0 | 0 | 0 | 0 | 0 | 0 | 0 | 0 | 0 | 0 | 0 | 0 | 0 | 0.047552 | 0.00054 | 0.00108 | 0.00163 | 0.00217 | 0.13859 | 0.053895 | 0.036861 |  | 0.1524 | 0.248 | 0.3662 | 0.3669
2014-09-07 | 8時 |  | 0 | 0 | 0 | 0 | [9 empty] | 0 | 0 | 0 | 0 | 0 | 0 | 0 | 0 | 0 | 0 | 0 | 0 | 0 | 0 | 0 | 0 | 0 | 0 | 0 | 0 | 0 | 0 | 0.047552 | 0.00054 | 0.00108 | 0.00163 | 0.00217 | 0.093503 | 0 | 0.035602 |  | 0.1091 | 0.1448 | 0.2032 | 0.2039
2014-09-07 | 9時 |  | 0 | 0 | 0 | 0 | [9 empty] | 0 | 0 | 0 | 0 | 0 | 0 | 0 | 0 | 0 | 0 | 0.31166 | 0 | 0 | 0 | 0 | 0 | 0 | 0 | 0 | 0 | 0 | 0 | 0.047552 | 0.00013 | 0.00025 | 0.00038 | 0.0005 | 0.17838 | 0.10971 | 0.042749 |  | 0.3011 | 0.3368 | 0.3953 | 0.396
2014-09-07 | 10時 |  | 0 | 0 | 0 | 0 | [9 empty] | 0 | 0 | 0 | 0 | 0 | 0 | 0 | 0 | 0 | 0 | 0.32129 | 0 | 0 | 0 | 0 | 0 | 0 | 0 | 0 | 0 | 0 | 0 | 0.047552 | 0.00033 | 0.00067 | 0.001 | 0.00133 | 0.093503 | 0 | 0.012523 |  | 0.0483 | 0.0483 | 0.0711 | 0.0717
2014-09-07 | 11時 |  | 0 | 0 | 0 | 0 | [9 empty] | 0 | 0 | 0 | 0 | 0 | 0 | 0 | 0 | 0 | 0 | 0.38461 | 0 | 0 | 0 | 0 | 0 | 0 | 0 | 0 | 0 | 0 | 0 | 0.047552 | 0.00013 | 0.00025 | 0.00038 | 0.0005 | 0 | 0 | 0.0052775 |  | 0.056 | 0.0561 | 0.0788 | 0.0795
2014-09-07 | 12時 |  | 0 | 0 | 0 | 0 | [9 empty] | 0 | 0 | 0 | 0 | 0 | 0 | 0 | 0 | 0 | 0 | 0.62356 | 0 | 0 | 0 | 0 | 0 | 0 | 0 | 0 | 0 | 0 | 0 | 0.047552 | 0.00338 | 0.00675 | 0.01013 | 0.01351 | 0.05371 | 0 | 0.0052775 |  | 0.1983 | 0.2727 | 0.3698 | 0.3705
2014-09-07 | 13時 |  | 0 | 0 | 0 | 0 | [9 empty] | 0 | 0 | 0 | 0 | 0 | 0 | 0 | 0 | 0 | 0 | 0.48293 | 0 | 0 | 0 | 0 | 0 | 0 | 0 | 0 | 0 | 0 | 0 | 0.047552 | 0.00033 | 0.00067 | 0.001 | 0.00133 | 0.11604 | 0 | 0 |  | 0.0483 | 0.0483 | 0.0711 | 0.0717
2014-09-07 | 14時 |  | 0 | 0 | 0 | 0 | [9 empty] | 0 | 0 | 0 | 0 | 0 | 0 | 0 | 0 | 0 | 0 | 0.4581 | 0 | 0 | 0 | 0 | 0 | 0 | 0 | 0 | 0 | 0 | 0 | 0.047552 | 0.00013 | 0.00025 | 0.00038 | 0.0005 | 0.031168 | 0 | 0.017801 |  | 0.056 | 0.0561 | 0.0788 | 0.0795
2014-09-07 | 15時 |  | 0 | 0 | 0 | 0 | [9 empty] | 0 | 0 | 0 | 0 | 0 | 0 | 0 | 0 | 0 | 0 | 0.55206 | 0 | 0 | 0 | 0 | 0 | 0 | 0 | 0 | 0 | 0 | 0 | 0.047552 | 0.00013 | 0.00025 | 0.00038 | 0.0005 | 0 | 0 | 0 |  | 0.056 | 0.0561 | 0.0788 | 0.0795
2014-09-07 | 16時 |  | 0 | 0 | 0 | 0 | [9 empty] | 0 | 0 | 0 | 0 | 0 | 0 | 0 | 0 | 0 | 0 | 0.54163 | 0 | 0 | 0 | 0 | 0 | 0 | 0 | 0 | 0 | 0 | 0 | 0.047552 | 0.00033 | 0.00067 | 0.001 | 0.00133 | 0.062335 | 0 | 0.0052775 |  | 0.0483 | 0.0483 | 0.0711 | 0.0717
2014-09-07 | 17時 |  | 0 | 0 | 0 | 0 | [9 empty] | 0 | 0 | 0 | 0 | 0 | 0 | 0 | 0 | 0 | 0 | 0.39002 | 0 | 0 | 0 | 0 | 0 | 0 | 0 | 0 | 0 | 0 | 0 | 0.047552 | 0.00033 | 0.00067 | 0.001 | 0.00133 | 0.10536 | 0 | 0.0082775 |  | 0.1304 | 0.2048 | 0.3019 | 0.3026
2014-09-07 | 18時 |  | 0 | 0 | 0 | 0 | [9 empty] | 0 | 0 | 0 | 0 | 0 | 0 | 0 | 0 | 0 | 0 | 0.30271 | 0 | 0 | 0 | 0 | 0 | 0 | 0 | 0 | 0 | 0 | 0 | 0.047552 | 0.00642 | 0.01284 | 0.01926 | 0.02568 | 0.12467 | 0 | 0.0082775 |  | 0.303 | 0.3387 | 0.3972 | 0.5469
2014-09-07 | 19時 |  | 0 | 0 | 0 | 0 | [9 empty] | 0 | 0 | 0 | 0 | 0 | 0 | 0 | 0 | 0 | 0 | 0.40153 | 0 | 0 | 0 | 0 | 0 | 0 | 0 | 0 | 0 | 0 | 0 | 0.047552 | 0.00642 | 0.01284 | 0.01926 | 0.02568 | 0.21072 | 0.10708 | 0.0082775 |  | 0.0991 | 0.1348 | 0.1932 | 0.1939
2014-09-07 | 20時 |  | 0 | 0 | 0 | 0 | [9 empty] | 0 | 0 | 0 | 0 | 0 | 0 | 0 | 0 | 0 | 0 | 0.21733 | 0 | 0 | 0 | 0 | 0 | 0 | 0 | 0 | 0 | 0 | 0 | 0.047552 | 0.00033 | 0.00067 | 0.001 | 0.00133 | 0.14927 | 0.027125 | 0 |  | 0.0917 | 0.1275 | 0.2102 | 0.2109
2014-09-07 | 21時 |  | 0 | 0 | 0 | 0 | [9 empty] | 0 | 0 | 0 | 0 | 0 | 0 | 0 | 0 | 0 | 0 | 0.070911 | 0 | 0 | 0 | 0 | 0 | 0 | 0 | 0 | 0 | 0 | 0 | 0.047552 | 0.00033 | 0.00067 | 0.001 | 0.00133 | 0.14618 | 0.10814 | 0.031304 |  | 0.1216 | 0.1873 | 0.2837 | 0.2844
2014-09-07 | 22時 |  | 0 | 0 | 0 | 0 | [9 empty] | 0 | 0 | 0 | 0 | 0 | 0 | 0 | 0 | 0 | 0 | 0.022029 | 0 | 0 | 0 | 0 | 0 | 0 | 0 | 0 | 0 | 0 | 0 | 0.047552 | 0.00628 | 0.01256 | 0.01884 | 0.02512 | 0.12467 | 0.16133 | 0.043827 |  | 0.1738 | 0.1917 | 0.262 | 0.2626
2014-09-07 | 23時 |  | 0 | 0 | 0 | 0 | [9 empty] | 0 | 0 | 0 | 0 | 0 | 0 | 0 | 0 | 0 | 0 | 0 | 0 | 0 | 0 | 0 | 0 | 0 | 0 | 0 | 0 | 0 | 0 | 0.047552 | 0.0067 | 0.01339 | 0.02009 | 0.02679 | 0.12467 | 0.18881 | 0.031848 |  | 0.1877 | 0.2176 | 0.2756 | 0.2763
2014-09-08 | 0時 |  | 0 | 0 | 0 | 0 | [9 empty] | 0 | 0 | 0 | 0 | 0 | 0 | 0 | 0 | 0 | 0 | 0 | 0 | 0 | 0 | 0 | 0 | 0 | 0 | 0 | 0 | 0 | 0 | 0.047552 | 0.00013 | 0.00025 | 0.00038 | 0.0005 | 0 | 0.078899 | 0.011656 |  | 0.1578 | 0.1578 | 0.1806 | 0.1812
2014-09-08 | 1時 |  | 0 | 0 | 0 | 0 | [9 empty] | 0 | 0 | 0 | 0 | 0 | 0 | 0 | 0 | 0 | 0 | 0 | 0 | 0 | 0 | 0 | 0 | 0 | 0 | 0 | 0 | 0 | 0 | 0.047552 | 0.00013 | 0.00025 | 0.00038 | 0.0005 | 0 | 0 | 0 |  | 0.0483 | 0.0483 | 0.0711 | 0.0717
2014-09-08 | 2時 |  | 0 | 0 | 0 | 0 | [9 empty] | 0 | 0 | 0 | 0 | 0 | 0 | 0 | 0 | 0 | 0 | 0 | 0 | 0 | 0 | 0 | 0 | 0 | 0 | 0 | 0 | 0 | 0 | 0.047552 | 0.00013 | 0.00025 | 0.00038 | 0.0005 | 0 | 0 | 0 |  | 0.056 | 0.0561 | 0.0788 | 0.0795
2014-09-08 | 3時 |  | 0 | 0 | 0 | 0 | [9 empty] | 0 | 0 | 0 | 0 | 0 | 0 | 0 | 0 | 0 | 0 | 0 | 0 | 0 | 0 | 0 | 0 | 0 | 0 | 0 | 0 | 0 | 0 | 0.047552 | 0.00013 | 0.00025 | 0.00038 | 0.0005 | 0 | 0 | 0 |  | 0.056 | 0.0561 | 0.0788 | 0.0795
2014-09-08 | 4時 |  | 0 | 0 | 0 | 0 | [9 empty] | 0 | 0 | 0 | 0 | 0 | 0 | 0 | 0 | 0 | 0 | 0 | 0 | 0 | 0 | 0 | 0 | 0 | 0 | 0 | 0 | 0 | 0 | 0.047552 | 0.00013 | 0.00025 | 0.00038 | 0.0005 | 0 | 0 | 0 |  | 0.0483 | 0.0483 | 0.0711 | 0.0717
2014-09-08 | 5時 |  | 0 | 0 | 0 | 0 | [9 empty] | 0 | 0 | 0 | 0 | 0 | 0 | 0 | 0 | 0 | 0 | 0 | 0 | 0 | 0 | 0 | 0 | 0 | 0 | 0 | 0 | 0 | 0 | 0.047552 | 0.00013 | 0.00025 | 0.00038 | 0.0005 | 0 | 0 | 0 |  | 0.056 | 0.0561 | 0.0788 | 0.0795
2014-09-08 | 6時 |  | 0 | 0 | 0 | 0 | [9 empty] | 0 | 0 | 0 | 0 | 0 | 0 | 0 | 0 | 0 | 0 | 0 | 0 | 0 | 0 | 0 | 0 | 0 | 0 | 0 | 0 | 0 | 0 | 0.047552 | 0.00338 | 0.00675 | 0.01013 | 0.01351 | 0 | 0.024649 | 0.011815 |  | 0.1925 | 0.2611 | 0.3525 | 0.3531
2014-09-08 | 7時 |  | 0 | 0 | 0 | 0 | [9 empty] | 0 | 0 | 0 | 0 | 0 | 0 | 0 | 0 | 0 | 0 | 0 | 0 | 0 | 0 | 0 | 0 | 0 | 0 | 0 | 0 | 0 | 0 | 0.047552 | 0.00054 | 0.00108 | 0.00163 | 0.00217 | 0.13859 | 0.053895 | 0.036861 |  | 0.1524 | 0.248 | 0.3662 | 0.3669
2014-09-08 | 8時 |  | 0 | 0 | 0 | 0 | [9 empty] | 0 | 0 | 0 | 0 | 0 | 0 | 0 | 0 | 0 | 0 | 0 | 0 | 0 | 0 | 0 | 0 | 0 | 0 | 0 | 0 | 0 | 0 | 0.047552 | 0.00054 | 0.00108 | 0.00163 | 0.00217 | 0.093503 | 0 | 0.035602 |  | 0.1091 | 0.1448 | 0.2032 | 0.2039
2014-09-08 | 9時 |  | 0 | 0 | 0 | 0 | [9 empty] | 0 | 0 | 0 | 0 | 0 | 0 | 0 | 0 | 0 | 0 | 0.0058109 | 0 | 0 | 0 | 0 | 0 | 0 | 0 | 0 | 0 | 0 | 0 | 0.047552 | 0.00013 | 0.00025 | 0.00038 | 0.0005 | 0.17838 | 0.10971 | 0.042749 |  | 0.3011 | 0.3368 | 0.3953 | 0.396
2014-09-08 | 10時 |  | 0 | 0 | 0 | 0 | [9 empty] | 0 | 0 | 0 | 0 | 0 | 0 | 0 | 0 | 0 | 0 | 0.0091254 | 0 | 0 | 0 | 0 | 0 | 0 | 0 | 0 | 0 | 0 | 0 | 0.047552 | 0.00033 | 0.00067 | 0.001 | 0.00133 | 0.093503 | 0 | 0.012523 |  | 0.0483 | 0.0483 | 0.0711 | 0.0717
2014-09-08 | 11時 |  | 0 | 0 | 0 | 0 | [9 empty] | 0 | 0 | 0 | 0 | 0 | 0 | 0 | 0 | 0 | 0 | 0.013681 | 0 | 0 | 0 | 0 | 0 | 0 | 0 | 0 | 0 | 0 | 0 | 0.047552 | 0.00013 | 0.00025 | 0.00038 | 0.0005 | 0 | 0 | 0.0052775 |  | 0.056 | 0.0561 | 0.0788 | 0.0795
2014-09-08 | 12時 |  | 0 | 0 | 0 | 0 | [9 empty] | 0 | 0 | 0 | 0 | 0 | 0 | 0 | 0 | 0 | 0 | 0.12962 | 0 | 0 | 0 | 0 | 0 | 0 | 0 | 0 | 0 | 0 | 0 | 0.047552 | 0.00338 | 0.00675 | 0.01013 | 0.01351 | 0.05371 | 0 | 0.0052775 |  | 0.1983 | 0.2727 | 0.3698 | 0.3705
2014-09-08 | 13時 |  | 0 | 0 | 0 | 0 | [9 empty] | 0 | 0 | 0 | 0 | 0 | 0 | 0 | 0 | 0 | 0 | 0.024263 | 0 | 0 | 0 | 0 | 0 | 0 | 0 | 0 | 0 | 0 | 0 | 0.047552 | 0.00033 | 0.00067 | 0.001 | 0.00133 | 0.11604 | 0 | 0 |  | 0.0483 | 0.0483 | 0.0711 | 0.0717
2014-09-08 | 14時 |  | 0 | 0 | 0 | 0 | [9 empty] | 0 | 0 | 0 | 0 | 0 | 0 | 0 | 0 | 0 | 0 | 0.027871 | 0 | 0 | 0 | 0 | 0 | 0 | 0 | 0 | 0 | 0 | 0 | 0.047552 | 0.00013 | 0.00025 | 0.00038 | 0.0005 | 0.031168 | 0 | 0.017801 |  | 0.056 | 0.0561 | 0.0788 | 0.0795
2014-09-08 | 15時 |  | 0 | 0 | 0 | 0 | [9 empty] | 0 | 0 | 0 | 0 | 0 | 0 | 0 | 0 | 0 | 0 | 0.21306 | 0 | 0 | 0 | 0 | 0 | 0 | 0 | 0 | 0 | 0 | 0 | 0.047552 | 0.00013 | 0.00025 | 0.00038 | 0.0005 | 0 | 0 | 0 |  | 0.056 | 0.0561 | 0.0788 | 0.0795
2014-09-08 | 16時 |  | 0 | 0 | 0 | 0 | [9 empty] | 0 | 0 | 0 | 0 | 0 | 0 | 0 | 0 | 0 | 0 | 0.24859 | 0 | 0 | 0 | 0 | 0 | 0 | 0 | 0 | 0 | 0 | 0 | 0.047552 | 0.00033 | 0.00067 | 0.001 | 0.00133 | 0.062335 | 0 | 0.0052775 |  | 0.0483 | 0.0483 | 0.0711 | 0.0717
2014-09-08 | 17時 |  | 0 | 0 | 0 | 0 | [9 empty] | 0 | 0 | 0 | 0 | 0 | 0 | 0 | 0 | 0 | 0 | 0.051641 | 0 | 0 | 0 | 0 | 0 | 0 | 0 | 0 | 0 | 0 | 0 | 0.047552 | 0.00033 | 0.00067 | 0.001 | 0.00133 | 0.10536 | 0 | 0.0082775 |  | 0.1304 | 0.2048 | 0.3019 | 0.3026
2014-09-08 | 18時 |  | 0 | 0 | 0 | 0 | [9 empty] | 0 | 0 | 0 | 0 | 0 | 0 | 0 | 0 | 0 | 0 | 0.023351 | 0 | 0 | 0 | 0 | 0 | 0 | 0 | 0 | 0 | 0 | 0 | 0.047552 | 0.00642 | 0.01284 | 0.01926 | 0.02568 | 0.12467 | 0 | 0.0082775 |  | 0.303 | 0.3387 | 0.3972 | 0.5469
2014-09-08 | 19時 |  | 0 | 0 | 0 | 0 | [9 empty] | 0 | 0 | 0 | 0 | 0 | 0 | 0 | 0 | 0 | 0 | 0.19978 | 0 | 0 | 0 | 0 | 0 | 0 | 0 | 0 | 0 | 0 | 0 | 0.047552 | 0.00642 | 0.01284 | 0.01926 | 0.02568 | 0.21072 | 0.10708 | 0.0082775 |  | 0.0991 | 0.1348 | 0.1932 | 0.1939
2014-09-08 | 20時 |  | 0 | 0 | 0 | 0 | [9 empty] | 0 | 0 | 0 | 0 | 0 | 0 | 0 | 0 | 0 | 0 | 0.24426 | 0 | 0 | 0 | 0 | 0 | 0 | 0 | 0 | 0 | 0 | 0 | 0.047552 | 0.00033 | 0.00067 | 0.001 | 0.00133 | 0.14927 | 0.027125 | 0 |  | 0.0917 | 0.1275 | 0.2102 | 0.2109
2014-09-08 | 21時 |  | 0 | 0 | 0 | 0 | [9 empty] | 0 | 0 | 0 | 0 | 0 | 0 | 0 | 0 | 0 | 0 | 0.11032 | 0 | 0 | 0 | 0 | 0 | 0 | 0 | 0 | 0 | 0 | 0 | 0.047552 | 0.00033 | 0.00067 | 0.001 | 0.00133 | 0.14618 | 0.10814 | 0.031304 |  | 0.1216 | 0.1873 | 0.2837 | 0.2844
2014-09-08 | 22時 |  | 0 | 0 | 0 | 0 | [9 empty] | 0 | 0 | 0 | 0 | 0 | 0 | 0 | 0 | 0 | 0 | 0.042513 | 0 | 0 | 0 | 0 | 0 | 0 | 0 | 0 | 0 | 0 | 0 | 0.047552 | 0.00628 | 0.01256 | 0.01884 | 0.02512 | 0.12467 | 0.16133 | 0.043827 |  | 0.1738 | 0.1917 | 0.262 | 0.2626
2014-09-08 | 23時 |  | 0 | 0 | 0 | 0 | [9 empty] | 0 | 0 | 0 | 0 | 0 | 0 | 0 | 0 | 0 | 0 | 0.00020143 | 0 | 0 | 0 | 0 | 0 | 0 | 0 | 0 | 0 | 0 | 0 | 0.047552 | 0.0067 | 0.01339 | 0.02009 | 0.02679 | 0.12467 | 0.18881 | 0.031848 |  | 0.1877 | 0.2176 | 0.2756 | 0.2763
2014-09-09 | 0時 |  | 0 | 0 | 0 | 0 | [9 empty] | 0 | 0 | 0 | 0 | 0 | 0 | 0 | 0 | 0 | 0 | 0 | 0 | 0 | 0 | 0 | 0 | 0 | 0 | 0 | 0 | 0 | 0 | 0.047552 | 0.00013 | 0.00025 | 0.00038 | 0.0005 | 0 | 0 | 0 |  | 0.1578 | 0.1578 | 0.1806 | 0.1812
2014-09-09 | 1時 |  | 0 | 0 | 0 | 0 | [9 empty] | 0 | 0 | 0 | 0 | 0 | 0 | 0 | 0 | 0 | 0 | 0 | 0 | 0 | 0 | 0 | 0 | 0 | 0 | 0 | 0 | 0 | 0 | 0.047552 | 0.00013 | 0.00025 | 0.00038 | 0.0005 | 0 | 0 | 0 |  | 0.0483 | 0.0483 | 0.0711 | 0.0717
2014-09-09 | 2時 |  | 0 | 0 | 0 | 0 | [9 empty] | 0 | 0 | 0 | 0 | 0 | 0 | 0 | 0 | 0 | 0 | 0 | 0 | 0 | 0 | 0 | 0 | 0 | 0 | 0 | 0 | 0 | 0 | 0.047552 | 0.00013 | 0.00025 | 0.00038 | 0.0005 | 0 | 0 | 0 |  | 0.056 | 0.0561 | 0.0788 | 0.0795
2014-09-09 | 3時 |  | 0 | 0 | 0 | 0 | [9 empty] | 0 | 0 | 0 | 0 | 0 | 0 | 0 | 0 | 0 | 0 | 0 | 0 | 0 | 0 | 0 | 0 | 0 | 0 | 0 | 0 | 0 | 0 | 0.047552 | 0.00013 | 0.00025 | 0.00038 | 0.0005 | 0 | 0 | 0 |  | 0.056 | 0.0561 | 0.0788 | 0.0795
2014-09-09 | 4時 |  | 0 | 0 | 0 | 0 | [9 empty] | 0 | 0 | 0 | 0 | 0 | 0 | 0 | 0 | 0 | 0 | 0 | 0 | 0 | 0 | 0 | 0 | 0 | 0 | 0 | 0 | 0 | 0 | 0.047552 | 0.00013 | 0.00025 | 0.00038 | 0.0005 | 0 | 0 | 0 |  | 0.0483 | 0.0483 | 0.0711 | 0.0717
2014-09-09 | 5時 |  | 0 | 0 | 0 | 0 | [9 empty] | 0 | 0 | 0 | 0 | 0 | 0 | 0 | 0 | 0 | 0 | 0 | 0 | 0 | 0 | 0 | 0 | 0 | 0 | 0 | 0 | 0 | 0 | 0.047552 | 0.00013 | 0.00025 | 0.00038 | 0.0005 | 0 | 0 | 0 |  | 0.056 | 0.0561 | 0.0788 | 0.0795
2014-09-09 | 6時 |  | 0 | 0 | 0 | 0 | [9 empty] | 0 | 0 | 0 | 0 | 0 | 0 | 0 | 0 | 0 | 0 | 0 | 0 | 0 | 0 | 0 | 0 | 0 | 0 | 0 | 0 | 0 | 0 | 0.047552 | 0.00013 | 0.00025 | 0.00038 | 0.0005 | 0 | 0 | 0 |  | 0.056 | 0.0561 | 0.0788 | 0.0795
2014-09-09 | 7時 |  | 0 | 0 | 0 | 0 | [9 empty] | 0 | 0 | 0 | 0 | 0 | 0 | 0 | 0 | 0 | 0 | 0.010585 | 0 | 0 | 0 | 0 | 0 | 0 | 0 | 0 | 0 | 0 | 0 | 0.047552 | 0.00054 | 0.00108 | 0.00163 | 0.00217 | 0 | 0.024649 | 0.022689 |  | 0.1168 | 0.1854 | 0.2767 | 0.2774
2014-09-09 | 8時 |  | 0 | 0 | 0 | 0 | [9 empty] | 0 | 0 | 0 | 0 | 0 | 0 | 0 | 0 | 0 | 0 | 0.0081127 | 0 | 0 | 0 | 0 | 0 | 0 | 0 | 0 | 0 | 0 | 0 | 0.047552 | 0.00379 | 0.00759 | 0.01138 | 0.01518 | 0.084877 | 0.078545 | 0.064582 |  | 0.2156 | 0.2812 | 0.3696 | 0.3702
2014-09-09 | 9時 |  | 0 | 0 | 0 | 0 | [9 empty] | 0 | 0 | 0 | 0 | 0 | 0 | 0 | 0 | 0 | 0 | 0.030713 | 0 | 0 | 0 | 0 | 0 | 0 | 0 | 0 | 0 | 0 | 0 | 0.047552 | 0.00033 | 0.00067 | 0.001 | 0.00133 | 0.23209 | 0.16325 | 0.052059 |  | 0.2163 | 0.252 | 0.3265 | 0.3272
2014-09-09 | 10時 |  | 0 | 0 | 0 | 0 | [9 empty] | 0 | 0 | 0 | 0 | 0 | 0 | 0 | 0 | 0 | 0 | 0.60352 | 0 | 0 | 0 | 0 | 0 | 0 | 0 | 0 | 0 | 0 | 0 | 0.047552 | 0.00054 | 0.00108 | 0.00163 | 0.00217 | 0.12467 | 0.21558 | 0.037471 |  | 0.1917 | 0.2274 | 0.3128 | 0.3134
2014-09-09 | 11時 |  | 0 | 0 | 0 | 0 | [9 empty] | 0 | 0 | 0 | 0 | 0 | 0 | 0 | 0 | 0 | 0 | 0.69694 | 0 | 0 | 0 | 0 | 0 | 0 | 0 | 0 | 0 | 0 | 0 | 0.047552 | 0.00033 | 0.00067 | 0.001 | 0.00133 | 0.12467 | 0.21558 | 0 |  | 0.1994 | 0.2352 | 0.315 | 0.3157
2014-09-09 | 12時 |  | 0 | 0 | 0 | 0 | [9 empty] | 0 | 0 | 0 | 0 | 0 | 0 | 0 | 0 | 0 | 0 | 0.34939 | 0 | 0 | 0 | 0 | 0 | 0 | 0 | 0 | 0 | 0 | 0 | 0.047552 | 0.00338 | 0.00675 | 0.01013 | 0.01351 | 0.14721 | 0.13456 | 0.018352 |  | 0.1983 | 0.2727 | 0.3698 | 0.3705
2014-09-09 | 13時 |  | 0 | 0 | 0 | 0 | [9 empty] | 0 | 0 | 0 | 0 | 0 | 0 | 0 | 0 | 0 | 0 | 0.062135 | 0 | 0 | 0 | 0 | 0 | 0 | 0 | 0 | 0 | 0 | 0 | 0.047552 | 0.00033 | 0.00067 | 0.001 | 0.00133 | 0.13756 | 0.026771 | 0.023629 |  | 0.0483 | 0.0483 | 0.0711 | 0.0717
2014-09-09 | 14時 |  | 0 | 0 | 0 | 0 | [9 empty] | 0 | 0 | 0 | 0 | 0 | 0 | 0 | 0 | 0 | 0 | 0.034504 | 0 | 0 | 0 | 0 | 0 | 0 | 0 | 0 | 0 | 0 | 0 | 0.047552 | 0.00013 | 0.00025 | 0.00038 | 0.0005 | 0 | 0 | 0 |  | 0.056 | 0.0561 | 0.0788 | 0.0795
2014-09-09 | 15時 |  | 0 | 0 | 0 | 0 | [9 empty] | 0 | 0 | 0 | 0 | 0 | 0 | 0 | 0 | 0 | 0 | 0.22392 | 0 | 0 | 0 | 0 | 0 | 0 | 0 | 0 | 0 | 0 | 0 | 0.047552 | 0.00013 | 0.00025 | 0.00038 | 0.0005 | 0 | 0 | 0 |  | 0.056 | 0.0561 | 0.0788 | 0.0795
2014-09-09 | 16時 |  | 0 | 0 | 0 | 0 | [9 empty] | 0 | 0 | 0 | 0 | 0 | 0 | 0 | 0 | 0 | 0 | 0.33363 | 0 | 0 | 0 | 0 | 0 | 0 | 0 | 0 | 0 | 0 | 0 | 0.047552 | 0.00054 | 0.00108 | 0.00163 | 0.00217 | 0.062335 | 0.054249 | 0.024058 |  | 0.2095 | 0.275 | 0.3956 | 0.5453
2014-09-09 | 17時 |  | 0 | 0 | 0 | 0 | [9 empty] | 0 | 0 | 0 | 0 | 0 | 0 | 0 | 0 | 0 | 0 | 0.13332 | 0 | 0 | 0 | 0 | 0 | 0 | 0 | 0 | 0 | 0 | 0 | 0.047552 | 0.00642 | 0.01284 | 0.01926 | 0.02568 | 0.12467 | 0.1085 | 0.026923 |  | 0.2423 | 0.2781 | 0.3689 | 0.5187
2014-09-09 | 18時 |  | 0 | 0 | 0 | 0 | [9 empty] | 0 | 0 | 0 | 0 | 0 | 0 | 0 | 0 | 0 | 0 | 0.22088 | 0 | 0 | 0 | 0 | 0 | 0 | 0 | 0 | 0 | 0 | 0 | 0.047552 | 0.00642 | 0.01284 | 0.01926 | 0.02568 | 0.21072 | 0.1085 | 0 |  | 0.1819 | 0.2177 | 0.2978 | 0.4476
2014-09-09 | 19時 |  | 0 | 0 | 0 | 0 | [9 empty] | 0 | 0 | 0 | 0 | 0 | 0 | 0 | 0 | 0 | 0 | 0.13773 | 0 | 0 | 0 | 0 | 0 | 0 | 0 | 0 | 0 | 0 | 0 | 0.047552 | 0.00013 | 0.00025 | 0.00038 | 0.0005 | 0.12879 | 0 | 0.006537 |  | 0.0998 | 0.1355 | 0.2049 | 0.2056
2014-09-09 | 20時 |  | 0 | 0 | 0 | 0 | [9 empty] | 0 | 0 | 0 | 0 | 0 | 0 | 0 | 0 | 0 | 0 | 0.19781 | 0 | 0 | 0 | 0 | 0 | 0 | 0 | 0 | 0 | 0 | 0 | 0.047552 | 0.00033 | 0.00067 | 0.001 | 0.00133 | 0.16769 | 0.10779 | 0.006537 |  | 0.0917 | 0.1275 | 0.2183 | 0.219
2014-09-09 | 21時 |  | 0 | 0 | 0 | 0 | [9 empty] | 0 | 0 | 0 | 0 | 0 | 0 | 0 | 0 | 0 | 0 | 0.22033 | 0 | 0 | 0 | 0 | 0 | 0 | 0 | 0 | 0 | 0 | 0 | 0.047552 | 0.00628 | 0.01256 | 0.01884 | 0.02512 | 0.12467 | 0.18846 | 0.012659 |  | 0.1755 | 0.2411 | 0.3458 | 0.3465
2014-09-09 | 22時 |  | 0 | 0 | 0 | 0 | [9 empty] | 0 | 0 | 0 | 0 | 0 | 0 | 0 | 0 | 0 | 0 | 0.04331 | 0 | 0 | 0 | 0 | 0 | 0 | 0 | 0 | 0 | 0 | 0 | 0.047552 | 0.00649 | 0.01298 | 0.01947 | 0.02595 | 0.12467 | 0.16133 | 0.043827 |  | 0.1139 | 0.1795 | 0.3002 | 0.3009
2014-09-09 | 23時 |  | 0 | 0 | 0 | 0 | [9 empty] | 0 | 0 | 0 | 0 | 0 | 0 | 0 | 0 | 0 | 0 | 0.0029899 | 0 | 0 | 0 | 0 | 0 | 0 | 0 | 0 | 0 | 0 | 0 | 0.047552 | 0.00331 | 0.00661 | 0.00992 | 0.01323 | 0.062335 | 0.15709 | 0.04296 |  | 0.1578 | 0.1578 | 0.1806 | 0.1812
2014-09-10 | 0時 |  | 0 | 0 | 0 | 0 | [9 empty] | 0 | 0 | 0 | 0 | 0 | 0 | 0 | 0 | 0 | 0 | 0 | 0 | 0 | 0 | 0 | 0 | 0 | 0 | 0 | 0 | 0 | 0 | 0.047552 | 0.00013 | 0.00025 | 0.00038 | 0.0005 | 0 | 0 | 0 |  | 0.1578 | 0.1578 | 0.1806 | 0.1812
2014-09-10 | 1時 |  | 0 | 0 | 0 | 0 | [9 empty] | 0 | 0 | 0 | 0 | 0 | 0 | 0 | 0 | 0 | 0 | 0 | 0 | 0 | 0 | 0 | 0 | 0 | 0 | 0 | 0 | 0 | 0 | 0.047552 | 0.00013 | 0.00025 | 0.00038 | 0.0005 | 0 | 0 | 0 |  | 0.0483 | 0.0483 | 0.0711 | 0.0717
2014-09-10 | 2時 |  | 0 | 0 | 0 | 0 | [9 empty] | 0 | 0 | 0 | 0 | 0 | 0 | 0 | 0 | 0 | 0 | 0 | 0 | 0 | 0 | 0 | 0 | 0 | 0 | 0 | 0 | 0 | 0 | 0.047552 | 0.00013 | 0.00025 | 0.00038 | 0.0005 | 0 | 0 | 0 |  | 0.056 | 0.0561 | 0.0788 | 0.0795
2014-09-10 | 3時 |  | 0 | 0 | 0 | 0 | [9 empty] | 0 | 0 | 0 | 0 | 0 | 0 | 0 | 0 | 0 | 0 | 0 | 0 | 0 | 0 | 0 | 0 | 0 | 0 | 0 | 0 | 0 | 0 | 0.047552 | 0.00013 | 0.00025 | 0.00038 | 0.0005 | 0 | 0 | 0 |  | 0.056 | 0.0561 | 0.0788 | 0.0795
2014-09-10 | 4時 |  | 0 | 0 | 0 | 0 | [9 empty] | 0 | 0 | 0 | 0 | 0 | 0 | 0 | 0 | 0 | 0 | 0 | 0 | 0 | 0 | 0 | 0 | 0 | 0 | 0 | 0 | 0 | 0 | 0.047552 | 0.00013 | 0.00025 | 0.00038 | 0.0005 | 0 | 0 | 0 |  | 0.0483 | 0.0483 | 0.0711 | 0.0717
2014-09-10 | 5時 |  | 0 | 0 | 0 | 0 | [9 empty] | 0 | 0 | 0 | 0 | 0 | 0 | 0 | 0 | 0 | 0 | 0 | 0 | 0 | 0 | 0 | 0 | 0 | 0 | 0 | 0 | 0 | 0 | 0.047552 | 0.00013 | 0.00025 | 0.00038 | 0.0005 | 0 | 0 | 0 |  | 0.056 | 0.0561 | 0.0788 | 0.0795
2014-09-10 | 6時 |  | 0 | 0 | 0 | 0 | [9 empty] | 0 | 0 | 0 | 0 | 0 | 0 | 0 | 0 | 0 | 0 | 0 | 0 | 0 | 0 | 0 | 0 | 0 | 0 | 0 | 0 | 0 | 0 | 0.047552 | 0.00013 | 0.00025 | 0.00038 | 0.0005 | 0 | 0 | 0 |  | 0.056 | 0.0561 | 0.0788 | 0.0795
2014-09-10 | 7時 |  | 0 | 0 | 0 | 0 | [9 empty] | 0 | 0 | 0 | 0 | 0 | 0 | 0 | 0 | 0 | 0 | 0.12526 | 0 | 0 | 0 | 0 | 0 | 0 | 0 | 0 | 0 | 0 | 0 | 0.047552 | 0.00054 | 0.00108 | 0.00163 | 0.00217 | 0 | 0.024649 | 0.022689 |  | 0.1168 | 0.1854 | 0.2767 | 0.2774
2014-09-10 | 8時 |  | 0 | 0 | 0 | 0 | [9 empty] | 0 | 0 | 0 | 0 | 0 | 0 | 0 | 0 | 0 | 0 | 1.5673 | 0 | 0 | 0 | 0 | 0 | 0 | 0 | 0 | 0 | 0 | 0 | 0.047552 | 0.00379 | 0.00759 | 0.01138 | 0.01518 | 0.084877 | 0.078545 | 0.064582 |  | 0.2156 | 0.2812 | 0.3696 | 0.3702
2014-09-10 | 9時 |  | 0 | 0 | 0 | 0 | [9 empty] | 0 | 0 | 0 | 0 | 0 | 0 | 0 | 0 | 0 | 0 | 1.686 | 0 | 0 | 0 | 0 | 0 | 0 | 0 | 0 | 0 | 0 | 0 | 0.047552 | 0.00033 | 0.00067 | 0.001 | 0.00133 | 0.23209 | 0.16325 | 0.052059 |  | 0.2163 | 0.252 | 0.3265 | 0.3272
2014-09-10 | 10時 |  | 0 | 0 | 0 | 0 | [9 empty] | 0 | 0 | 0 | 0 | 0 | 0 | 0 | 0 | 0 | 0 | 1.881 | 0 | 0 | 0 | 0 | 0 | 0 | 0 | 0 | 0 | 0 | 0 | 0.047552 | 0.00054 | 0.00108 | 0.00163 | 0.00217 | 0.12467 | 0.21558 | 0.037471 |  | 0.1917 | 0.2274 | 0.3128 | 0.3134
2014-09-10 | 11時 |  | 0 | 0 | 0 | 0 | [9 empty] | 0 | 0 | 0 | 0 | 0 | 0 | 0 | 0 | 0 | 0 | 1.9564 | 0 | 0 | 0 | 0 | 0 | 0 | 0 | 0 | 0 | 0 | 0 | 0.047552 | 0.00033 | 0.00067 | 0.001 | 0.00133 | 0.12467 | 0.21558 | 0 |  | 0.1994 | 0.2352 | 0.315 | 0.3157
2014-09-10 | 12時 |  | 0 | 0 | 0 | 0 | [9 empty] | 0 | 0 | 0 | 0 | 0 | 0 | 0 | 0 | 0 | 0 | 1.9883 | 0 | 0 | 0 | 0 | 0 | 0 | 0 | 0 | 0 | 0 | 0 | 0.047552 | 0.00338 | 0.00675 | 0.01013 | 0.01351 | 0.14721 | 0.13456 | 0.018352 |  | 0.1983 | 0.2727 | 0.3698 | 0.3705
2014-09-10 | 13時 |  | 0 | 0 | 0 | 0 | [9 empty] | 0 | 0 | 0 | 0 | 0 | 0 | 0 | 0 | 0 | 0 | 1.9682 | 0 | 0 | 0 | 0 | 0 | 0 | 0 | 0 | 0 | 0 | 0 | 0.047552 | 0.00033 | 0.00067 | 0.001 | 0.00133 | 0.13756 | 0.026771 | 0.023629 |  | 0.0483 | 0.0483 | 0.0711 | 0.0717
2014-09-10 | 14時 |  | 0 | 0 | 0 | 0 | [9 empty] | 0 | 0 | 0 | 0 | 0 | 0 | 0 | 0 | 0 | 0 | 1.9714 | 0 | 0 | 0 | 0 | 0 | 0 | 0 | 0 | 0 | 0 | 0 | 0.047552 | 0.00013 | 0.00025 | 0.00038 | 0.0005 | 0 | 0 | 0 |  | 0.056 | 0.0561 | 0.0788 | 0.0795
2014-09-10 | 15時 |  | 0 | 0 | 0 | 0 | [9 empty] | 0 | 0 | 0 | 0 | 0 | 0 | 0 | 0 | 0 | 0 | 1.9219 | 0 | 0 | 0 | 0 | 0 | 0 | 0 | 0 | 0 | 0 | 0 | 0.047552 | 0.00013 | 0.00025 | 0.00038 | 0.0005 | 0 | 0 | 0 |  | 0.056 | 0.0561 | 0.0788 | 0.0795
2014-09-10 | 16時 |  | 0 | 0 | 0 | 0 | [9 empty] | 0 | 0 | 0 | 0 | 0 | 0 | 0 | 0 | 0 | 0 | 1.7814 | 0 | 0 | 0 | 0 | 0 | 0 | 0 | 0 | 0 | 0 | 0 | 0.047552 | 0.00054 | 0.00108 | 0.00163 | 0.00217 | 0.062335 | 0.054249 | 0.024058 |  | 0.2095 | 0.275 | 0.3956 | 0.5453
2014-09-10 | 17時 |  | 0 | 0 | 0 | 0 | [9 empty] | 0 | 0 | 0 | 0 | 0 | 0 | 0 | 0 | 0 | 0 | 1.0248 | 0 | 0 | 0 | 0 | 0 | 0 | 0 | 0 | 0 | 0 | 0 | 0.047552 | 0.00642 | 0.01284 | 0.01926 | 0.02568 | 0.12467 | 0.1085 | 0.026923 |  | 0.2423 | 0.2781 | 0.3689 | 0.5187
2014-09-10 | 18時 |  | 0 | 0 | 0 | 0 | [9 empty] | 0 | 0 | 0 | 0 | 0 | 0 | 0 | 0 | 0 | 0 | 0.37692 | 0 | 0 | 0 | 0 | 0 | 0 | 0 | 0 | 0 | 0 | 0 | 0.047552 | 0.00642 | 0.01284 | 0.01926 | 0.02568 | 0.21072 | 0.1085 | 0 |  | 0.1819 | 0.2177 | 0.2978 | 0.4476
2014-09-10 | 19時 |  | 0 | 0 | 0 | 0 | [9 empty] | 0 | 0 | 0 | 0 | 0 | 0 | 0 | 0 | 0 | 0 | 0.33499 | 0 | 0 | 0 | 0 | 0 | 0 | 0 | 0 | 0 | 0 | 0 | 0.047552 | 0.00013 | 0.00025 | 0.00038 | 0.0005 | 0.12879 | 0 | 0.006537 |  | 0.0998 | 0.1355 | 0.2049 | 0.2056
2014-09-10 | 20時 |  | 0 | 0 | 0 | 0 | [9 empty] | 0 | 0 | 0 | 0 | 0 | 0 | 0 | 0 | 0 | 0 | 0.24683 | 0 | 0 | 0 | 0 | 0 | 0 | 0 | 0 | 0 | 0 | 0 | 0.047552 | 0.00033 | 0.00067 | 0.001 | 0.00133 | 0.16769 | 0.10779 | 0.006537 |  | 0.0917 | 0.1275 | 0.2183 | 0.219
2014-09-10 | 21時 |  | 0 | 0 | 0 | 0 | [9 empty] | 0 | 0 | 0 | 0 | 0 | 0 | 0 | 0 | 0 | 0 | 0.16117 | 0 | 0 | 0 | 0 | 0 | 0 | 0 | 0 | 0 | 0 | 0 | 0.047552 | 0.00628 | 0.01256 | 0.01884 | 0.02512 | 0.12467 | 0.18846 | 0.012659 |  | 0.1755 | 0.2411 | 0.3458 | 0.3465
2014-09-10 | 22時 |  | 0 | 0 | 0 | 0 | [9 empty] | 0 | 0 | 0 | 0 | 0 | 0 | 0 | 0 | 0 | 0 | 0.022757 | 0 | 0 | 0 | 0 | 0 | 0 | 0 | 0 | 0 | 0 | 0 | 0.047552 | 0.00649 | 0.01298 | 0.01947 | 0.02595 | 0.12467 | 0.16133 | 0.043827 |  | 0.1139 | 0.1795 | 0.3002 | 0.3009
2014-09-10 | 23時 |  | 0 | 0 | 0 | 0 | [9 empty] | 0 | 0 | 0 | 0 | 0 | 0 | 0 | 0 | 0 | 0 | 9.01e-05 | 0 | 0 | 0 | 0 | 0 | 0 | 0 | 0 | 0 | 0 | 0 | 0.047552 | 0.00331 | 0.00661 | 0.00992 | 0.01323 | 0.062335 | 0.15709 | 0.04296 |  | 0.1578 | 0.1578 | 0.1806 | 0.1812
2014-09-11 | 0時 |  | 0 | 0 | 0 | 0 | [9 empty] | 0 | 0 | 0 | 0 | 0 | 0 | 0 | 0 | 0 | 0 | 0 | 0 | 0 | 0 | 0 | 0 | 0 | 0 | 0 | 0 | 0 | 0 | 0.047552 | 0.00013 | 0.00025 | 0.00038 | 0.0005 | 0 | 0.078899 | 0.011656 |  | 0.1578 | 0.1578 | 0.1806 | 0.1812
2014-09-11 | 1時 |  | 0 | 0 | 0 | 0 | [9 empty] | 0 | 0 | 0 | 0 | 0 | 0 | 0 | 0 | 0 | 0 | 0 | 0 | 0 | 0 | 0 | 0 | 0 | 0 | 0 | 0 | 0 | 0 | 0.047552 | 0.00013 | 0.00025 | 0.00038 | 0.0005 | 0 | 0 | 0 |  | 0.0483 | 0.0483 | 0.0711 | 0.0717
2014-09-11 | 2時 |  | 0 | 0 | 0 | 0 | [9 empty] | 0 | 0 | 0 | 0 | 0 | 0 | 0 | 0 | 0 | 0 | 0 | 0 | 0 | 0 | 0 | 0 | 0 | 0 | 0 | 0 | 0 | 0 | 0.047552 | 0.00013 | 0.00025 | 0.00038 | 0.0005 | 0 | 0 | 0 |  | 0.056 | 0.0561 | 0.0788 | 0.0795
2014-09-11 | 3時 |  | 0 | 0 | 0 | 0 | [9 empty] | 0 | 0 | 0 | 0 | 0 | 0 | 0 | 0 | 0 | 0 | 0 | 0 | 0 | 0 | 0 | 0 | 0 | 0 | 0 | 0 | 0 | 0 | 0.047552 | 0.00013 | 0.00025 | 0.00038 | 0.0005 | 0 | 0 | 0 |  | 0.056 | 0.0561 | 0.0788 | 0.0795
2014-09-11 | 4時 |  | 0 | 0 | 0 | 0 | [9 empty] | 0 | 0 | 0 | 0 | 0 | 0 | 0 | 0 | 0 | 0 | 0 | 0 | 0 | 0 | 0 | 0 | 0 | 0 | 0 | 0 | 0 | 0 | 0.047552 | 0.00013 | 0.00025 | 0.00038 | 0.0005 | 0 | 0 | 0 |  | 0.0483 | 0.0483 | 0.0711 | 0.0717
2014-09-11 | 5時 |  | 0 | 0 | 0 | 0 | [9 empty] | 0 | 0 | 0 | 0 | 0 | 0 | 0 | 0 | 0 | 0 | 0 | 0 | 0 | 0 | 0 | 0 | 0 | 0 | 0 | 0 | 0 | 0 | 0.047552 | 0.00013 | 0.00025 | 0.00038 | 0.0005 | 0 | 0 | 0 |  | 0.056 | 0.0561 | 0.0788 | 0.0795
2014-09-11 | 6時 |  | 0 | 0 | 0 | 0 | [9 empty] | 0 | 0 | 0 | 0 | 0 | 0 | 0 | 0 | 0 | 0 | 0 | 0 | 0 | 0 | 0 | 0 | 0 | 0 | 0 | 0 | 0 | 0 | 0.047552 | 0.00338 | 0.00675 | 0.01013 | 0.01351 | 0 | 0.024649 | 0.011815 |  | 0.1925 | 0.2611 | 0.3525 | 0.3531
2014-09-11 | 7時 |  | 0 | 0 | 0 | 0 | [9 empty] | 0 | 0 | 0 | 0 | 0 | 0 | 0 | 0 | 0 | 0 | 0 | 0 | 0 | 0 | 0 | 0 | 0 | 0 | 0 | 0 | 0 | 0 | 0.047552 | 0.00054 | 0.00108 | 0.00163 | 0.00217 | 0.13859 | 0.053895 | 0.036861 |  | 0.1524 | 0.248 | 0.3662 | 0.3669
2014-09-11 | 8時 |  | 0 | 0 | 0 | 0 | [9 empty] | 0 | 0 | 0 | 0 | 0 | 0 | 0 | 0 | 0 | 0 | 0.31779 | 0 | 0 | 0 | 0 | 0 | 0 | 0 | 0 | 0 | 0 | 0 | 0.047552 | 0.00054 | 0.00108 | 0.00163 | 0.00217 | 0.093503 | 0 | 0.035602 |  | 0.1091 | 0.1448 | 0.2032 | 0.2039
2014-09-11 | 9時 |  | 0 | 0 | 0 | 0 | [9 empty] | 0 | 0 | 0 | 0 | 0 | 0 | 0 | 0 | 0 | 0 | 0.87685 | 0 | 0 | 0 | 0 | 0 | 0 | 0 | 0 | 0 | 0 | 0 | 0.047552 | 0.00013 | 0.00025 | 0.00038 | 0.0005 | 0.17838 | 0.10971 | 0.042749 |  | 0.3011 | 0.3368 | 0.3953 | 0.396
2014-09-11 | 10時 |  | 0 | 0 | 0 | 0 | [9 empty] | 0 | 0 | 0 | 0 | 0 | 0 | 0 | 0 | 0 | 0 | 1.6 | 0 | 0 | 0 | 0 | 0 | 0 | 0 | 0 | 0 | 0 | 0 | 0.047552 | 0.00033 | 0.00067 | 0.001 | 0.00133 | 0.093503 | 0 | 0.012523 |  | 0.0483 | 0.0483 | 0.0711 | 0.0717
2014-09-11 | 11時 |  | 0 | 0 | 0 | 0 | [9 empty] | 0 | 0 | 0 | 0 | 0 | 0 | 0 | 0 | 0 | 0 | 1.7369 | 0 | 0 | 0 | 0 | 0 | 0 | 0 | 0 | 0 | 0 | 0 | 0.047552 | 0.00013 | 0.00025 | 0.00038 | 0.0005 | 0 | 0 | 0.0052775 |  | 0.056 | 0.0561 | 0.0788 | 0.0795
2014-09-11 | 12時 |  | 0 | 0 | 0 | 0 | [9 empty] | 0 | 0 | 0 | 0 | 0 | 0 | 0 | 0 | 0 | 0 | 1.7077 | 0 | 0 | 0 | 0 | 0 | 0 | 0 | 0 | 0 | 0 | 0 | 0.047552 | 0.00338 | 0.00675 | 0.01013 | 0.01351 | 0.05371 | 0 | 0.0052775 |  | 0.1983 | 0.2727 | 0.3698 | 0.3705
2014-09-11 | 13時 |  | 0 | 0 | 0 | 0 | [9 empty] | 0 | 0 | 0 | 0 | 0 | 0 | 0 | 0 | 0 | 0 | 1.7866 | 0 | 0 | 0 | 0 | 0 | 0 | 0 | 0 | 0 | 0 | 0 | 0.047552 | 0.00033 | 0.00067 | 0.001 | 0.00133 | 0.11604 | 0 | 0 |  | 0.0483 | 0.0483 | 0.0711 | 0.0717
2014-09-11 | 14時 |  | 0 | 0 | 0 | 0 | [9 empty] | 0 | 0 | 0 | 0 | 0 | 0 | 0 | 0 | 0 | 0 | 1.7459 | 0 | 0 | 0 | 0 | 0 | 0 | 0 | 0 | 0 | 0 | 0 | 0.047552 | 0.00013 | 0.00025 | 0.00038 | 0.0005 | 0.031168 | 0 | 0.017801 |  | 0.056 | 0.0561 | 0.0788 | 0.0795
2014-09-11 | 15時 |  | 0 | 0 | 0 | 0 | [9 empty] | 0 | 0 | 0 | 0 | 0 | 0 | 0 | 0 | 0 | 0 | 1.5873 | 0 | 0 | 0 | 0 | 0 | 0 | 0 | 0 | 0 | 0 | 0 | 0.047552 | 0.00013 | 0.00025 | 0.00038 | 0.0005 | 0 | 0 | 0 |  | 0.056 | 0.0561 | 0.0788 | 0.0795
2014-09-11 | 16時 |  | 0 | 0 | 0 | 0 | [9 empty] | 0 | 0 | 0 | 0 | 0 | 0 | 0 | 0 | 0 | 0 | 0.77957 | 0 | 0 | 0 | 0 | 0 | 0 | 0 | 0 | 0 | 0 | 0 | 0.047552 | 0.00033 | 0.00067 | 0.001 | 0.00133 | 0.062335 | 0 | 0.0052775 |  | 0.0483 | 0.0483 | 0.0711 | 0.0717
2014-09-11 | 17時 |  | 0 | 0 | 0 | 0 | [9 empty] | 0 | 0 | 0 | 0 | 0 | 0 | 0 | 0 | 0 | 0 | 0.27809 | 0 | 0 | 0 | 0 | 0 | 0 | 0 | 0 | 0 | 0 | 0 | 0.047552 | 0.00033 | 0.00067 | 0.001 | 0.00133 | 0.10536 | 0 | 0.0082775 |  | 0.1304 | 0.2048 | 0.3019 | 0.3026
2014-09-11 | 18時 |  | 0 | 0 | 0 | 0 | [9 empty] | 0 | 0 | 0 | 0 | 0 | 0 | 0 | 0 | 0 | 0 | 0.057613 | 0 | 0 | 0 | 0 | 0 | 0 | 0 | 0 | 0 | 0 | 0 | 0.047552 | 0.00642 | 0.01284 | 0.01926 | 0.02568 | 0.12467 | 0 | 0.0082775 |  | 0.303 | 0.3387 | 0.3972 | 0.5469
2014-09-11 | 19時 |  | 0 | 0 | 0 | 0 | [9 empty] | 0 | 0 | 0 | 0 | 0 | 0 | 0 | 0 | 0 | 0 | 0.098562 | 0 | 0 | 0 | 0 | 0 | 0 | 0 | 0 | 0 | 0 | 0 | 0.047552 | 0.00642 | 0.01284 | 0.01926 | 0.02568 | 0.21072 | 0.10708 | 0.0082775 |  | 0.0991 | 0.1348 | 0.1932 | 0.1939
2014-09-11 | 20時 |  | 0 | 0 | 0 | 0 | [9 empty] | 0 | 0 | 0 | 0 | 0 | 0 | 0 | 0 | 0 | 0 | 0.065755 | 0 | 0 | 0 | 0 | 0 | 0 | 0 | 0 | 0 | 0 | 0 | 0.047552 | 0.00033 | 0.00067 | 0.001 | 0.00133 | 0.14927 | 0.027125 | 0 |  | 0.0917 | 0.1275 | 0.2102 | 0.2109
2014-09-11 | 21時 |  | 0 | 0 | 0 | 0 | [9 empty] | 0 | 0 | 0 | 0 | 0 | 0 | 0 | 0 | 0 | 0 | 0.018147 | 0 | 0 | 0 | 0 | 0 | 0 | 0 | 0 | 0 | 0 | 0 | 0.047552 | 0.00033 | 0.00067 | 0.001 | 0.00133 | 0.14618 | 0.10814 | 0.031304 |  | 0.1216 | 0.1873 | 0.2837 | 0.2844
2014-09-11 | 22時 |  | 0 | 0 | 0 | 0 | [9 empty] | 0 | 0 | 0 | 0 | 0 | 0 | 0 | 0 | 0 | 0 | 0.00041294 | 0 | 0 | 0 | 0 | 0 | 0 | 0 | 0 | 0 | 0 | 0 | 0.047552 | 0.00628 | 0.01256 | 0.01884 | 0.02512 | 0.12467 | 0.16133 | 0.043827 |  | 0.1738 | 0.1917 | 0.262 | 0.2626
2014-09-11 | 23時 |  | 0 | 0 | 0 | 0 | [9 empty] | 0 | 0 | 0 | 0 | 0 | 0 | 0 | 0 | 0 | 0 | 0 | 0 | 0 | 0 | 0 | 0 | 0 | 0 | 0 | 0 | 0 | 0 | 0.047552 | 0.0067 | 0.01339 | 0.02009 | 0.02679 | 0.12467 | 0.18881 | 0.031848 |  | 0.1877 | 0.2176 | 0.2756 | 0.2763
2014-09-12 | 0時 |  | 0 | 0 | 0 | 0 | [9 empty] | 0 | 0 | 0 | 0 | 0 | 0 | 0 | 0 | 0 | 0 | 0 | 0 | 0 | 0 | 0 | 0 | 0 | 0 | 0 | 0 | 0 | 0 | 0.047552 | 0.00013 | 0.00025 | 0.00038 | 0.0005 | 0 | 0.078899 | 0.011656 |  | 0.1578 | 0.1578 | 0.1806 | 0.1812
2014-09-12 | 1時 |  | 0 | 0 | 0 | 0 | [9 empty] | 0 | 0 | 0 | 0 | 0 | 0 | 0 | 0 | 0 | 0 | 0 | 0 | 0 | 0 | 0 | 0 | 0 | 0 | 0 | 0 | 0 | 0 | 0.047552 | 0.00013 | 0.00025 | 0.00038 | 0.0005 | 0 | 0 | 0 |  | 0.0483 | 0.0483 | 0.0711 | 0.0717
2014-09-12 | 2時 |  | 0 | 0 | 0 | 0 | [9 empty] | 0 | 0 | 0 | 0 | 0 | 0 | 0 | 0 | 0 | 0 | 0 | 0 | 0 | 0 | 0 | 0 | 0 | 0 | 0 | 0 | 0 | 0 | 0.047552 | 0.00013 | 0.00025 | 0.00038 | 0.0005 | 0 | 0 | 0 |  | 0.056 | 0.0561 | 0.0788 | 0.0795
2014-09-12 | 3時 |  | 0 | 0 | 0 | 0 | [9 empty] | 0 | 0 | 0 | 0 | 0 | 0 | 0 | 0 | 0 | 0 | 0 | 0 | 0 | 0 | 0 | 0 | 0 | 0 | 0 | 0 | 0 | 0 | 0.047552 | 0.00013 | 0.00025 | 0.00038 | 0.0005 | 0 | 0 | 0 |  | 0.056 | 0.0561 | 0.0788 | 0.0795
2014-09-12 | 4時 |  | 0 | 0 | 0 | 0 | [9 empty] | 0 | 0 | 0 | 0 | 0 | 0 | 0 | 0 | 0 | 0 | 0 | 0 | 0 | 0 | 0 | 0 | 0 | 0 | 0 | 0 | 0 | 0 | 0.047552 | 0.00013 | 0.00025 | 0.00038 | 0.0005 | 0 | 0 | 0 |  | 0.0483 | 0.0483 | 0.0711 | 0.0717
2014-09-12 | 5時 |  | 0 | 0 | 0 | 0 | [9 empty] | 0 | 0 | 0 | 0 | 0 | 0 | 0 | 0 | 0 | 0 | 0 | 0 | 0 | 0 | 0 | 0 | 0 | 0 | 0 | 0 | 0 | 0 | 0.047552 | 0.00013 | 0.00025 | 0.00038 | 0.0005 | 0 | 0 | 0 |  | 0.056 | 0.0561 | 0.0788 | 0.0795
2014-09-12 | 6時 |  | 0 | 0 | 0 | 0 | [9 empty] | 0 | 0 | 0 | 0 | 0 | 0 | 0 | 0 | 0 | 0 | 0 | 0 | 0 | 0 | 0 | 0 | 0 | 0 | 0 | 0 | 0 | 0 | 0.047552 | 0.00338 | 0.00675 | 0.01013 | 0.01351 | 0 | 0.024649 | 0.011815 |  | 0.1925 | 0.2611 | 0.3525 | 0.3531
2014-09-12 | 7時 |  | 0 | 0 | 0 | 0 | [9 empty] | 0 | 0 | 0 | 0 | 0 | 0 | 0 | 0 | 0 | 0 | 0 | 0 | 0 | 0 | 0 | 0 | 0 | 0 | 0 | 0 | 0 | 0 | 0.047552 | 0.00054 | 0.00108 | 0.00163 | 0.00217 | 0.13859 | 0.053895 | 0.036861 |  | 0.1524 | 0.248 | 0.3662 | 0.3669
2014-09-12 | 8時 |  | 0 | 0 | 0 | 0 | [9 empty] | 0 | 0 | 0 | 0 | 0 | 0 | 0 | 0 | 0 | 0 | 0 | 0 | 0 | 0 | 0 | 0 | 0 | 0 | 0 | 0 | 0 | 0 | 0.047552 | 0.00054 | 0.00108 | 0.00163 | 0.00217 | 0.093503 | 0 | 0.035602 |  | 0.1091 | 0.1448 | 0.2032 | 0.2039
2014-09-12 | 9時 |  | 0 | 0 | 0 | 0 | [9 empty] | 0 | 0 | 0 | 0 | 0 | 0 | 0 | 0 | 0 | 0 | 0.031454 | 0 | 0 | 0 | 0 | 0 | 0 | 0 | 0 | 0 | 0 | 0 | 0.047552 | 0.00013 | 0.00025 | 0.00038 | 0.0005 | 0.17838 | 0.10971 | 0.042749 |  | 0.3011 | 0.3368 | 0.3953 | 0.396
2014-09-12 | 10時 |  | 0 | 0 | 0 | 0 | [9 empty] | 0 | 0 | 0 | 0 | 0 | 0 | 0 | 0 | 0 | 0 | 0.54432 | 0 | 0 | 0 | 0 | 0 | 0 | 0 | 0 | 0 | 0 | 0 | 0.047552 | 0.00033 | 0.00067 | 0.001 | 0.00133 | 0.093503 | 0 | 0.012523 |  | 0.0483 | 0.0483 | 0.0711 | 0.0717
2014-09-12 | 11時 |  | 0 | 0 | 0 | 0 | [9 empty] | 0 | 0 | 0 | 0 | 0 | 0 | 0 | 0 | 0 | 0 | 1.3192 | 0 | 0 | 0 | 0 | 0 | 0 | 0 | 0 | 0 | 0 | 0 | 0.047552 | 0.00013 | 0.00025 | 0.00038 | 0.0005 | 0 | 0 | 0.0052775 |  | 0.056 | 0.0561 | 0.0788 | 0.0795
2014-09-12 | 12時 |  | 0 | 0 | 0 | 0 | [9 empty] | 0 | 0 | 0 | 0 | 0 | 0 | 0 | 0 | 0 | 0 | 1.6064 | 0 | 0 | 0 | 0 | 0 | 0 | 0 | 0 | 0 | 0 | 0 | 0.047552 | 0.00338 | 0.00675 | 0.01013 | 0.01351 | 0.05371 | 0 | 0.0052775 |  | 0.1983 | 0.2727 | 0.3698 | 0.3705
2014-09-12 | 13時 |  | 0 | 0 | 0 | 0 | [9 empty] | 0 | 0 | 0 | 0 | 0 | 0 | 0 | 0 | 0 | 0 | 1.6295 | 0 | 0 | 0 | 0 | 0 | 0 | 0 | 0 | 0 | 0 | 0 | 0.047552 | 0.00033 | 0.00067 | 0.001 | 0.00133 | 0.11604 | 0 | 0 |  | 0.0483 | 0.0483 | 0.0711 | 0.0717
2014-09-12 | 14時 |  | 0 | 0 | 0 | 0 | [9 empty] | 0 | 0 | 0 | 0 | 0 | 0 | 0 | 0 | 0 | 0 | 1.6605 | 0 | 0 | 0 | 0 | 0 | 0 | 0 | 0 | 0 | 0 | 0 | 0.047552 | 0.00013 | 0.00025 | 0.00038 | 0.0005 | 0.031168 | 0 | 0.017801 |  | 0.056 | 0.0561 | 0.0788 | 0.0795
2014-09-12 | 15時 |  | 0 | 0 | 0 | 0 | [9 empty] | 0 | 0 | 0 | 0 | 0 | 0 | 0 | 0 | 0 | 0 | 1.6466 | 0 | 0 | 0 | 0 | 0 | 0 | 0 | 0 | 0 | 0 | 0 | 0.047552 | 0.00013 | 0.00025 | 0.00038 | 0.0005 | 0 | 0 | 0 |  | 0.056 | 0.0561 | 0.0788 | 0.0795
2014-09-12 | 16時 |  | 0 | 0 | 0 | 0 | [9 empty] | 0 | 0 | 0 | 0 | 0 | 0 | 0 | 0 | 0 | 0 | 1.0902 | 0 | 0 | 0 | 0 | 0 | 0 | 0 | 0 | 0 | 0 | 0 | 0.047552 | 0.00033 | 0.00067 | 0.001 | 0.00133 | 0.062335 | 0 | 0.0052775 |  | 0.0483 | 0.0483 | 0.0711 | 0.0717
2014-09-12 | 17時 |  | 0 | 0 | 0 | 0 | [9 empty] | 0 | 0 | 0 | 0 | 0 | 0 | 0 | 0 | 0 | 0 | 0.52215 | 0 | 0 | 0 | 0 | 0 | 0 | 0 | 0 | 0 | 0 | 0 | 0.047552 | 0.00033 | 0.00067 | 0.001 | 0.00133 | 0.10536 | 0 | 0.0082775 |  | 0.1304 | 0.2048 | 0.3019 | 0.3026
2014-09-12 | 18時 |  | 0 | 0 | 0 | 0 | [9 empty] | 0 | 0 | 0 | 0 | 0 | 0 | 0 | 0 | 0 | 0 | 0.098561 | 0 | 0 | 0 | 0 | 0 | 0 | 0 | 0 | 0 | 0 | 0 | 0.047552 | 0.00642 | 0.01284 | 0.01926 | 0.02568 | 0.12467 | 0 | 0.0082775 |  | 0.303 | 0.3387 | 0.3972 | 0.5469
2014-09-12 | 19時 |  | 0 | 0 | 0 | 0 | [9 empty] | 0 | 0 | 0 | 0 | 0 | 0 | 0 | 0 | 0 | 0 | 0.10112 | 0 | 0 | 0 | 0 | 0 | 0 | 0 | 0 | 0 | 0 | 0 | 0.047552 | 0.00642 | 0.01284 | 0.01926 | 0.02568 | 0.21072 | 0.10708 | 0.0082775 |  | 0.0991 | 0.1348 | 0.1932 | 0.1939
2014-09-12 | 20時 |  | 0 | 0 | 0 | 0 | [9 empty] | 0 | 0 | 0 | 0 | 0 | 0 | 0 | 0 | 0 | 0 | 0.065072 | 0 | 0 | 0 | 0 | 0 | 0 | 0 | 0 | 0 | 0 | 0 | 0.047552 | 0.00033 | 0.00067 | 0.001 | 0.00133 | 0.14927 | 0.027125 | 0 |  | 0.0917 | 0.1275 | 0.2102 | 0.2109
2014-09-12 | 21時 |  | 0 | 0 | 0 | 0 | [9 empty] | 0 | 0 | 0 | 0 | 0 | 0 | 0 | 0 | 0 | 0 | 0.01533 | 0 | 0 | 0 | 0 | 0 | 0 | 0 | 0 | 0 | 0 | 0 | 0.047552 | 0.00033 | 0.00067 | 0.001 | 0.00133 | 0.14618 | 0.10814 | 0.031304 |  | 0.1216 | 0.1873 | 0.2837 | 0.2844
2014-09-12 | 22時 |  | 0 | 0 | 0 | 0 | [9 empty] | 0 | 0 | 0 | 0 | 0 | 0 | 0 | 0 | 0 | 0 | 0 | 0 | 0 | 0 | 0 | 0 | 0 | 0 | 0 | 0 | 0 | 0 | 0.047552 | 0.00628 | 0.01256 | 0.01884 | 0.02512 | 0.12467 | 0.16133 | 0.043827 |  | 0.1738 | 0.1917 | 0.262 | 0.2626
2014-09-12 | 23時 |  | 0 | 0 | 0 | 0 | [9 empty] | 0 | 0 | 0 | 0 | 0 | 0 | 0 | 0 | 0 | 0 | 0 | 0 | 0 | 0 | 0 | 0 | 0 | 0 | 0 | 0 | 0 | 0 | 0.047552 | 0.0067 | 0.01339 | 0.02009 | 0.02679 | 0.12467 | 0.18881 | 0.031848 |  | 0.1877 | 0.2176 | 0.2756 | 0.2763
2014-09-13 | 0時 |  | 0 | 0 | 0 | 0 | [9 empty] | 0 | 0 | 0 | 0 | 0 | 0 | 0 | 0 | 0 | 0 | 0 | 0 | 0 | 0 | 0 | 0 | 0 | 0 | 0 | 0 | 0 | 0 | 0.047552 | 0.00013 | 0.00025 | 0.00038 | 0.0005 | 0 | 0.078899 | 0.011656 |  | 0.1578 | 0.1578 | 0.1806 | 0.1812
2014-09-13 | 1時 |  | 0 | 0 | 0 | 0 | [9 empty] | 0 | 0 | 0 | 0 | 0 | 0 | 0 | 0 | 0 | 0 | 0 | 0 | 0 | 0 | 0 | 0 | 0 | 0 | 0 | 0 | 0 | 0 | 0.047552 | 0.00013 | 0.00025 | 0.00038 | 0.0005 | 0 | 0 | 0 |  | 0.0483 | 0.0483 | 0.0711 | 0.0717
2014-09-13 | 2時 |  | 0 | 0 | 0 | 0 | [9 empty] | 0 | 0 | 0 | 0 | 0 | 0 | 0 | 0 | 0 | 0 | 0 | 0 | 0 | 0 | 0 | 0 | 0 | 0 | 0 | 0 | 0 | 0 | 0.047552 | 0.00013 | 0.00025 | 0.00038 | 0.0005 | 0 | 0 | 0 |  | 0.056 | 0.0561 | 0.0788 | 0.0795
2014-09-13 | 3時 |  | 0 | 0 | 0 | 0 | [9 empty] | 0 | 0 | 0 | 0 | 0 | 0 | 0 | 0 | 0 | 0 | 0 | 0 | 0 | 0 | 0 | 0 | 0 | 0 | 0 | 0 | 0 | 0 | 0.047552 | 0.00013 | 0.00025 | 0.00038 | 0.0005 | 0 | 0 | 0 |  | 0.056 | 0.0561 | 0.0788 | 0.0795
2014-09-13 | 4時 |  | 0 | 0 | 0 | 0 | [9 empty] | 0 | 0 | 0 | 0 | 0 | 0 | 0 | 0 | 0 | 0 | 0 | 0 | 0 | 0 | 0 | 0 | 0 | 0 | 0 | 0 | 0 | 0 | 0.047552 | 0.00013 | 0.00025 | 0.00038 | 0.0005 | 0 | 0 | 0 |  | 0.0483 | 0.0483 | 0.0711 | 0.0717
2014-09-13 | 5時 |  | 0 | 0 | 0 | 0 | [9 empty] | 0 | 0 | 0 | 0 | 0 | 0 | 0 | 0 | 0 | 0 | 0 | 0 | 0 | 0 | 0 | 0 | 0 | 0 | 0 | 0 | 0 | 0 | 0.047552 | 0.00013 | 0.00025 | 0.00038 | 0.0005 | 0 | 0 | 0 |  | 0.056 | 0.0561 | 0.0788 | 0.0795
2014-09-13 | 6時 |  | 0 | 0 | 0 | 0 | [9 empty] | 0 | 0 | 0 | 0 | 0 | 0 | 0 | 0 | 0 | 0 | 0 | 0 | 0 | 0 | 0 | 0 | 0 | 0 | 0 | 0 | 0 | 0 | 0.047552 | 0.00338 | 0.00675 | 0.01013 | 0.01351 | 0 | 0.024649 | 0.011815 |  | 0.1925 | 0.2611 | 0.3525 | 0.3531
2014-09-13 | 7時 |  | 0 | 0 | 0 | 0 | [9 empty] | 0 | 0 | 0 | 0 | 0 | 0 | 0 | 0 | 0 | 0 | 0 | 0 | 0 | 0 | 0 | 0 | 0 | 0 | 0 | 0 | 0 | 0 | 0.047552 | 0.00054 | 0.00108 | 0.00163 | 0.00217 | 0.13859 | 0.053895 | 0.036861 |  | 0.1524 | 0.248 | 0.3662 | 0.3669
2014-09-13 | 8時 |  | 0 | 0 | 0 | 0 | [9 empty] | 0 | 0 | 0 | 0 | 0 | 0 | 0 | 0 | 0 | 0 | 0 | 0 | 0 | 0 | 0 | 0 | 0 | 0 | 0 | 0 | 0 | 0 | 0.047552 | 0.00054 | 0.00108 | 0.00163 | 0.00217 | 0.093503 | 0 | 0.035602 |  | 0.1091 | 0.1448 | 0.2032 | 0.2039
2014-09-13 | 9時 |  | 0 | 0 | 0 | 0 | [9 empty] | 0 | 0 | 0 | 0 | 0 | 0 | 0 | 0 | 0 | 0 | 0 | 0 | 0 | 0 | 0 | 0 | 0 | 0 | 0 | 0 | 0 | 0 | 0.047552 | 0.00013 | 0.00025 | 0.00038 | 0.0005 | 0.17838 | 0.10971 | 0.042749 |  | 0.3011 | 0.3368 | 0.3953 | 0.396
2014-09-13 | 10時 |  | 0 | 0 | 0 | 0 | [9 empty] | 0 | 0 | 0 | 0 | 0 | 0 | 0 | 0 | 0 | 0 | 0.0023094 | 0 | 0 | 0 | 0 | 0 | 0 | 0 | 0 | 0 | 0 | 0 | 0.047552 | 0.00033 | 0.00067 | 0.001 | 0.00133 | 0.093503 | 0 | 0.012523 |  | 0.0483 | 0.0483 | 0.0711 | 0.0717
2014-09-13 | 11時 |  | 0 | 0 | 0 | 0 | [9 empty] | 0 | 0 | 0 | 0 | 0 | 0 | 0 | 0 | 0 | 0 | 0.25294 | 0 | 0 | 0 | 0 | 0 | 0 | 0 | 0 | 0 | 0 | 0 | 0.047552 | 0.00013 | 0.00025 | 0.00038 | 0.0005 | 0 | 0 | 0.0052775 |  | 0.056 | 0.0561 | 0.0788 | 0.0795
2014-09-13 | 12時 |  | 0 | 0 | 0 | 0 | [9 empty] | 0 | 0 | 0 | 0 | 0 | 0 | 0 | 0 | 0 | 0 | 0.35859 | 0 | 0 | 0 | 0 | 0 | 0 | 0 | 0 | 0 | 0 | 0 | 0.047552 | 0.00338 | 0.00675 | 0.01013 | 0.01351 | 0.05371 | 0 | 0.0052775 |  | 0.1983 | 0.2727 | 0.3698 | 0.3705
2014-09-13 | 13時 |  | 0 | 0 | 0 | 0 | [9 empty] | 0 | 0 | 0 | 0 | 0 | 0 | 0 | 0 | 0 | 0 | 0.13584 | 0 | 0 | 0 | 0 | 0 | 0 | 0 | 0 | 0 | 0 | 0 | 0.047552 | 0.00033 | 0.00067 | 0.001 | 0.00133 | 0.11604 | 0 | 0 |  | 0.0483 | 0.0483 | 0.0711 | 0.0717
2014-09-13 | 14時 |  | 0 | 0 | 0 | 0 | [9 empty] | 0 | 0 | 0 | 0 | 0 | 0 | 0 | 0 | 0 | 0 | 0.10551 | 0 | 0 | 0 | 0 | 0 | 0 | 0 | 0 | 0 | 0 | 0 | 0.047552 | 0.00013 | 0.00025 | 0.00038 | 0.0005 | 0.031168 | 0 | 0.017801 |  | 0.056 | 0.0561 | 0.0788 | 0.0795
2014-09-13 | 15時 |  | 0 | 0 | 0 | 0 | [9 empty] | 0 | 0 | 0 | 0 | 0 | 0 | 0 | 0 | 0 | 0 | 0.11864 | 0 | 0 | 0 | 0 | 0 | 0 | 0 | 0 | 0 | 0 | 0 | 0.047552 | 0.00013 | 0.00025 | 0.00038 | 0.0005 | 0 | 0 | 0 |  | 0.056 | 0.0561 | 0.0788 | 0.0795
2014-09-13 | 16時 |  | 0 | 0 | 0 | 0 | [9 empty] | 0 | 0 | 0 | 0 | 0 | 0 | 0 | 0 | 0 | 0 | 0.086121 | 0 | 0 | 0 | 0 | 0 | 0 | 0 | 0 | 0 | 0 | 0 | 0.047552 | 0.00033 | 0.00067 | 0.001 | 0.00133 | 0.062335 | 0 | 0.0052775 |  | 0.0483 | 0.0483 | 0.0711 | 0.0717
2014-09-13 | 17時 |  | 0 | 0 | 0 | 0 | [9 empty] | 0 | 0 | 0 | 0 | 0 | 0 | 0 | 0 | 0 | 0 | 0.0083437 | 0 | 0 | 0 | 0 | 0 | 0 | 0 | 0 | 0 | 0 | 0 | 0.047552 | 0.00033 | 0.00067 | 0.001 | 0.00133 | 0.10536 | 0 | 0.0082775 |  | 0.1304 | 0.2048 | 0.3019 | 0.3026
2014-09-13 | 18時 |  | 0 | 0 | 0 | 0 | [9 empty] | 0 | 0 | 0 | 0 | 0 | 0 | 0 | 0 | 0 | 0 | 0.0022856 | 0 | 0 | 0 | 0 | 0 | 0 | 0 | 0 | 0 | 0 | 0 | 0.047552 | 0.00642 | 0.01284 | 0.01926 | 0.02568 | 0.12467 | 0 | 0.0082775 |  | 0.303 | 0.3387 | 0.3972 | 0.5469
2014-09-13 | 19時 |  | 0 | 0 | 0 | 0 | [9 empty] | 0 | 0 | 0 | 0 | 0 | 0 | 0 | 0 | 0 | 0 | 0 | 0 | 0 | 0 | 0 | 0 | 0 | 0 | 0 | 0 | 0 | 0 | 0.047552 | 0.00642 | 0.01284 | 0.01926 | 0.02568 | 0.21072 | 0.10708 | 0.0082775 |  | 0.0991 | 0.1348 | 0.1932 | 0.1939
2014-09-13 | 20時 |  | 0 | 0 | 0 | 0 | [9 empty] | 0 | 0 | 0 | 0 | 0 | 0 | 0 | 0 | 0 | 0 | 0.025556 | 0 | 0 | 0 | 0 | 0 | 0 | 0 | 0 | 0 | 0 | 0 | 0.047552 | 0.00033 | 0.00067 | 0.001 | 0.00133 | 0.14927 | 0.027125 | 0 |  | 0.0917 | 0.1275 | 0.2102 | 0.2109
2014-09-13 | 21時 |  | 0 | 0 | 0 | 0 | [9 empty] | 0 | 0 | 0 | 0 | 0 | 0 | 0 | 0 | 0 | 0 | 0.00094896 | 0 | 0 | 0 | 0 | 0 | 0 | 0 | 0 | 0 | 0 | 0 | 0.047552 | 0.00033 | 0.00067 | 0.001 | 0.00133 | 0.14618 | 0.10814 | 0.031304 |  | 0.1216 | 0.1873 | 0.2837 | 0.2844
2014-09-13 | 22時 |  | 0 | 0 | 0 | 0 | [9 empty] | 0 | 0 | 0 | 0 | 0 | 0 | 0 | 0 | 0 | 0 | 0 | 0 | 0 | 0 | 0 | 0 | 0 | 0 | 0 | 0 | 0 | 0 | 0.047552 | 0.00628 | 0.01256 | 0.01884 | 0.02512 | 0.12467 | 0.16133 | 0.043827 |  | 0.1738 | 0.1917 | 0.262 | 0.2626
2014-09-13 | 23時 |  | 0 | 0 | 0 | 0 | [9 empty] | 0 | 0 | 0 | 0 | 0 | 0 | 0 | 0 | 0 | 0 | 0 | 0 | 0 | 0 | 0 | 0 | 0 | 0 | 0 | 0 | 0 | 0 | 0.047552 | 0.0067 | 0.01339 | 0.02009 | 0.02679 | 0.12467 | 0.18881 | 0.031848 |  | 0.1877 | 0.2176 | 0.2756 | 0.2763
2014-09-14 | 0時 |  | 0 | 0 | 0 | 0 | [9 empty] | 0 | 0 | 0 | 0 | 0 | 0 | 0 | 0 | 0 | 0 | 0 | 0 | 0 | 0 | 0 | 0 | 0 | 0 | 0 | 0 | 0 | 0 | 0.047552 | 0.00013 | 0.00025 | 0.00038 | 0.0005 | 0 | 0.078899 | 0.011656 |  | 0.1578 | 0.1578 | 0.1806 | 0.1812
2014-09-14 | 1時 |  | 0 | 0 | 0 | 0 | [9 empty] | 0 | 0 | 0 | 0 | 0 | 0 | 0 | 0 | 0 | 0 | 0 | 0 | 0 | 0 | 0 | 0 | 0 | 0 | 0 | 0 | 0 | 0 | 0.047552 | 0.00013 | 0.00025 | 0.00038 | 0.0005 | 0 | 0 | 0 |  | 0.0483 | 0.0483 | 0.0711 | 0.0717
2014-09-14 | 2時 |  | 0 | 0 | 0 | 0 | [9 empty] | 0 | 0 | 0 | 0 | 0 | 0 | 0 | 0 | 0 | 0 | 0 | 0 | 0 | 0 | 0 | 0 | 0 | 0 | 0 | 0 | 0 | 0 | 0.047552 | 0.00013 | 0.00025 | 0.00038 | 0.0005 | 0 | 0 | 0 |  | 0.056 | 0.0561 | 0.0788 | 0.0795
2014-09-14 | 3時 |  | 0 | 0 | 0 | 0 | [9 empty] | 0 | 0 | 0 | 0 | 0 | 0 | 0 | 0 | 0 | 0 | 0 | 0 | 0 | 0 | 0 | 0 | 0 | 0 | 0 | 0 | 0 | 0 | 0.047552 | 0.00013 | 0.00025 | 0.00038 | 0.0005 | 0 | 0 | 0 |  | 0.056 | 0.0561 | 0.0788 | 0.0795
2014-09-14 | 4時 |  | 0 | 0 | 0 | 0 | [9 empty] | 0 | 0 | 0 | 0 | 0 | 0 | 0 | 0 | 0 | 0 | 0 | 0 | 0 | 0 | 0 | 0 | 0 | 0 | 0 | 0 | 0 | 0 | 0.047552 | 0.00013 | 0.00025 | 0.00038 | 0.0005 | 0 | 0 | 0 |  | 0.0483 | 0.0483 | 0.0711 | 0.0717
2014-09-14 | 5時 |  | 0 | 0 | 0 | 0 | [9 empty] | 0 | 0 | 0 | 0 | 0 | 0 | 0 | 0 | 0 | 0 | 0 | 0 | 0 | 0 | 0 | 0 | 0 | 0 | 0 | 0 | 0 | 0 | 0.047552 | 0.00013 | 0.00025 | 0.00038 | 0.0005 | 0 | 0 | 0 |  | 0.056 | 0.0561 | 0.0788 | 0.0795
2014-09-14 | 6時 |  | 0 | 0 | 0 | 0 | [9 empty] | 0 | 0 | 0 | 0 | 0 | 0 | 0 | 0 | 0 | 0 | 0 | 0 | 0 | 0 | 0 | 0 | 0 | 0 | 0 | 0 | 0 | 0 | 0.047552 | 0.00338 | 0.00675 | 0.01013 | 0.01351 | 0 | 0.024649 | 0.011815 |  | 0.1925 | 0.2611 | 0.3525 | 0.3531
2014-09-14 | 7時 |  | 0 | 0 | 0 | 0 | [9 empty] | 0 | 0 | 0 | 0 | 0 | 0 | 0 | 0 | 0 | 0 | 0 | 0 | 0 | 0 | 0 | 0 | 0 | 0 | 0 | 0 | 0 | 0 | 0.047552 | 0.00054 | 0.00108 | 0.00163 | 0.00217 | 0.13859 | 0.053895 | 0.036861 |  | 0.1524 | 0.248 | 0.3662 | 0.3669
2014-09-14 | 8時 |  | 0 | 0 | 0 | 0 | [9 empty] | 0 | 0 | 0 | 0 | 0 | 0 | 0 | 0 | 0 | 0 | 0 | 0 | 0 | 0 | 0 | 0 | 0 | 0 | 0 | 0 | 0 | 0 | 0.047552 | 0.00054 | 0.00108 | 0.00163 | 0.00217 | 0.093503 | 0 | 0.035602 |  | 0.1091 | 0.1448 | 0.2032 | 0.2039
2014-09-14 | 9時 |  | 0 | 0 | 0 | 0 | [9 empty] | 0 | 0 | 0 | 0 | 0 | 0 | 0 | 0 | 0 | 0 | 0 | 0 | 0 | 0 | 0 | 0 | 0 | 0 | 0 | 0 | 0 | 0 | 0.047552 | 0.00013 | 0.00025 | 0.00038 | 0.0005 | 0.17838 | 0.10971 | 0.042749 |  | 0.3011 | 0.3368 | 0.3953 | 0.396
2014-09-14 | 10時 |  | 0 | 0 | 0 | 0 | [9 empty] | 0 | 0 | 0 | 0 | 0 | 0 | 0 | 0 | 0 | 0 | 0 | 0 | 0 | 0 | 0 | 0 | 0 | 0 | 0 | 0 | 0 | 0 | 0.047552 | 0.00033 | 0.00067 | 0.001 | 0.00133 | 0.093503 | 0 | 0.012523 |  | 0.0483 | 0.0483 | 0.0711 | 0.0717
2014-09-14 | 11時 |  | 0 | 0 | 0 | 0 | [9 empty] | 0 | 0 | 0 | 0 | 0 | 0 | 0 | 0 | 0 | 0 | 0.1618 | 0 | 0 | 0 | 0 | 0 | 0 | 0 | 0 | 0 | 0 | 0 | 0.047552 | 0.00013 | 0.00025 | 0.00038 | 0.0005 | 0 | 0 | 0.0052775 |  | 0.056 | 0.0561 | 0.0788 | 0.0795
2014-09-14 | 12時 |  | 0 | 0 | 0 | 0 | [9 empty] | 0 | 0 | 0 | 0 | 0 | 0 | 0 | 0 | 0 | 0 | 0.72502 | 0 | 0 | 0 | 0 | 0 | 0 | 0 | 0 | 0 | 0 | 0 | 0.047552 | 0.00338 | 0.00675 | 0.01013 | 0.01351 | 0.05371 | 0 | 0.0052775 |  | 0.1983 | 0.2727 | 0.3698 | 0.3705
2014-09-14 | 13時 |  | 0 | 0 | 0 | 0 | [9 empty] | 0 | 0 | 0 | 0 | 0 | 0 | 0 | 0 | 0 | 0 | 1.1932 | 0 | 0 | 0 | 0 | 0 | 0 | 0 | 0 | 0 | 0 | 0 | 0.047552 | 0.00033 | 0.00067 | 0.001 | 0.00133 | 0.11604 | 0 | 0 |  | 0.0483 | 0.0483 | 0.0711 | 0.0717
2014-09-14 | 14時 |  | 0 | 0 | 0 | 0 | [9 empty] | 0 | 0 | 0 | 0 | 0 | 0 | 0 | 0 | 0 | 0 | 1.4839 | 0 | 0 | 0 | 0 | 0 | 0 | 0 | 0 | 0 | 0 | 0 | 0.047552 | 0.00013 | 0.00025 | 0.00038 | 0.0005 | 0.031168 | 0 | 0.017801 |  | 0.056 | 0.0561 | 0.0788 | 0.0795
2014-09-14 | 15時 |  | 0 | 0 | 0 | 0 | [9 empty] | 0 | 0 | 0 | 0 | 0 | 0 | 0 | 0 | 0 | 0 | 1.1361 | 0 | 0 | 0 | 0 | 0 | 0 | 0 | 0 | 0 | 0 | 0 | 0.047552 | 0.00013 | 0.00025 | 0.00038 | 0.0005 | 0 | 0 | 0 |  | 0.056 | 0.0561 | 0.0788 | 0.0795
2014-09-14 | 16時 |  | 0 | 0 | 0 | 0 | [9 empty] | 0 | 0 | 0 | 0 | 0 | 0 | 0 | 0 | 0 | 0 | 0.63843 | 0 | 0 | 0 | 0 | 0 | 0 | 0 | 0 | 0 | 0 | 0 | 0.047552 | 0.00033 | 0.00067 | 0.001 | 0.00133 | 0.062335 | 0 | 0.0052775 |  | 0.0483 | 0.0483 | 0.0711 | 0.0717
2014-09-14 | 17時 |  | 0 | 0 | 0 | 0 | [9 empty] | 0 | 0 | 0 | 0 | 0 | 0 | 0 | 0 | 0 | 0 | 0.298 | 0 | 0 | 0 | 0 | 0 | 0 | 0 | 0 | 0 | 0 | 0 | 0.047552 | 0.00033 | 0.00067 | 0.001 | 0.00133 | 0.10536 | 0 | 0.0082775 |  | 0.1304 | 0.2048 | 0.3019 | 0.3026
2014-09-14 | 18時 |  | 0 | 0 | 0 | 0 | [9 empty] | 0 | 0 | 0 | 0 | 0 | 0 | 0 | 0 | 0 | 0 | 0.12716 | 0 | 0 | 0 | 0 | 0 | 0 | 0 | 0 | 0 | 0 | 0 | 0.047552 | 0.00642 | 0.01284 | 0.01926 | 0.02568 | 0.12467 | 0 | 0.0082775 |  | 0.303 | 0.3387 | 0.3972 | 0.5469
2014-09-14 | 19時 |  | 0 | 0 | 0 | 0 | [9 empty] | 0 | 0 | 0 | 0 | 0 | 0 | 0 | 0 | 0 | 0 | 0.131 | 0 | 0 | 0 | 0 | 0 | 0 | 0 | 0 | 0 | 0 | 0 | 0.047552 | 0.00642 | 0.01284 | 0.01926 | 0.02568 | 0.21072 | 0.10708 | 0.0082775 |  | 0.0991 | 0.1348 | 0.1932 | 0.1939
2014-09-14 | 20時 |  | 0 | 0 | 0 | 0 | [9 empty] | 0 | 0 | 0 | 0 | 0 | 0 | 0 | 0 | 0 | 0 | 0.087616 | 0 | 0 | 0 | 0 | 0 | 0 | 0 | 0 | 0 | 0 | 0 | 0.047552 | 0.00033 | 0.00067 | 0.001 | 0.00133 | 0.14927 | 0.027125 | 0 |  | 0.0917 | 0.1275 | 0.2102 | 0.2109
2014-09-14 | 21時 |  | 0 | 0 | 0 | 0 | [9 empty] | 0 | 0 | 0 | 0 | 0 | 0 | 0 | 0 | 0 | 0 | 0.020886 | 0 | 0 | 0 | 0 | 0 | 0 | 0 | 0 | 0 | 0 | 0 | 0.047552 | 0.00033 | 0.00067 | 0.001 | 0.00133 | 0.14618 | 0.10814 | 0.031304 |  | 0.1216 | 0.1873 | 0.2837 | 0.2844
2014-09-14 | 22時 |  | 0 | 0 | 0 | 0 | [9 empty] | 0 | 0 | 0 | 0 | 0 | 0 | 0 | 0 | 0 | 0 | 0.0039349 | 0 | 0 | 0 | 0 | 0 | 0 | 0 | 0 | 0 | 0 | 0 | 0.047552 | 0.00628 | 0.01256 | 0.01884 | 0.02512 | 0.12467 | 0.16133 | 0.043827 |  | 0.1738 | 0.1917 | 0.262 | 0.2626
2014-09-14 | 23時 |  | 0 | 0 | 0 | 0 | [9 empty] | 0 | 0 | 0 | 0 | 0 | 0 | 0 | 0 | 0 | 0 | 0 | 0 | 0 | 0 | 0 | 0 | 0 | 0 | 0 | 0 | 0 | 0 | 0.047552 | 0.0067 | 0.01339 | 0.02009 | 0.02679 | 0.12467 | 0.18881 | 0.031848 |  | 0.1877 | 0.2176 | 0.2756 | 0.2763
2014-09-15 | 0時 |  | 0 | 0 | 0 | 0 | [9 empty] | 0 | 0 | 0 | 0 | 0 | 0 | 0 | 0 | 0 | 0 | 0 | 0 | 0 | 0 | 0 | 0 | 0 | 0 | 0 | 0 | 0 | 0 | 0.047552 | 0.00013 | 0.00025 | 0.00038 | 0.0005 | 0 | 0 | 0 |  | 0.1578 | 0.1578 | 0.1806 | 0.1812
2014-09-15 | 1時 |  | 0 | 0 | 0 | 0 | [9 empty] | 0 | 0 | 0 | 0 | 0 | 0 | 0 | 0 | 0 | 0 | 0 | 0 | 0 | 0 | 0 | 0 | 0 | 0 | 0 | 0 | 0 | 0 | 0.047552 | 0.00013 | 0.00025 | 0.00038 | 0.0005 | 0 | 0 | 0 |  | 0.0483 | 0.0483 | 0.0711 | 0.0717
2014-09-15 | 2時 |  | 0 | 0 | 0 | 0 | [9 empty] | 0 | 0 | 0 | 0 | 0 | 0 | 0 | 0 | 0 | 0 | 0 | 0 | 0 | 0 | 0 | 0 | 0 | 0 | 0 | 0 | 0 | 0 | 0.047552 | 0.00013 | 0.00025 | 0.00038 | 0.0005 | 0 | 0 | 0 |  | 0.056 | 0.0561 | 0.0788 | 0.0795
2014-09-15 | 3時 |  | 0 | 0 | 0 | 0 | [9 empty] | 0 | 0 | 0 | 0 | 0 | 0 | 0 | 0 | 0 | 0 | 0 | 0 | 0 | 0 | 0 | 0 | 0 | 0 | 0 | 0 | 0 | 0 | 0.047552 | 0.00013 | 0.00025 | 0.00038 | 0.0005 | 0 | 0 | 0 |  | 0.056 | 0.0561 | 0.0788 | 0.0795
2014-09-15 | 4時 |  | 0 | 0 | 0 | 0 | [9 empty] | 0 | 0 | 0 | 0 | 0 | 0 | 0 | 0 | 0 | 0 | 0 | 0 | 0 | 0 | 0 | 0 | 0 | 0 | 0 | 0 | 0 | 0 | 0.047552 | 0.00013 | 0.00025 | 0.00038 | 0.0005 | 0 | 0 | 0 |  | 0.0483 | 0.0483 | 0.0711 | 0.0717
2014-09-15 | 5時 |  | 0 | 0 | 0 | 0 | [9 empty] | 0 | 0 | 0 | 0 | 0 | 0 | 0 | 0 | 0 | 0 | 0 | 0 | 0 | 0 | 0 | 0 | 0 | 0 | 0 | 0 | 0 | 0 | 0.047552 | 0.00013 | 0.00025 | 0.00038 | 0.0005 | 0 | 0 | 0 |  | 0.056 | 0.0561 | 0.0788 | 0.0795
2014-09-15 | 6時 |  | 0 | 0 | 0 | 0 | [9 empty] | 0 | 0 | 0 | 0 | 0 | 0 | 0 | 0 | 0 | 0 | 0 | 0 | 0 | 0 | 0 | 0 | 0 | 0 | 0 | 0 | 0 | 0 | 0.047552 | 0.00033 | 0.00067 | 0.001 | 0.00133 | 0 | 0.024649 | 0.011815 |  | 0.0859 | 0.1159 | 0.1685 | 0.1692
2014-09-15 | 7時 |  | 0 | 0 | 0 | 0 | [9 empty] | 0 | 0 | 0 | 0 | 0 | 0 | 0 | 0 | 0 | 0 | 0 | 0 | 0 | 0 | 0 | 0 | 0 | 0 | 0 | 0 | 0 | 0 | 0.047552 | 0.00033 | 0.00067 | 0.001 | 0.00133 | 0.093503 | 0 | 0.015347 |  | 0.2346 | 0.2703 | 0.3287 | 0.3294
2014-09-15 | 8時 |  | 0 | 0 | 0 | 0 | [9 empty] | 0 | 0 | 0 | 0 | 0 | 0 | 0 | 0 | 0 | 0 | 0 | 0 | 0 | 0 | 0 | 0 | 0 | 0 | 0 | 0 | 0 | 0 | 0.047552 | 0.00705 | 0.01409 | 0.02114 | 0.02818 | 0.13653 | 0.078545 | 0.060527 |  | 0.2282 | 0.3325 | 0.4595 | 0.4602
2014-09-15 | 9時 |  | 0 | 0 | 0 | 0 | [9 empty] | 0 | 0 | 0 | 0 | 0 | 0 | 0 | 0 | 0 | 0 | 0 | 0 | 0 | 0 | 0 | 0 | 0 | 0 | 0 | 0 | 0 | 0 | 0.047552 | 0.00013 | 0.00025 | 0.00038 | 0.0005 | 0.084877 | 0.053895 | 0.0052775 |  | 0.056 | 0.0561 | 0.0788 | 0.0795
2014-09-15 | 10時 |  | 0 | 0 | 0 | 0 | [9 empty] | 0 | 0 | 0 | 0 | 0 | 0 | 0 | 0 | 0 | 0 | 0.43161 | 0 | 0 | 0 | 0 | 0 | 0 | 0 | 0 | 0 | 0 | 0 | 0.047552 | 0.00013 | 0.00025 | 0.00038 | 0.0005 | 0 | 0 | 0 |  | 0.0483 | 0.0483 | 0.0711 | 0.0717
2014-09-15 | 11時 |  | 0 | 0 | 0 | 0 | [9 empty] | 0 | 0 | 0 | 0 | 0 | 0 | 0 | 0 | 0 | 0 | 0.44601 | 0 | 0 | 0 | 0 | 0 | 0 | 0 | 0 | 0 | 0 | 0 | 0.047552 | 0.00013 | 0.00025 | 0.00038 | 0.0005 | 0 | 0 | 0 |  | 0.056 | 0.0561 | 0.0788 | 0.0795
2014-09-15 | 12時 |  | 0 | 0 | 0 | 0 | [9 empty] | 0 | 0 | 0 | 0 | 0 | 0 | 0 | 0 | 0 | 0 | 0.27235 | 0 | 0 | 0 | 0 | 0 | 0 | 0 | 0 | 0 | 0 | 0 | 0.047552 | 0.00013 | 0.00025 | 0.00038 | 0.0005 | 0 | 0 | 0 |  | 0.056 | 0.0561 | 0.0788 | 0.0795
2014-09-15 | 13時 |  | 0 | 0 | 0 | 0 | [9 empty] | 0 | 0 | 0 | 0 | 0 | 0 | 0 | 0 | 0 | 0 | 0.19335 | 0 | 0 | 0 | 0 | 0 | 0 | 0 | 0 | 0 | 0 | 0 | 0.047552 | 0.00013 | 0.00025 | 0.00038 | 0.0005 | 0 | 0 | 0 |  | 0.0483 | 0.0483 | 0.0711 | 0.0717
2014-09-15 | 14時 |  | 0 | 0 | 0 | 0 | [9 empty] | 0 | 0 | 0 | 0 | 0 | 0 | 0 | 0 | 0 | 0 | 0.31573 | 0 | 0 | 0 | 0 | 0 | 0 | 0 | 0 | 0 | 0 | 0 | 0.047552 | 0.00013 | 0.00025 | 0.00038 | 0.0005 | 0 | 0 | 0 |  | 0.056 | 0.0561 | 0.0788 | 0.0795
2014-09-15 | 15時 |  | 0 | 0 | 0 | 0 | [9 empty] | 0 | 0 | 0 | 0 | 0 | 0 | 0 | 0 | 0 | 0 | 0.33187 | 0 | 0 | 0 | 0 | 0 | 0 | 0 | 0 | 0 | 0 | 0 | 0.047552 | 0.00013 | 0.00025 | 0.00038 | 0.0005 | 0 | 0 | 0 |  | 0.056 | 0.0561 | 0.0788 | 0.0795
2014-09-15 | 16時 |  | 0 | 0 | 0 | 0 | [9 empty] | 0 | 0 | 0 | 0 | 0 | 0 | 0 | 0 | 0 | 0 | 0.23944 | 0 | 0 | 0 | 0 | 0 | 0 | 0 | 0 | 0 | 0 | 0 | 0.047552 | 0.00013 | 0.00025 | 0.00038 | 0.0005 | 0 | 0 | 0 |  | 0.0483 | 0.0483 | 0.0711 | 0.0717
2014-09-15 | 17時 |  | 0 | 0 | 0 | 0 | [9 empty] | 0 | 0 | 0 | 0 | 0 | 0 | 0 | 0 | 0 | 0 | 0.10283 | 0 | 0 | 0 | 0 | 0 | 0 | 0 | 0 | 0 | 0 | 0 | 0.047552 | 0.00013 | 0.00025 | 0.00038 | 0.0005 | 0 | 0 | 0 |  | 0.056 | 0.0561 | 0.0788 | 0.0795
2014-09-15 | 18時 |  | 0 | 0 | 0 | 0 | [9 empty] | 0 | 0 | 0 | 0 | 0 | 0 | 0 | 0 | 0 | 0 | 0.11266 | 0 | 0 | 0 | 0 | 0 | 0 | 0 | 0 | 0 | 0 | 0 | 0.047552 | 0.00013 | 0.00025 | 0.00038 | 0.0005 | 0 | 0 | 0 |  | 0.056 | 0.0561 | 0.0788 | 0.0795
2014-09-15 | 19時 |  | 0 | 0 | 0 | 0 | [9 empty] | 0 | 0 | 0 | 0 | 0 | 0 | 0 | 0 | 0 | 0 | 0.021124 | 0 | 0 | 0 | 0 | 0 | 0 | 0 | 0 | 0 | 0 | 0 | 0.047552 | 0.00013 | 0.00025 | 0.00038 | 0.0005 | 0 | 0 | 0 |  | 0.0483 | 0.0483 | 0.0711 | 0.0717
2014-09-15 | 20時 |  | 0 | 0 | 0 | 0 | [9 empty] | 0 | 0 | 0 | 0 | 0 | 0 | 0 | 0 | 0 | 0 | 0.017594 | 0 | 0 | 0 | 0 | 0 | 0 | 0 | 0 | 0 | 0 | 0 | 0.047552 | 0.00054 | 0.00108 | 0.00163 | 0.00217 | 0.062335 | 0 | 0.0082775 |  | 0.1304 | 0.2048 | 0.3129 | 0.4626
2014-09-15 | 21時 |  | 0 | 0 | 0 | 0 | [9 empty] | 0 | 0 | 0 | 0 | 0 | 0 | 0 | 0 | 0 | 0 | 0.0063868 | 0 | 0 | 0 | 0 | 0 | 0 | 0 | 0 | 0 | 0 | 0 | 0.047552 | 0.00033 | 0.00067 | 0.001 | 0.00133 | 0.12467 | 0.026771 | 0.031304 |  | 0.1755 | 0.2411 | 0.3322 | 0.4447
2014-09-15 | 22時 |  | 0 | 0 | 0 | 0 | [9 empty] | 0 | 0 | 0 | 0 | 0 | 0 | 0 | 0 | 0 | 0 | 0 | 0 | 0 | 0 | 0 | 0 | 0 | 0 | 0 | 0 | 0 | 0 | 0.047552 | 0.00352 | 0.00703 | 0.01055 | 0.01406 | 0.12467 | 0.16133 | 0.043827 |  | 0.051 | 0.0511 | 0.0952 | 0.0959
2014-09-15 | 23時 |  | 0 | 0 | 0 | 0 | [9 empty] | 0 | 0 | 0 | 0 | 0 | 0 | 0 | 0 | 0 | 0 | 0 | 0 | 0 | 0 | 0 | 0 | 0 | 0 | 0 | 0 | 0 | 0 | 0.047552 | 0.00628 | 0.01256 | 0.01884 | 0.02512 | 0.062335 | 0.15709 | 0.044922 |  | 0.1877 | 0.2176 | 0.2703 | 0.2709
2014-09-16 | 0時 |  | 0 | 0 | 0 | 0 | [9 empty] | 0 | 0 | 0 | 0 | 0 | 0 | 0 | 0 | 0 | 0 | 0 | 0 | 0 | 0 | 0 | 0 | 0 | 0 | 0 | 0 | 0 | 0 | 0.047552 | 0.00013 | 0.00025 | 0.00038 | 0.0005 | 0 | 0 | 0 |  | 0.1578 | 0.1578 | 0.1806 | 0.1812
2014-09-16 | 1時 |  | 0 | 0 | 0 | 0 | [9 empty] | 0 | 0 | 0 | 0 | 0 | 0 | 0 | 0 | 0 | 0 | 0 | 0 | 0 | 0 | 0 | 0 | 0 | 0 | 0 | 0 | 0 | 0 | 0.047552 | 0.00013 | 0.00025 | 0.00038 | 0.0005 | 0 | 0 | 0 |  | 0.0483 | 0.0483 | 0.0711 | 0.0717
2014-09-16 | 2時 |  | 0 | 0 | 0 | 0 | [9 empty] | 0 | 0 | 0 | 0 | 0 | 0 | 0 | 0 | 0 | 0 | 0 | 0 | 0 | 0 | 0 | 0 | 0 | 0 | 0 | 0 | 0 | 0 | 0.047552 | 0.00013 | 0.00025 | 0.00038 | 0.0005 | 0 | 0 | 0 |  | 0.056 | 0.0561 | 0.0788 | 0.0795
2014-09-16 | 3時 |  | 0 | 0 | 0 | 0 | [9 empty] | 0 | 0 | 0 | 0 | 0 | 0 | 0 | 0 | 0 | 0 | 0 | 0 | 0 | 0 | 0 | 0 | 0 | 0 | 0 | 0 | 0 | 0 | 0.047552 | 0.00013 | 0.00025 | 0.00038 | 0.0005 | 0 | 0 | 0 |  | 0.056 | 0.0561 | 0.0788 | 0.0795
2014-09-16 | 4時 |  | 0 | 0 | 0 | 0 | [9 empty] | 0 | 0 | 0 | 0 | 0 | 0 | 0 | 0 | 0 | 0 | 0 | 0 | 0 | 0 | 0 | 0 | 0 | 0 | 0 | 0 | 0 | 0 | 0.047552 | 0.00013 | 0.00025 | 0.00038 | 0.0005 | 0 | 0 | 0 |  | 0.0483 | 0.0483 | 0.0711 | 0.0717
2014-09-16 | 5時 |  | 0 | 0 | 0 | 0 | [9 empty] | 0 | 0 | 0 | 0 | 0 | 0 | 0 | 0 | 0 | 0 | 0 | 0 | 0 | 0 | 0 | 0 | 0 | 0 | 0 | 0 | 0 | 0 | 0.047552 | 0.00013 | 0.00025 | 0.00038 | 0.0005 | 0 | 0 | 0 |  | 0.056 | 0.0561 | 0.0788 | 0.0795
2014-09-16 | 6時 |  | 0 | 0 | 0 | 0 | [9 empty] | 0 | 0 | 0 | 0 | 0 | 0 | 0 | 0 | 0 | 0 | 0 | 0 | 0 | 0 | 0 | 0 | 0 | 0 | 0 | 0 | 0 | 0 | 0.047552 | 0.00013 | 0.00025 | 0.00038 | 0.0005 | 0 | 0 | 0 |  | 0.056 | 0.0561 | 0.0788 | 0.0795
2014-09-16 | 7時 |  | 0 | 0 | 0 | 0 | [9 empty] | 0 | 0 | 0 | 0 | 0 | 0 | 0 | 0 | 0 | 0 | 0 | 0 | 0 | 0 | 0 | 0 | 0 | 0 | 0 | 0 | 0 | 0 | 0.047552 | 0.00054 | 0.00108 | 0.00163 | 0.00217 | 0 | 0.024649 | 0.022689 |  | 0.1168 | 0.1854 | 0.2767 | 0.2774
2014-09-16 | 8時 |  | 0 | 0 | 0 | 0 | [9 empty] | 0 | 0 | 0 | 0 | 0 | 0 | 0 | 0 | 0 | 0 | 0.23802 | 0 | 0 | 0 | 0 | 0 | 0 | 0 | 0 | 0 | 0 | 0 | 0.047552 | 0.00379 | 0.00759 | 0.01138 | 0.01518 | 0.084877 | 0.078545 | 0.064582 |  | 0.2156 | 0.2812 | 0.3696 | 0.3702
2014-09-16 | 9時 |  | 0 | 0 | 0 | 0 | [9 empty] | 0 | 0 | 0 | 0 | 0 | 0 | 0 | 0 | 0 | 0 | 1.3862 | 0 | 0 | 0 | 0 | 0 | 0 | 0 | 0 | 0 | 0 | 0 | 0.047552 | 0.00033 | 0.00067 | 0.001 | 0.00133 | 0.23209 | 0.16325 | 0.052059 |  | 0.2163 | 0.252 | 0.3265 | 0.3272
2014-09-16 | 10時 |  | 0 | 0 | 0 | 0 | [9 empty] | 0 | 0 | 0 | 0 | 0 | 0 | 0 | 0 | 0 | 0 | 1.508 | 0 | 0 | 0 | 0 | 0 | 0 | 0 | 0 | 0 | 0 | 0 | 0.047552 | 0.00054 | 0.00108 | 0.00163 | 0.00217 | 0.12467 | 0.21558 | 0.037471 |  | 0.1917 | 0.2274 | 0.3128 | 0.3134
2014-09-16 | 11時 |  | 0 | 0 | 0 | 0 | [9 empty] | 0 | 0 | 0 | 0 | 0 | 0 | 0 | 0 | 0 | 0 | 1.7081 | 0 | 0 | 0 | 0 | 0 | 0 | 0 | 0 | 0 | 0 | 0 | 0.047552 | 0.00033 | 0.00067 | 0.001 | 0.00133 | 0.12467 | 0.21558 | 0 |  | 0.1994 | 0.2352 | 0.315 | 0.3157
2014-09-16 | 12時 |  | 0 | 0 | 0 | 0 | [9 empty] | 0 | 0 | 0 | 0 | 0 | 0 | 0 | 0 | 0 | 0 | 1.6821 | 0 | 0 | 0 | 0 | 0 | 0 | 0 | 0 | 0 | 0 | 0 | 0.047552 | 0.00338 | 0.00675 | 0.01013 | 0.01351 | 0.14721 | 0.13456 | 0.018352 |  | 0.1983 | 0.2727 | 0.3698 | 0.3705
2014-09-16 | 13時 |  | 0 | 0 | 0 | 0 | [9 empty] | 0 | 0 | 0 | 0 | 0 | 0 | 0 | 0 | 0 | 0 | 1.8095 | 0 | 0 | 0 | 0 | 0 | 0 | 0 | 0 | 0 | 0 | 0 | 0.047552 | 0.00033 | 0.00067 | 0.001 | 0.00133 | 0.13756 | 0.026771 | 0.023629 |  | 0.0483 | 0.0483 | 0.0711 | 0.0717
2014-09-16 | 14時 |  | 0 | 0 | 0 | 0 | [9 empty] | 0 | 0 | 0 | 0 | 0 | 0 | 0 | 0 | 0 | 0 | 1.8996 | 0 | 0 | 0 | 0 | 0 | 0 | 0 | 0 | 0 | 0 | 0 | 0.047552 | 0.00013 | 0.00025 | 0.00038 | 0.0005 | 0 | 0 | 0 |  | 0.056 | 0.0561 | 0.0788 | 0.0795
2014-09-16 | 15時 |  | 0 | 0 | 0 | 0 | [9 empty] | 0 | 0 | 0 | 0 | 0 | 0 | 0 | 0 | 0 | 0 | 1.7932 | 0 | 0 | 0 | 0 | 0 | 0 | 0 | 0 | 0 | 0 | 0 | 0.047552 | 0.00013 | 0.00025 | 0.00038 | 0.0005 | 0 | 0 | 0 |  | 0.056 | 0.0561 | 0.0788 | 0.0795
2014-09-16 | 16時 |  | 0 | 0 | 0 | 0 | [9 empty] | 0 | 0 | 0 | 0 | 0 | 0 | 0 | 0 | 0 | 0 | 1.4545 | 0 | 0 | 0 | 0 | 0 | 0 | 0 | 0 | 0 | 0 | 0 | 0.047552 | 0.00054 | 0.00108 | 0.00163 | 0.00217 | 0.062335 | 0.054249 | 0.024058 |  | 0.2095 | 0.275 | 0.3956 | 0.5453
2014-09-16 | 17時 |  | 0 | 0 | 0 | 0 | [9 empty] | 0 | 0 | 0 | 0 | 0 | 0 | 0 | 0 | 0 | 0 | 0.65903 | 0 | 0 | 0 | 0 | 0 | 0 | 0 | 0 | 0 | 0 | 0 | 0.047552 | 0.00642 | 0.01284 | 0.01926 | 0.02568 | 0.12467 | 0.1085 | 0.026923 |  | 0.2423 | 0.2781 | 0.3689 | 0.5187
2014-09-16 | 18時 |  | 0 | 0 | 0 | 0 | [9 empty] | 0 | 0 | 0 | 0 | 0 | 0 | 0 | 0 | 0 | 0 | 0.24874 | 0 | 0 | 0 | 0 | 0 | 0 | 0 | 0 | 0 | 0 | 0 | 0.047552 | 0.00642 | 0.01284 | 0.01926 | 0.02568 | 0.21072 | 0.1085 | 0 |  | 0.1819 | 0.2177 | 0.2978 | 0.4476
2014-09-16 | 19時 |  | 0 | 0 | 0 | 0 | [9 empty] | 0 | 0 | 0 | 0 | 0 | 0 | 0 | 0 | 0 | 0 | 0.14749 | 0 | 0 | 0 | 0 | 0 | 0 | 0 | 0 | 0 | 0 | 0 | 0.047552 | 0.00013 | 0.00025 | 0.00038 | 0.0005 | 0.12879 | 0 | 0.006537 |  | 0.0998 | 0.1355 | 0.2049 | 0.2056
2014-09-16 | 20時 |  | 0 | 0 | 0 | 0 | [9 empty] | 0 | 0 | 0 | 0 | 0 | 0 | 0 | 0 | 0 | 0 | 0.070802 | 0 | 0 | 0 | 0 | 0 | 0 | 0 | 0 | 0 | 0 | 0 | 0.047552 | 0.00033 | 0.00067 | 0.001 | 0.00133 | 0.16769 | 0.10779 | 0.006537 |  | 0.0917 | 0.1275 | 0.2183 | 0.219
2014-09-16 | 21時 |  | 0 | 0 | 0 | 0 | [9 empty] | 0 | 0 | 0 | 0 | 0 | 0 | 0 | 0 | 0 | 0 | 0.025831 | 0 | 0 | 0 | 0 | 0 | 0 | 0 | 0 | 0 | 0 | 0 | 0.047552 | 0.00628 | 0.01256 | 0.01884 | 0.02512 | 0.12467 | 0.18846 | 0.012659 |  | 0.1755 | 0.2411 | 0.3458 | 0.3465
2014-09-16 | 22時 |  | 0 | 0 | 0 | 0 | [9 empty] | 0 | 0 | 0 | 0 | 0 | 0 | 0 | 0 | 0 | 0 | 0 | 0 | 0 | 0 | 0 | 0 | 0 | 0 | 0 | 0 | 0 | 0 | 0.047552 | 0.00649 | 0.01298 | 0.01947 | 0.02595 | 0.12467 | 0.16133 | 0.043827 |  | 0.1139 | 0.1795 | 0.3002 | 0.3009
2014-09-16 | 23時 |  | 0 | 0 | 0 | 0 | [9 empty] | 0 | 0 | 0 | 0 | 0 | 0 | 0 | 0 | 0 | 0 | 0 | 0 | 0 | 0 | 0 | 0 | 0 | 0 | 0 | 0 | 0 | 0 | 0.047552 | 0.00331 | 0.00661 | 0.00992 | 0.01323 | 0.062335 | 0.15709 | 0.04296 |  | 0.1578 | 0.1578 | 0.1806 | 0.1812
2014-09-17 | 0時 |  | 0 | 0 | 0 | 0 | [9 empty] | 0 | 0 | 0 | 0 | 0 | 0 | 0 | 0 | 0 | 0 | 0 | 0 | 0 | 0 | 0 | 0 | 0 | 0 | 0 | 0 | 0 | 0 | 0.047552 | 0.00013 | 0.00025 | 0.00038 | 0.0005 | 0 | 0 | 0 |  | 0.1578 | 0.1578 | 0.1806 | 0.1812
2014-09-17 | 1時 |  | 0 | 0 | 0 | 0 | [9 empty] | 0 | 0 | 0 | 0 | 0 | 0 | 0 | 0 | 0 | 0 | 0 | 0 | 0 | 0 | 0 | 0 | 0 | 0 | 0 | 0 | 0 | 0 | 0.047552 | 0.00013 | 0.00025 | 0.00038 | 0.0005 | 0 | 0 | 0 |  | 0.0483 | 0.0483 | 0.0711 | 0.0717
2014-09-17 | 2時 |  | 0 | 0 | 0 | 0 | [9 empty] | 0 | 0 | 0 | 0 | 0 | 0 | 0 | 0 | 0 | 0 | 0 | 0 | 0 | 0 | 0 | 0 | 0 | 0 | 0 | 0 | 0 | 0 | 0.047552 | 0.00013 | 0.00025 | 0.00038 | 0.0005 | 0 | 0 | 0 |  | 0.056 | 0.0561 | 0.0788 | 0.0795
2014-09-17 | 3時 |  | 0 | 0 | 0 | 0 | [9 empty] | 0 | 0 | 0 | 0 | 0 | 0 | 0 | 0 | 0 | 0 | 0 | 0 | 0 | 0 | 0 | 0 | 0 | 0 | 0 | 0 | 0 | 0 | 0.047552 | 0.00013 | 0.00025 | 0.00038 | 0.0005 | 0 | 0 | 0 |  | 0.056 | 0.0561 | 0.0788 | 0.0795
2014-09-17 | 4時 |  | 0 | 0 | 0 | 0 | [9 empty] | 0 | 0 | 0 | 0 | 0 | 0 | 0 | 0 | 0 | 0 | 0 | 0 | 0 | 0 | 0 | 0 | 0 | 0 | 0 | 0 | 0 | 0 | 0.047552 | 0.00013 | 0.00025 | 0.00038 | 0.0005 | 0 | 0 | 0 |  | 0.0483 | 0.0483 | 0.0711 | 0.0717
2014-09-17 | 5時 |  | 0 | 0 | 0 | 0 | [9 empty] | 0 | 0 | 0 | 0 | 0 | 0 | 0 | 0 | 0 | 0 | 0 | 0 | 0 | 0 | 0 | 0 | 0 | 0 | 0 | 0 | 0 | 0 | 0.047552 | 0.00013 | 0.00025 | 0.00038 | 0.0005 | 0 | 0 | 0 |  | 0.056 | 0.0561 | 0.0788 | 0.0795
2014-09-17 | 6時 |  | 0 | 0 | 0 | 0 | [9 empty] | 0 | 0 | 0 | 0 | 0 | 0 | 0 | 0 | 0 | 0 | 0 | 0 | 0 | 0 | 0 | 0 | 0 | 0 | 0 | 0 | 0 | 0 | 0.047552 | 0.00033 | 0.00067 | 0.001 | 0.00133 | 0 | 0.024649 | 0.011815 |  | 0.0859 | 0.1159 | 0.1685 | 0.1692
2014-09-17 | 7時 |  | 0 | 0 | 0 | 0 | [9 empty] | 0 | 0 | 0 | 0 | 0 | 0 | 0 | 0 | 0 | 0 | 0 | 0 | 0 | 0 | 0 | 0 | 0 | 0 | 0 | 0 | 0 | 0 | 0.047552 | 0.00033 | 0.00067 | 0.001 | 0.00133 | 0.093503 | 0 | 0.015347 |  | 0.2346 | 0.2703 | 0.3287 | 0.3294
2014-09-17 | 8時 |  | 0 | 0 | 0 | 0 | [9 empty] | 0 | 0 | 0 | 0 | 0 | 0 | 0 | 0 | 0 | 0 | 0.015413 | 0 | 0 | 0 | 0 | 0 | 0 | 0 | 0 | 0 | 0 | 0 | 0.047552 | 0.00705 | 0.01409 | 0.02114 | 0.02818 | 0.13653 | 0.078545 | 0.060527 |  | 0.2282 | 0.3325 | 0.4595 | 0.4602
2014-09-17 | 9時 |  | 0 | 0 | 0 | 0 | [9 empty] | 0 | 0 | 0 | 0 | 0 | 0 | 0 | 0 | 0 | 0 | 0.67407 | 0 | 0 | 0 | 0 | 0 | 0 | 0 | 0 | 0 | 0 | 0 | 0.047552 | 0.00013 | 0.00025 | 0.00038 | 0.0005 | 0.084877 | 0.053895 | 0.0052775 |  | 0.056 | 0.0561 | 0.0788 | 0.0795
2014-09-17 | 10時 |  | 0 | 0 | 0 | 0 | [9 empty] | 0 | 0 | 0 | 0 | 0 | 0 | 0 | 0 | 0 | 0 | 1.2415 | 0 | 0 | 0 | 0 | 0 | 0 | 0 | 0 | 0 | 0 | 0 | 0.047552 | 0.00013 | 0.00025 | 0.00038 | 0.0005 | 0 | 0 | 0 |  | 0.0483 | 0.0483 | 0.0711 | 0.0717
2014-09-17 | 11時 |  | 0 | 0 | 0 | 0 | [9 empty] | 0 | 0 | 0 | 0 | 0 | 0 | 0 | 0 | 0 | 0 | 1.5297 | 0 | 0 | 0 | 0 | 0 | 0 | 0 | 0 | 0 | 0 | 0 | 0.047552 | 0.00013 | 0.00025 | 0.00038 | 0.0005 | 0 | 0 | 0 |  | 0.056 | 0.0561 | 0.0788 | 0.0795
2014-09-17 | 12時 |  | 0 | 0 | 0 | 0 | [9 empty] | 0 | 0 | 0 | 0 | 0 | 0 | 0 | 0 | 0 | 0 | 1.6097 | 0 | 0 | 0 | 0 | 0 | 0 | 0 | 0 | 0 | 0 | 0 | 0.047552 | 0.00013 | 0.00025 | 0.00038 | 0.0005 | 0 | 0 | 0 |  | 0.056 | 0.0561 | 0.0788 | 0.0795
2014-09-17 | 13時 |  | 0 | 0 | 0 | 0 | [9 empty] | 0 | 0 | 0 | 0 | 0 | 0 | 0 | 0 | 0 | 0 | 1.5631 | 0 | 0 | 0 | 0 | 0 | 0 | 0 | 0 | 0 | 0 | 0 | 0.047552 | 0.00013 | 0.00025 | 0.00038 | 0.0005 | 0 | 0 | 0 |  | 0.0483 | 0.0483 | 0.0711 | 0.0717
2014-09-17 | 14時 |  | 0 | 0 | 0 | 0 | [9 empty] | 0 | 0 | 0 | 0 | 0 | 0 | 0 | 0 | 0 | 0 | 1.4781 | 0 | 0 | 0 | 0 | 0 | 0 | 0 | 0 | 0 | 0 | 0 | 0.047552 | 0.00013 | 0.00025 | 0.00038 | 0.0005 | 0 | 0 | 0 |  | 0.056 | 0.0561 | 0.0788 | 0.0795
2014-09-17 | 15時 |  | 0 | 0 | 0 | 0 | [9 empty] | 0 | 0 | 0 | 0 | 0 | 0 | 0 | 0 | 0 | 0 | 1.4019 | 0 | 0 | 0 | 0 | 0 | 0 | 0 | 0 | 0 | 0 | 0 | 0.047552 | 0.00013 | 0.00025 | 0.00038 | 0.0005 | 0 | 0 | 0 |  | 0.056 | 0.0561 | 0.0788 | 0.0795
2014-09-17 | 16時 |  | 0 | 0 | 0 | 0 | [9 empty] | 0 | 0 | 0 | 0 | 0 | 0 | 0 | 0 | 0 | 0 | 0.78816 | 0 | 0 | 0 | 0 | 0 | 0 | 0 | 0 | 0 | 0 | 0 | 0.047552 | 0.00013 | 0.00025 | 0.00038 | 0.0005 | 0 | 0 | 0 |  | 0.0483 | 0.0483 | 0.0711 | 0.0717
2014-09-17 | 17時 |  | 0 | 0 | 0 | 0 | [9 empty] | 0 | 0 | 0 | 0 | 0 | 0 | 0 | 0 | 0 | 0 | 0.35904 | 0 | 0 | 0 | 0 | 0 | 0 | 0 | 0 | 0 | 0 | 0 | 0.047552 | 0.00013 | 0.00025 | 0.00038 | 0.0005 | 0 | 0 | 0 |  | 0.056 | 0.0561 | 0.0788 | 0.0795
2014-09-17 | 18時 |  | 0 | 0 | 0 | 0 | [9 empty] | 0 | 0 | 0 | 0 | 0 | 0 | 0 | 0 | 0 | 0 | 0.22307 | 0 | 0 | 0 | 0 | 0 | 0 | 0 | 0 | 0 | 0 | 0 | 0.047552 | 0.00013 | 0.00025 | 0.00038 | 0.0005 | 0 | 0 | 0 |  | 0.056 | 0.0561 | 0.0788 | 0.0795
2014-09-17 | 19時 |  | 0 | 0 | 0 | 0 | [9 empty] | 0 | 0 | 0 | 0 | 0 | 0 | 0 | 0 | 0 | 0 | 0.16698 | 0 | 0 | 0 | 0 | 0 | 0 | 0 | 0 | 0 | 0 | 0 | 0.047552 | 0.00013 | 0.00025 | 0.00038 | 0.0005 | 0 | 0 | 0 |  | 0.0483 | 0.0483 | 0.0711 | 0.0717
2014-09-17 | 20時 |  | 0 | 0 | 0 | 0 | [9 empty] | 0 | 0 | 0 | 0 | 0 | 0 | 0 | 0 | 0 | 0 | 0.10602 | 0 | 0 | 0 | 0 | 0 | 0 | 0 | 0 | 0 | 0 | 0 | 0.047552 | 0.00054 | 0.00108 | 0.00163 | 0.00217 | 0.062335 | 0 | 0.0082775 |  | 0.1304 | 0.2048 | 0.3129 | 0.4626
2014-09-17 | 21時 |  | 0 | 0 | 0 | 0 | [9 empty] | 0 | 0 | 0 | 0 | 0 | 0 | 0 | 0 | 0 | 0 | 0.090652 | 0 | 0 | 0 | 0 | 0 | 0 | 0 | 0 | 0 | 0 | 0 | 0.047552 | 0.00033 | 0.00067 | 0.001 | 0.00133 | 0.12467 | 0.026771 | 0.031304 |  | 0.1755 | 0.2411 | 0.3322 | 0.4447
2014-09-17 | 22時 |  | 0 | 0 | 0 | 0 | [9 empty] | 0 | 0 | 0 | 0 | 0 | 0 | 0 | 0 | 0 | 0 | 0.001822 | 0 | 0 | 0 | 0 | 0 | 0 | 0 | 0 | 0 | 0 | 0 | 0.047552 | 0.00352 | 0.00703 | 0.01055 | 0.01406 | 0.12467 | 0.16133 | 0.043827 |  | 0.051 | 0.0511 | 0.0952 | 0.0959
2014-09-17 | 23時 |  | 0 | 0 | 0 | 0 | [9 empty] | 0 | 0 | 0 | 0 | 0 | 0 | 0 | 0 | 0 | 0 | 0 | 0 | 0 | 0 | 0 | 0 | 0 | 0 | 0 | 0 | 0 | 0 | 0.047552 | 0.00628 | 0.01256 | 0.01884 | 0.02512 | 0.062335 | 0.15709 | 0.044922 |  | 0.1877 | 0.2176 | 0.2703 | 0.2709
2014-09-18 | 0時 |  | 0 | 0 | 0 | 0 | [9 empty] | 0 | 0 | 0 | 0 | 0 | 0 | 0 | 0 | 0 | 0 | 0 | 0 | 0 | 0 | 0 | 0 | 0 | 0 | 0 | 0 | 0 | 0 | 0.047552 | 0.00013 | 0.00025 | 0.00038 | 0.0005 | 0 | 0.078899 | 0.011656 |  | 0.1578 | 0.1578 | 0.1806 | 0.1812
2014-09-18 | 1時 |  | 0 | 0 | 0 | 0 | [9 empty] | 0 | 0 | 0 | 0 | 0 | 0 | 0 | 0 | 0 | 0 | 0 | 0 | 0 | 0 | 0 | 0 | 0 | 0 | 0 | 0 | 0 | 0 | 0.047552 | 0.00013 | 0.00025 | 0.00038 | 0.0005 | 0 | 0 | 0 |  | 0.0483 | 0.0483 | 0.0711 | 0.0717
2014-09-18 | 2時 |  | 0 | 0 | 0 | 0 | [9 empty] | 0 | 0 | 0 | 0 | 0 | 0 | 0 | 0 | 0 | 0 | 0 | 0 | 0 | 0 | 0 | 0 | 0 | 0 | 0 | 0 | 0 | 0 | 0.047552 | 0.00013 | 0.00025 | 0.00038 | 0.0005 | 0 | 0 | 0 |  | 0.056 | 0.0561 | 0.0788 | 0.0795
2014-09-18 | 3時 |  | 0 | 0 | 0 | 0 | [9 empty] | 0 | 0 | 0 | 0 | 0 | 0 | 0 | 0 | 0 | 0 | 0 | 0 | 0 | 0 | 0 | 0 | 0 | 0 | 0 | 0 | 0 | 0 | 0.047552 | 0.00013 | 0.00025 | 0.00038 | 0.0005 | 0 | 0 | 0 |  | 0.056 | 0.0561 | 0.0788 | 0.0795
2014-09-18 | 4時 |  | 0 | 0 | 0 | 0 | [9 empty] | 0 | 0 | 0 | 0 | 0 | 0 | 0 | 0 | 0 | 0 | 0 | 0 | 0 | 0 | 0 | 0 | 0 | 0 | 0 | 0 | 0 | 0 | 0.047552 | 0.00013 | 0.00025 | 0.00038 | 0.0005 | 0 | 0 | 0 |  | 0.0483 | 0.0483 | 0.0711 | 0.0717
2014-09-18 | 5時 |  | 0 | 0 | 0 | 0 | [9 empty] | 0 | 0 | 0 | 0 | 0 | 0 | 0 | 0 | 0 | 0 | 0 | 0 | 0 | 0 | 0 | 0 | 0 | 0 | 0 | 0 | 0 | 0 | 0.047552 | 0.00013 | 0.00025 | 0.00038 | 0.0005 | 0 | 0 | 0 |  | 0.056 | 0.0561 | 0.0788 | 0.0795
2014-09-18 | 6時 |  | 0 | 0 | 0 | 0 | [9 empty] | 0 | 0 | 0 | 0 | 0 | 0 | 0 | 0 | 0 | 0 | 0 | 0 | 0 | 0 | 0 | 0 | 0 | 0 | 0 | 0 | 0 | 0 | 0.047552 | 0.00338 | 0.00675 | 0.01013 | 0.01351 | 0 | 0.024649 | 0.011815 |  | 0.1925 | 0.2611 | 0.3525 | 0.3531
2014-09-18 | 7時 |  | 0 | 0 | 0 | 0 | [9 empty] | 0 | 0 | 0 | 0 | 0 | 0 | 0 | 0 | 0 | 0 | 0 | 0 | 0 | 0 | 0 | 0 | 0 | 0 | 0 | 0 | 0 | 0 | 0.047552 | 0.00054 | 0.00108 | 0.00163 | 0.00217 | 0.13859 | 0.053895 | 0.036861 |  | 0.1524 | 0.248 | 0.3662 | 0.3669
2014-09-18 | 8時 |  | 0 | 0 | 0 | 0 | [9 empty] | 0 | 0 | 0 | 0 | 0 | 0 | 0 | 0 | 0 | 0 | 0 | 0 | 0 | 0 | 0 | 0 | 0 | 0 | 0 | 0 | 0 | 0 | 0.047552 | 0.00054 | 0.00108 | 0.00163 | 0.00217 | 0.093503 | 0 | 0.035602 |  | 0.1091 | 0.1448 | 0.2032 | 0.2039
2014-09-18 | 9時 |  | 0 | 0 | 0 | 0 | [9 empty] | 0 | 0 | 0 | 0 | 0 | 0 | 0 | 0 | 0 | 0 | 0 | 0 | 0 | 0 | 0 | 0 | 0 | 0 | 0 | 0 | 0 | 0 | 0.047552 | 0.00013 | 0.00025 | 0.00038 | 0.0005 | 0.17838 | 0.10971 | 0.042749 |  | 0.3011 | 0.3368 | 0.3953 | 0.396
2014-09-18 | 10時 |  | 0 | 0 | 0 | 0 | [9 empty] | 0 | 0 | 0 | 0 | 0 | 0 | 0 | 0 | 0 | 0 | 0 | 0 | 0 | 0 | 0 | 0 | 0 | 0 | 0 | 0 | 0 | 0 | 0.047552 | 0.00033 | 0.00067 | 0.001 | 0.00133 | 0.093503 | 0 | 0.012523 |  | 0.0483 | 0.0483 | 0.0711 | 0.0717
2014-09-18 | 11時 |  | 0 | 0 | 0 | 0 | [9 empty] | 0 | 0 | 0 | 0 | 0 | 0 | 0 | 0 | 0 | 0 | 0 | 0 | 0 | 0 | 0 | 0 | 0 | 0 | 0 | 0 | 0 | 0 | 0.047552 | 0.00013 | 0.00025 | 0.00038 | 0.0005 | 0 | 0 | 0.0052775 |  | 0.056 | 0.0561 | 0.0788 | 0.0795
2014-09-18 | 12時 |  | 0 | 0 | 0 | 0 | [9 empty] | 0 | 0 | 0 | 0 | 0 | 0 | 0 | 0 | 0 | 0 | 0 | 0 | 0 | 0 | 0 | 0 | 0 | 0 | 0 | 0 | 0 | 0 | 0.047552 | 0.00338 | 0.00675 | 0.01013 | 0.01351 | 0.05371 | 0 | 0.0052775 |  | 0.1983 | 0.2727 | 0.3698 | 0.3705
2014-09-18 | 13時 |  | 0 | 0 | 0 | 0 | [9 empty] | 0 | 0 | 0 | 0 | 0 | 0 | 0 | 0 | 0 | 0 | 0 | 0 | 0 | 0 | 0 | 0 | 0 | 0 | 0 | 0 | 0 | 0 | 0.047552 | 0.00033 | 0.00067 | 0.001 | 0.00133 | 0.11604 | 0 | 0 |  | 0.0483 | 0.0483 | 0.0711 | 0.0717
2014-09-18 | 14時 |  | 0 | 0 | 0 | 0 | [9 empty] | 0 | 0 | 0 | 0 | 0 | 0 | 0 | 0 | 0 | 0 | 0 | 0 | 0 | 0 | 0 | 0 | 0 | 0 | 0 | 0 | 0 | 0 | 0.047552 | 0.00013 | 0.00025 | 0.00038 | 0.0005 | 0.031168 | 0 | 0.017801 |  | 0.056 | 0.0561 | 0.0788 | 0.0795
2014-09-18 | 15時 |  | 0 | 0 | 0 | 0 | [9 empty] | 0 | 0 | 0 | 0 | 0 | 0 | 0 | 0 | 0 | 0 | 0 | 0 | 0 | 0 | 0 | 0 | 0 | 0 | 0 | 0 | 0 | 0 | 0.047552 | 0.00013 | 0.00025 | 0.00038 | 0.0005 | 0 | 0 | 0 |  | 0.056 | 0.0561 | 0.0788 | 0.0795
2014-09-18 | 16時 |  | 0 | 0 | 0 | 0 | [9 empty] | 0 | 0 | 0 | 0 | 0 | 0 | 0 | 0 | 0 | 0 | 0 | 0 | 0 | 0 | 0 | 0 | 0 | 0 | 0 | 0 | 0 | 0 | 0.047552 | 0.00033 | 0.00067 | 0.001 | 0.00133 | 0.062335 | 0 | 0.0052775 |  | 0.0483 | 0.0483 | 0.0711 | 0.0717
2014-09-18 | 17時 |  | 0 | 0 | 0 | 0 | [9 empty] | 0 | 0 | 0 | 0 | 0 | 0 | 0 | 0 | 0 | 0 | 0 | 0 | 0 | 0 | 0 | 0 | 0 | 0 | 0 | 0 | 0 | 0 | 0.047552 | 0.00033 | 0.00067 | 0.001 | 0.00133 | 0.10536 | 0 | 0.0082775 |  | 0.1304 | 0.2048 | 0.3019 | 0.3026
2014-09-18 | 18時 |  | 0 | 0 | 0 | 0 | [9 empty] | 0 | 0 | 0 | 0 | 0 | 0 | 0 | 0 | 0 | 0 | 0 | 0 | 0 | 0 | 0 | 0 | 0 | 0 | 0 | 0 | 0 | 0 | 0.047552 | 0.00642 | 0.01284 | 0.01926 | 0.02568 | 0.12467 | 0 | 0.0082775 |  | 0.303 | 0.3387 | 0.3972 | 0.5469
2014-09-18 | 19時 |  | 0 | 0 | 0 | 0 | [9 empty] | 0 | 0 | 0 | 0 | 0 | 0 | 0 | 0 | 0 | 0 | 0 | 0 | 0 | 0 | 0 | 0 | 0 | 0 | 0 | 0 | 0 | 0 | 0.047552 | 0.00642 | 0.01284 | 0.01926 | 0.02568 | 0.21072 | 0.10708 | 0.0082775 |  | 0.0991 | 0.1348 | 0.1932 | 0.1939
2014-09-18 | 20時 |  | 0 | 0 | 0 | 0 | [9 empty] | 0 | 0 | 0 | 0 | 0 | 0 | 0 | 0 | 0 | 0 | 0 | 0 | 0 | 0 | 0 | 0 | 0 | 0 | 0 | 0 | 0 | 0 | 0.047552 | 0.00033 | 0.00067 | 0.001 | 0.00133 | 0.14927 | 0.027125 | 0 |  | 0.0917 | 0.1275 | 0.2102 | 0.2109
2014-09-18 | 21時 |  | 0 | 0 | 0 | 0 | [9 empty] | 0 | 0 | 0 | 0 | 0 | 0 | 0 | 0 | 0 | 0 | 0 | 0 | 0 | 0 | 0 | 0 | 0 | 0 | 0 | 0 | 0 | 0 | 0.047552 | 0.00033 | 0.00067 | 0.001 | 0.00133 | 0.14618 | 0.10814 | 0.031304 |  | 0.1216 | 0.1873 | 0.2837 | 0.2844
2014-09-18 | 22時 |  | 0 | 0 | 0 | 0 | [9 empty] | 0 | 0 | 0 | 0 | 0 | 0 | 0 | 0 | 0 | 0 | 0 | 0 | 0 | 0 | 0 | 0 | 0 | 0 | 0 | 0 | 0 | 0 | 0.047552 | 0.00628 | 0.01256 | 0.01884 | 0.02512 | 0.12467 | 0.16133 | 0.043827 |  | 0.1738 | 0.1917 | 0.262 | 0.2626
2014-09-18 | 23時 |  | 0 | 0 | 0 | 0 | [9 empty] | 0 | 0 | 0 | 0 | 0 | 0 | 0 | 0 | 0 | 0 | 0 | 0 | 0 | 0 | 0 | 0 | 0 | 0 | 0 | 0 | 0 | 0 | 0.047552 | 0.0067 | 0.01339 | 0.02009 | 0.02679 | 0.12467 | 0.18881 | 0.031848 |  | 0.1877 | 0.2176 | 0.2756 | 0.2763
2014-09-19 | 0時 |  | 0 | 0 | 0 | 0 | [9 empty] | 0 | 0 | 0 | 0 | 0 | 0 | 0 | 0 | 0 | 0 | 0 | 0 | 0 | 0 | 0 | 0 | 0 | 0 | 0 | 0 | 0 | 0 | 0.047552 | 0.00013 | 0.00025 | 0.00038 | 0.0005 | 0 | 0.078899 | 0.011656 |  | 0.1578 | 0.1578 | 0.1806 | 0.1812
2014-09-19 | 1時 |  | 0 | 0 | 0 | 0 | [9 empty] | 0 | 0 | 0 | 0 | 0 | 0 | 0 | 0 | 0 | 0 | 0 | 0 | 0 | 0 | 0 | 0 | 0 | 0 | 0 | 0 | 0 | 0 | 0.047552 | 0.00013 | 0.00025 | 0.00038 | 0.0005 | 0 | 0 | 0 |  | 0.0483 | 0.0483 | 0.0711 | 0.0717
2014-09-19 | 2時 |  | 0 | 0 | 0 | 0 | [9 empty] | 0 | 0 | 0 | 0 | 0 | 0 | 0 | 0 | 0 | 0 | 0 | 0 | 0 | 0 | 0 | 0 | 0 | 0 | 0 | 0 | 0 | 0 | 0.047552 | 0.00013 | 0.00025 | 0.00038 | 0.0005 | 0 | 0 | 0 |  | 0.056 | 0.0561 | 0.0788 | 0.0795
2014-09-19 | 3時 |  | 0 | 0 | 0 | 0 | [9 empty] | 0 | 0 | 0 | 0 | 0 | 0 | 0 | 0 | 0 | 0 | 0 | 0 | 0 | 0 | 0 | 0 | 0 | 0 | 0 | 0 | 0 | 0 | 0.047552 | 0.00013 | 0.00025 | 0.00038 | 0.0005 | 0 | 0 | 0 |  | 0.056 | 0.0561 | 0.0788 | 0.0795
2014-09-19 | 4時 |  | 0 | 0 | 0 | 0 | [9 empty] | 0 | 0 | 0 | 0 | 0 | 0 | 0 | 0 | 0 | 0 | 0 | 0 | 0 | 0 | 0 | 0 | 0 | 0 | 0 | 0 | 0 | 0 | 0.047552 | 0.00013 | 0.00025 | 0.00038 | 0.0005 | 0 | 0 | 0 |  | 0.0483 | 0.0483 | 0.0711 | 0.0717
2014-09-19 | 5時 |  | 0 | 0 | 0 | 0 | [9 empty] | 0 | 0 | 0 | 0 | 0 | 0 | 0 | 0 | 0 | 0 | 0 | 0 | 0 | 0 | 0 | 0 | 0 | 0 | 0 | 0 | 0 | 0 | 0.047552 | 0.00013 | 0.00025 | 0.00038 | 0.0005 | 0 | 0 | 0 |  | 0.056 | 0.0561 | 0.0788 | 0.0795
2014-09-19 | 6時 |  | 0 | 0 | 0 | 0 | [9 empty] | 0 | 0 | 0 | 0 | 0 | 0 | 0 | 0 | 0 | 0 | 0 | 0 | 0 | 0 | 0 | 0 | 0 | 0 | 0 | 0 | 0 | 0 | 0.047552 | 0.00338 | 0.00675 | 0.01013 | 0.01351 | 0 | 0.024649 | 0.011815 |  | 0.1925 | 0.2611 | 0.3525 | 0.3531
2014-09-19 | 7時 |  | 0 | 0 | 0 | 0 | [9 empty] | 0 | 0 | 0 | 0 | 0 | 0 | 0 | 0 | 0 | 0 | 0 | 0 | 0 | 0 | 0 | 0 | 0 | 0 | 0 | 0 | 0 | 0 | 0.047552 | 0.00054 | 0.00108 | 0.00163 | 0.00217 | 0.13859 | 0.053895 | 0.036861 |  | 0.1524 | 0.248 | 0.3662 | 0.3669
2014-09-19 | 8時 |  | 0 | 0 | 0 | 0 | [9 empty] | 0 | 0 | 0 | 0 | 0 | 0 | 0 | 0 | 0 | 0 | 0 | 0 | 0 | 0 | 0 | 0 | 0 | 0 | 0 | 0 | 0 | 0 | 0.047552 | 0.00054 | 0.00108 | 0.00163 | 0.00217 | 0.093503 | 0 | 0.035602 |  | 0.1091 | 0.1448 | 0.2032 | 0.2039
2014-09-19 | 9時 |  | 0 | 0 | 0 | 0 | [9 empty] | 0 | 0 | 0 | 0 | 0 | 0 | 0 | 0 | 0 | 0 | 0.016334 | 0 | 0 | 0 | 0 | 0 | 0 | 0 | 0 | 0 | 0 | 0 | 0.047552 | 0.00013 | 0.00025 | 0.00038 | 0.0005 | 0.17838 | 0.10971 | 0.042749 |  | 0.3011 | 0.3368 | 0.3953 | 0.396
2014-09-19 | 10時 |  | 0 | 0 | 0 | 0 | [9 empty] | 0 | 0 | 0 | 0 | 0 | 0 | 0 | 0 | 0 | 0 | 0.40599 | 0 | 0 | 0 | 0 | 0 | 0 | 0 | 0 | 0 | 0 | 0 | 0.047552 | 0.00033 | 0.00067 | 0.001 | 0.00133 | 0.093503 | 0 | 0.012523 |  | 0.0483 | 0.0483 | 0.0711 | 0.0717
2014-09-19 | 11時 |  | 0 | 0 | 0 | 0 | [9 empty] | 0 | 0 | 0 | 0 | 0 | 0 | 0 | 0 | 0 | 0 | 1.1828 | 0 | 0 | 0 | 0 | 0 | 0 | 0 | 0 | 0 | 0 | 0 | 0.047552 | 0.00013 | 0.00025 | 0.00038 | 0.0005 | 0 | 0 | 0.0052775 |  | 0.056 | 0.0561 | 0.0788 | 0.0795
2014-09-19 | 12時 |  | 0 | 0 | 0 | 0 | [9 empty] | 0 | 0 | 0 | 0 | 0 | 0 | 0 | 0 | 0 | 0 | 1.5708 | 0 | 0 | 0 | 0 | 0 | 0 | 0 | 0 | 0 | 0 | 0 | 0.047552 | 0.00338 | 0.00675 | 0.01013 | 0.01351 | 0.05371 | 0 | 0.0052775 |  | 0.1983 | 0.2727 | 0.3698 | 0.3705
2014-09-19 | 13時 |  | 0 | 0 | 0 | 0 | [9 empty] | 0 | 0 | 0 | 0 | 0 | 0 | 0 | 0 | 0 | 0 | 1.6354 | 0 | 0 | 0 | 0 | 0 | 0 | 0 | 0 | 0 | 0 | 0 | 0.047552 | 0.00033 | 0.00067 | 0.001 | 0.00133 | 0.11604 | 0 | 0 |  | 0.0483 | 0.0483 | 0.0711 | 0.0717
2014-09-19 | 14時 |  | 0 | 0 | 0 | 0 | [9 empty] | 0 | 0 | 0 | 0 | 0 | 0 | 0 | 0 | 0 | 0 | 1.7014 | 0 | 0 | 0 | 0 | 0 | 0 | 0 | 0 | 0 | 0 | 0 | 0.047552 | 0.00013 | 0.00025 | 0.00038 | 0.0005 | 0.031168 | 0 | 0.017801 |  | 0.056 | 0.0561 | 0.0788 | 0.0795
2014-09-19 | 15時 |  | 0 | 0 | 0 | 0 | [9 empty] | 0 | 0 | 0 | 0 | 0 | 0 | 0 | 0 | 0 | 0 | 1.667 | 0 | 0 | 0 | 0 | 0 | 0 | 0 | 0 | 0 | 0 | 0 | 0.047552 | 0.00013 | 0.00025 | 0.00038 | 0.0005 | 0 | 0 | 0 |  | 0.056 | 0.0561 | 0.0788 | 0.0795
2014-09-19 | 16時 |  | 0 | 0 | 0 | 0 | [9 empty] | 0 | 0 | 0 | 0 | 0 | 0 | 0 | 0 | 0 | 0 | 0.83475 | 0 | 0 | 0 | 0 | 0 | 0 | 0 | 0 | 0 | 0 | 0 | 0.047552 | 0.00033 | 0.00067 | 0.001 | 0.00133 | 0.062335 | 0 | 0.0052775 |  | 0.0483 | 0.0483 | 0.0711 | 0.0717
2014-09-19 | 17時 |  | 0 | 0 | 0 | 0 | [9 empty] | 0 | 0 | 0 | 0 | 0 | 0 | 0 | 0 | 0 | 0 | 0.49295 | 0 | 0 | 0 | 0 | 0 | 0 | 0 | 0 | 0 | 0 | 0 | 0.047552 | 0.00033 | 0.00067 | 0.001 | 0.00133 | 0.10536 | 0 | 0.0082775 |  | 0.1304 | 0.2048 | 0.3019 | 0.3026
2014-09-19 | 18時 |  | 0 | 0 | 0 | 0 | [9 empty] | 0 | 0 | 0 | 0 | 0 | 0 | 0 | 0 | 0 | 0 | 0.1447 | 0 | 0 | 0 | 0 | 0 | 0 | 0 | 0 | 0 | 0 | 0 | 0.047552 | 0.00642 | 0.01284 | 0.01926 | 0.02568 | 0.12467 | 0 | 0.0082775 |  | 0.303 | 0.3387 | 0.3972 | 0.5469
2014-09-19 | 19時 |  | 0 | 0 | 0 | 0 | [9 empty] | 0 | 0 | 0 | 0 | 0 | 0 | 0 | 0 | 0 | 0 | 0.18352 | 0 | 0 | 0 | 0 | 0 | 0 | 0 | 0 | 0 | 0 | 0 | 0.047552 | 0.00642 | 0.01284 | 0.01926 | 0.02568 | 0.21072 | 0.10708 | 0.0082775 |  | 0.0991 | 0.1348 | 0.1932 | 0.1939
2014-09-19 | 20時 |  | 0 | 0 | 0 | 0 | [9 empty] | 0 | 0 | 0 | 0 | 0 | 0 | 0 | 0 | 0 | 0 | 0.13583 | 0 | 0 | 0 | 0 | 0 | 0 | 0 | 0 | 0 | 0 | 0 | 0.047552 | 0.00033 | 0.00067 | 0.001 | 0.00133 | 0.14927 | 0.027125 | 0 |  | 0.0917 | 0.1275 | 0.2102 | 0.2109
2014-09-19 | 21時 |  | 0 | 0 | 0 | 0 | [9 empty] | 0 | 0 | 0 | 0 | 0 | 0 | 0 | 0 | 0 | 0 | 0.047633 | 0 | 0 | 0 | 0 | 0 | 0 | 0 | 0 | 0 | 0 | 0 | 0.047552 | 0.00033 | 0.00067 | 0.001 | 0.00133 | 0.14618 | 0.10814 | 0.031304 |  | 0.1216 | 0.1873 | 0.2837 | 0.2844
2014-09-19 | 22時 |  | 0 | 0 | 0 | 0 | [9 empty] | 0 | 0 | 0 | 0 | 0 | 0 | 0 | 0 | 0 | 0 | 0.011294 | 0 | 0 | 0 | 0 | 0 | 0 | 0 | 0 | 0 | 0 | 0 | 0.047552 | 0.00628 | 0.01256 | 0.01884 | 0.02512 | 0.12467 | 0.16133 | 0.043827 |  | 0.1738 | 0.1917 | 0.262 | 0.2626
2014-09-19 | 23時 |  | 0 | 0 | 0 | 0 | [9 empty] | 0 | 0 | 0 | 0 | 0 | 0 | 0 | 0 | 0 | 0 | 0 | 0 | 0 | 0 | 0 | 0 | 0 | 0 | 0 | 0 | 0 | 0 | 0.047552 | 0.0067 | 0.01339 | 0.02009 | 0.02679 | 0.12467 | 0.18881 | 0.031848 |  | 0.1877 | 0.2176 | 0.2756 | 0.2763
2014-09-20 | 0時 |  | 0 | 0 | 0 | 0 | [9 empty] | 0 | 0 | 0 | 0 | 0 | 0 | 0 | 0 | 0 | 0 | 0 | 0 | 0 | 0 | 0 | 0 | 0 | 0 | 0 | 0 | 0 | 0 | 0.047552 | 0.00013 | 0.00025 | 0.00038 | 0.0005 | 0 | 0.078899 | 0.011656 |  | 0.1578 | 0.1578 | 0.1806 | 0.1812
2014-09-20 | 1時 |  | 0 | 0 | 0 | 0 | [9 empty] | 0 | 0 | 0 | 0 | 0 | 0 | 0 | 0 | 0 | 0 | 0 | 0 | 0 | 0 | 0 | 0 | 0 | 0 | 0 | 0 | 0 | 0 | 0.047552 | 0.00013 | 0.00025 | 0.00038 | 0.0005 | 0 | 0 | 0 |  | 0.0483 | 0.0483 | 0.0711 | 0.0717
2014-09-20 | 2時 |  | 0 | 0 | 0 | 0 | [9 empty] | 0 | 0 | 0 | 0 | 0 | 0 | 0 | 0 | 0 | 0 | 0 | 0 | 0 | 0 | 0 | 0 | 0 | 0 | 0 | 0 | 0 | 0 | 0.047552 | 0.00013 | 0.00025 | 0.00038 | 0.0005 | 0 | 0 | 0 |  | 0.056 | 0.0561 | 0.0788 | 0.0795
2014-09-20 | 3時 |  | 0 | 0 | 0 | 0 | [9 empty] | 0 | 0 | 0 | 0 | 0 | 0 | 0 | 0 | 0 | 0 | 0 | 0 | 0 | 0 | 0 | 0 | 0 | 0 | 0 | 0 | 0 | 0 | 0.047552 | 0.00013 | 0.00025 | 0.00038 | 0.0005 | 0 | 0 | 0 |  | 0.056 | 0.0561 | 0.0788 | 0.0795
2014-09-20 | 4時 |  | 0 | 0 | 0 | 0 | [9 empty] | 0 | 0 | 0 | 0 | 0 | 0 | 0 | 0 | 0 | 0 | 0 | 0 | 0 | 0 | 0 | 0 | 0 | 0 | 0 | 0 | 0 | 0 | 0.047552 | 0.00013 | 0.00025 | 0.00038 | 0.0005 | 0 | 0 | 0 |  | 0.0483 | 0.0483 | 0.0711 | 0.0717
2014-09-20 | 5時 |  | 0 | 0 | 0 | 0 | [9 empty] | 0 | 0 | 0 | 0 | 0 | 0 | 0 | 0 | 0 | 0 | 0 | 0 | 0 | 0 | 0 | 0 | 0 | 0 | 0 | 0 | 0 | 0 | 0.047552 | 0.00013 | 0.00025 | 0.00038 | 0.0005 | 0 | 0 | 0 |  | 0.056 | 0.0561 | 0.0788 | 0.0795
2014-09-20 | 6時 |  | 0 | 0 | 0 | 0 | [9 empty] | 0 | 0 | 0 | 0 | 0 | 0 | 0 | 0 | 0 | 0 | 0 | 0 | 0 | 0 | 0 | 0 | 0 | 0 | 0 | 0 | 0 | 0 | 0.047552 | 0.00338 | 0.00675 | 0.01013 | 0.01351 | 0 | 0.024649 | 0.011815 |  | 0.1925 | 0.2611 | 0.3525 | 0.3531
2014-09-20 | 7時 |  | 0 | 0 | 0 | 0 | [9 empty] | 0 | 0 | 0 | 0 | 0 | 0 | 0 | 0 | 0 | 0 | 0 | 0 | 0 | 0 | 0 | 0 | 0 | 0 | 0 | 0 | 0 | 0 | 0.047552 | 0.00054 | 0.00108 | 0.00163 | 0.00217 | 0.13859 | 0.053895 | 0.036861 |  | 0.1524 | 0.248 | 0.3662 | 0.3669
2014-09-20 | 8時 |  | 0 | 0 | 0 | 0 | [9 empty] | 0 | 0 | 0 | 0 | 0 | 0 | 0 | 0 | 0 | 0 | 0 | 0 | 0 | 0 | 0 | 0 | 0 | 0 | 0 | 0 | 0 | 0 | 0.047552 | 0.00054 | 0.00108 | 0.00163 | 0.00217 | 0.093503 | 0 | 0.035602 |  | 0.1091 | 0.1448 | 0.2032 | 0.2039
2014-09-20 | 9時 |  | 0 | 0 | 0 | 0 | [9 empty] | 0 | 0 | 0 | 0 | 0 | 0 | 0 | 0 | 0 | 0 | 0.083686 | 0 | 0 | 0 | 0 | 0 | 0 | 0 | 0 | 0 | 0 | 0 | 0.047552 | 0.00013 | 0.00025 | 0.00038 | 0.0005 | 0.17838 | 0.10971 | 0.042749 |  | 0.3011 | 0.3368 | 0.3953 | 0.396
2014-09-20 | 10時 |  | 0 | 0 | 0 | 0 | [9 empty] | 0 | 0 | 0 | 0 | 0 | 0 | 0 | 0 | 0 | 0 | 0.39714 | 0 | 0 | 0 | 0 | 0 | 0 | 0 | 0 | 0 | 0 | 0 | 0.047552 | 0.00033 | 0.00067 | 0.001 | 0.00133 | 0.093503 | 0 | 0.012523 |  | 0.0483 | 0.0483 | 0.0711 | 0.0717
2014-09-20 | 11時 |  | 0 | 0 | 0 | 0 | [9 empty] | 0 | 0 | 0 | 0 | 0 | 0 | 0 | 0 | 0 | 0 | 0.84451 | 0 | 0 | 0 | 0 | 0 | 0 | 0 | 0 | 0 | 0 | 0 | 0.047552 | 0.00013 | 0.00025 | 0.00038 | 0.0005 | 0 | 0 | 0.0052775 |  | 0.056 | 0.0561 | 0.0788 | 0.0795
2014-09-20 | 12時 |  | 0 | 0 | 0 | 0 | [9 empty] | 0 | 0 | 0 | 0 | 0 | 0 | 0 | 0 | 0 | 0 | 1.461 | 0 | 0 | 0 | 0 | 0 | 0 | 0 | 0 | 0 | 0 | 0 | 0.047552 | 0.00338 | 0.00675 | 0.01013 | 0.01351 | 0.05371 | 0 | 0.0052775 |  | 0.1983 | 0.2727 | 0.3698 | 0.3705
2014-09-20 | 13時 |  | 0 | 0 | 0 | 0 | [9 empty] | 0 | 0 | 0 | 0 | 0 | 0 | 0 | 0 | 0 | 0 | 1.2649 | 0 | 0 | 0 | 0 | 0 | 0 | 0 | 0 | 0 | 0 | 0 | 0.047552 | 0.00033 | 0.00067 | 0.001 | 0.00133 | 0.11604 | 0 | 0 |  | 0.0483 | 0.0483 | 0.0711 | 0.0717
2014-09-20 | 14時 |  | 0 | 0 | 0 | 0 | [9 empty] | 0 | 0 | 0 | 0 | 0 | 0 | 0 | 0 | 0 | 0 | 1.0124 | 0 | 0 | 0 | 0 | 0 | 0 | 0 | 0 | 0 | 0 | 0 | 0.047552 | 0.00013 | 0.00025 | 0.00038 | 0.0005 | 0.031168 | 0 | 0.017801 |  | 0.056 | 0.0561 | 0.0788 | 0.0795
2014-09-20 | 15時 |  | 0 | 0 | 0 | 0 | [9 empty] | 0 | 0 | 0 | 0 | 0 | 0 | 0 | 0 | 0 | 0 | 1.003 | 0 | 0 | 0 | 0 | 0 | 0 | 0 | 0 | 0 | 0 | 0 | 0.047552 | 0.00013 | 0.00025 | 0.00038 | 0.0005 | 0 | 0 | 0 |  | 0.056 | 0.0561 | 0.0788 | 0.0795
2014-09-20 | 16時 |  | 0 | 0 | 0 | 0 | [9 empty] | 0 | 0 | 0 | 0 | 0 | 0 | 0 | 0 | 0 | 0 | 0.68551 | 0 | 0 | 0 | 0 | 0 | 0 | 0 | 0 | 0 | 0 | 0 | 0.047552 | 0.00033 | 0.00067 | 0.001 | 0.00133 | 0.062335 | 0 | 0.0052775 |  | 0.0483 | 0.0483 | 0.0711 | 0.0717
2014-09-20 | 17時 |  | 0 | 0 | 0 | 0 | [9 empty] | 0 | 0 | 0 | 0 | 0 | 0 | 0 | 0 | 0 | 0 | 0.35969 | 0 | 0 | 0 | 0 | 0 | 0 | 0 | 0 | 0 | 0 | 0 | 0.047552 | 0.00033 | 0.00067 | 0.001 | 0.00133 | 0.10536 | 0 | 0.0082775 |  | 0.1304 | 0.2048 | 0.3019 | 0.3026
2014-09-20 | 18時 |  | 0 | 0 | 0 | 0 | [9 empty] | 0 | 0 | 0 | 0 | 0 | 0 | 0 | 0 | 0 | 0 | 0.24213 | 0 | 0 | 0 | 0 | 0 | 0 | 0 | 0 | 0 | 0 | 0 | 0.047552 | 0.00642 | 0.01284 | 0.01926 | 0.02568 | 0.12467 | 0 | 0.0082775 |  | 0.303 | 0.3387 | 0.3972 | 0.5469
2014-09-20 | 19時 |  | 0 | 0 | 0 | 0 | [9 empty] | 0 | 0 | 0 | 0 | 0 | 0 | 0 | 0 | 0 | 0 | 0.2679 | 0 | 0 | 0 | 0 | 0 | 0 | 0 | 0 | 0 | 0 | 0 | 0.047552 | 0.00642 | 0.01284 | 0.01926 | 0.02568 | 0.21072 | 0.10708 | 0.0082775 |  | 0.0991 | 0.1348 | 0.1932 | 0.1939
2014-09-20 | 20時 |  | 0 | 0 | 0 | 0 | [9 empty] | 0 | 0 | 0 | 0 | 0 | 0 | 0 | 0 | 0 | 0 | 0.17717 | 0 | 0 | 0 | 0 | 0 | 0 | 0 | 0 | 0 | 0 | 0 | 0.047552 | 0.00033 | 0.00067 | 0.001 | 0.00133 | 0.14927 | 0.027125 | 0 |  | 0.0917 | 0.1275 | 0.2102 | 0.2109
2014-09-20 | 21時 |  | 0 | 0 | 0 | 0 | [9 empty] | 0 | 0 | 0 | 0 | 0 | 0 | 0 | 0 | 0 | 0 | 0.025374 | 0 | 0 | 0 | 0 | 0 | 0 | 0 | 0 | 0 | 0 | 0 | 0.047552 | 0.00033 | 0.00067 | 0.001 | 0.00133 | 0.14618 | 0.10814 | 0.031304 |  | 0.1216 | 0.1873 | 0.2837 | 0.2844
2014-09-20 | 22時 |  | 0 | 0 | 0 | 0 | [9 empty] | 0 | 0 | 0 | 0 | 0 | 0 | 0 | 0 | 0 | 0 | 0.014359 | 0 | 0 | 0 | 0 | 0 | 0 | 0 | 0 | 0 | 0 | 0 | 0.047552 | 0.00628 | 0.01256 | 0.01884 | 0.02512 | 0.12467 | 0.16133 | 0.043827 |  | 0.1738 | 0.1917 | 0.262 | 0.2626
2014-09-20 | 23時 |  | 0 | 0 | 0 | 0 | [9 empty] | 0 | 0 | 0 | 0 | 0 | 0 | 0 | 0 | 0 | 0 | 0 | 0 | 0 | 0 | 0 | 0 | 0 | 0 | 0 | 0 | 0 | 0 | 0.047552 | 0.0067 | 0.01339 | 0.02009 | 0.02679 | 0.12467 | 0.18881 | 0.031848 |  | 0.1877 | 0.2176 | 0.2756 | 0.2763
2014-09-21 | 0時 |  | 0 | 0 | 0 | 0 | [9 empty] | 0 | 0 | 0 | 0 | 0 | 0 | 0 | 0 | 0 | 0 | 0 | 0 | 0 | 0 | 0 | 0 | 0 | 0 | 0 | 0 | 0 | 0 | 0.047552 | 0.00013 | 0.00025 | 0.00038 | 0.0005 | 0 | 0.078899 | 0.011656 |  | 0.1578 | 0.1578 | 0.1806 | 0.1812
2014-09-21 | 1時 |  | 0 | 0 | 0 | 0 | [9 empty] | 0 | 0 | 0 | 0 | 0 | 0 | 0 | 0 | 0 | 0 | 0 | 0 | 0 | 0 | 0 | 0 | 0 | 0 | 0 | 0 | 0 | 0 | 0.047552 | 0.00013 | 0.00025 | 0.00038 | 0.0005 | 0 | 0 | 0 |  | 0.0483 | 0.0483 | 0.0711 | 0.0717
2014-09-21 | 2時 |  | 0 | 0 | 0 | 0 | [9 empty] | 0 | 0 | 0 | 0 | 0 | 0 | 0 | 0 | 0 | 0 | 0 | 0 | 0 | 0 | 0 | 0 | 0 | 0 | 0 | 0 | 0 | 0 | 0.047552 | 0.00013 | 0.00025 | 0.00038 | 0.0005 | 0 | 0 | 0 |  | 0.056 | 0.0561 | 0.0788 | 0.0795
2014-09-21 | 3時 |  | 0 | 0 | 0 | 0 | [9 empty] | 0 | 0 | 0 | 0 | 0 | 0 | 0 | 0 | 0 | 0 | 0 | 0 | 0 | 0 | 0 | 0 | 0 | 0 | 0 | 0 | 0 | 0 | 0.047552 | 0.00013 | 0.00025 | 0.00038 | 0.0005 | 0 | 0 | 0 |  | 0.056 | 0.0561 | 0.0788 | 0.0795
2014-09-21 | 4時 |  | 0 | 0 | 0 | 0 | [9 empty] | 0 | 0 | 0 | 0 | 0 | 0 | 0 | 0 | 0 | 0 | 0 | 0 | 0 | 0 | 0 | 0 | 0 | 0 | 0 | 0 | 0 | 0 | 0.047552 | 0.00013 | 0.00025 | 0.00038 | 0.0005 | 0 | 0 | 0 |  | 0.0483 | 0.0483 | 0.0711 | 0.0717
2014-09-21 | 5時 |  | 0 | 0 | 0 | 0 | [9 empty] | 0 | 0 | 0 | 0 | 0 | 0 | 0 | 0 | 0 | 0 | 0 | 0 | 0 | 0 | 0 | 0 | 0 | 0 | 0 | 0 | 0 | 0 | 0.047552 | 0.00013 | 0.00025 | 0.00038 | 0.0005 | 0 | 0 | 0 |  | 0.056 | 0.0561 | 0.0788 | 0.0795
2014-09-21 | 6時 |  | 0 | 0 | 0 | 0 | [9 empty] | 0 | 0 | 0 | 0 | 0 | 0 | 0 | 0 | 0 | 0 | 0 | 0 | 0 | 0 | 0 | 0 | 0 | 0 | 0 | 0 | 0 | 0 | 0.047552 | 0.00338 | 0.00675 | 0.01013 | 0.01351 | 0 | 0.024649 | 0.011815 |  | 0.1925 | 0.2611 | 0.3525 | 0.3531
2014-09-21 | 7時 |  | 0 | 0 | 0 | 0 | [9 empty] | 0 | 0 | 0 | 0 | 0 | 0 | 0 | 0 | 0 | 0 | 0 | 0 | 0 | 0 | 0 | 0 | 0 | 0 | 0 | 0 | 0 | 0 | 0.047552 | 0.00054 | 0.00108 | 0.00163 | 0.00217 | 0.13859 | 0.053895 | 0.036861 |  | 0.1524 | 0.248 | 0.3662 | 0.3669
2014-09-21 | 8時 |  | 0 | 0 | 0 | 0 | [9 empty] | 0 | 0 | 0 | 0 | 0 | 0 | 0 | 0 | 0 | 0 | 0 | 0 | 0 | 0 | 0 | 0 | 0 | 0 | 0 | 0 | 0 | 0 | 0.047552 | 0.00054 | 0.00108 | 0.00163 | 0.00217 | 0.093503 | 0 | 0.035602 |  | 0.1091 | 0.1448 | 0.2032 | 0.2039
2014-09-21 | 9時 |  | 0 | 0 | 0 | 0 | [9 empty] | 0 | 0 | 0 | 0 | 0 | 0 | 0 | 0 | 0 | 0 | 0.69397 | 0 | 0 | 0 | 0 | 0 | 0 | 0 | 0 | 0 | 0 | 0 | 0.047552 | 0.00013 | 0.00025 | 0.00038 | 0.0005 | 0.17838 | 0.10971 | 0.042749 |  | 0.3011 | 0.3368 | 0.3953 | 0.396
2014-09-21 | 10時 |  | 0 | 0 | 0 | 0 | [9 empty] | 0 | 0 | 0 | 0 | 0 | 0 | 0 | 0 | 0 | 0 | 1.0785 | 0 | 0 | 0 | 0 | 0 | 0 | 0 | 0 | 0 | 0 | 0 | 0.047552 | 0.00033 | 0.00067 | 0.001 | 0.00133 | 0.093503 | 0 | 0.012523 |  | 0.0483 | 0.0483 | 0.0711 | 0.0717
2014-09-21 | 11時 |  | 0 | 0 | 0 | 0 | [9 empty] | 0 | 0 | 0 | 0 | 0 | 0 | 0 | 0 | 0 | 0 | 0.90993 | 0 | 0 | 0 | 0 | 0 | 0 | 0 | 0 | 0 | 0 | 0 | 0.047552 | 0.00013 | 0.00025 | 0.00038 | 0.0005 | 0 | 0 | 0.0052775 |  | 0.056 | 0.0561 | 0.0788 | 0.0795
2014-09-21 | 12時 |  | 0 | 0 | 0 | 0 | [9 empty] | 0 | 0 | 0 | 0 | 0 | 0 | 0 | 0 | 0 | 0 | 1.0296 | 0 | 0 | 0 | 0 | 0 | 0 | 0 | 0 | 0 | 0 | 0 | 0.047552 | 0.00338 | 0.00675 | 0.01013 | 0.01351 | 0.05371 | 0 | 0.0052775 |  | 0.1983 | 0.2727 | 0.3698 | 0.3705
2014-09-21 | 13時 |  | 0 | 0 | 0 | 0 | [9 empty] | 0 | 0 | 0 | 0 | 0 | 0 | 0 | 0 | 0 | 0 | 1.3724 | 0 | 0 | 0 | 0 | 0 | 0 | 0 | 0 | 0 | 0 | 0 | 0.047552 | 0.00033 | 0.00067 | 0.001 | 0.00133 | 0.11604 | 0 | 0 |  | 0.0483 | 0.0483 | 0.0711 | 0.0717
2014-09-21 | 14時 |  | 0 | 0 | 0 | 0 | [9 empty] | 0 | 0 | 0 | 0 | 0 | 0 | 0 | 0 | 0 | 0 | 0.87824 | 0 | 0 | 0 | 0 | 0 | 0 | 0 | 0 | 0 | 0 | 0 | 0.047552 | 0.00013 | 0.00025 | 0.00038 | 0.0005 | 0.031168 | 0 | 0.017801 |  | 0.056 | 0.0561 | 0.0788 | 0.0795
2014-09-21 | 15時 |  | 0 | 0 | 0 | 0 | [9 empty] | 0 | 0 | 0 | 0 | 0 | 0 | 0 | 0 | 0 | 0 | 0.82542 | 0 | 0 | 0 | 0 | 0 | 0 | 0 | 0 | 0 | 0 | 0 | 0.047552 | 0.00013 | 0.00025 | 0.00038 | 0.0005 | 0 | 0 | 0 |  | 0.056 | 0.0561 | 0.0788 | 0.0795
2014-09-21 | 16時 |  | 0 | 0 | 0 | 0 | [9 empty] | 0 | 0 | 0 | 0 | 0 | 0 | 0 | 0 | 0 | 0 | 0.64189 | 0 | 0 | 0 | 0 | 0 | 0 | 0 | 0 | 0 | 0 | 0 | 0.047552 | 0.00033 | 0.00067 | 0.001 | 0.00133 | 0.062335 | 0 | 0.0052775 |  | 0.0483 | 0.0483 | 0.0711 | 0.0717
2014-09-21 | 17時 |  | 0 | 0 | 0 | 0 | [9 empty] | 0 | 0 | 0 | 0 | 0 | 0 | 0 | 0 | 0 | 0 | 0.3264 | 0 | 0 | 0 | 0 | 0 | 0 | 0 | 0 | 0 | 0 | 0 | 0.047552 | 0.00033 | 0.00067 | 0.001 | 0.00133 | 0.10536 | 0 | 0.0082775 |  | 0.1304 | 0.2048 | 0.3019 | 0.3026
2014-09-21 | 18時 |  | 0 | 0 | 0 | 0 | [9 empty] | 0 | 0 | 0 | 0 | 0 | 0 | 0 | 0 | 0 | 0 | 0.15825 | 0 | 0 | 0 | 0 | 0 | 0 | 0 | 0 | 0 | 0 | 0 | 0.047552 | 0.00642 | 0.01284 | 0.01926 | 0.02568 | 0.12467 | 0 | 0.0082775 |  | 0.303 | 0.3387 | 0.3972 | 0.5469
2014-09-21 | 19時 |  | 0 | 0 | 0 | 0 | [9 empty] | 0 | 0 | 0 | 0 | 0 | 0 | 0 | 0 | 0 | 0 | 0.22117 | 0 | 0 | 0 | 0 | 0 | 0 | 0 | 0 | 0 | 0 | 0 | 0.047552 | 0.00642 | 0.01284 | 0.01926 | 0.02568 | 0.21072 | 0.10708 | 0.0082775 |  | 0.0991 | 0.1348 | 0.1932 | 0.1939
2014-09-21 | 20時 |  | 0 | 0 | 0 | 0 | [9 empty] | 0 | 0 | 0 | 0 | 0 | 0 | 0 | 0 | 0 | 0 | 0.11765 | 0 | 0 | 0 | 0 | 0 | 0 | 0 | 0 | 0 | 0 | 0 | 0.047552 | 0.00033 | 0.00067 | 0.001 | 0.00133 | 0.14927 | 0.027125 | 0 |  | 0.0917 | 0.1275 | 0.2102 | 0.2109
2014-09-21 | 21時 |  | 0 | 0 | 0 | 0 | [9 empty] | 0 | 0 | 0 | 0 | 0 | 0 | 0 | 0 | 0 | 0 | 0.021517 | 0 | 0 | 0 | 0 | 0 | 0 | 0 | 0 | 0 | 0 | 0 | 0.047552 | 0.00033 | 0.00067 | 0.001 | 0.00133 | 0.14618 | 0.10814 | 0.031304 |  | 0.1216 | 0.1873 | 0.2837 | 0.2844
2014-09-21 | 22時 |  | 0 | 0 | 0 | 0 | [9 empty] | 0 | 0 | 0 | 0 | 0 | 0 | 0 | 0 | 0 | 0 | 0 | 0 | 0 | 0 | 0 | 0 | 0 | 0 | 0 | 0 | 0 | 0 | 0.047552 | 0.00628 | 0.01256 | 0.01884 | 0.02512 | 0.12467 | 0.16133 | 0.043827 |  | 0.1738 | 0.1917 | 0.262 | 0.2626
2014-09-21 | 23時 |  | 0 | 0 | 0 | 0 | [9 empty] | 0 | 0 | 0 | 0 | 0 | 0 | 0 | 0 | 0 | 0 | 0 | 0 | 0 | 0 | 0 | 0 | 0 | 0 | 0 | 0 | 0 | 0 | 0.047552 | 0.0067 | 0.01339 | 0.02009 | 0.02679 | 0.12467 | 0.18881 | 0.031848 |  | 0.1877 | 0.2176 | 0.2756 | 0.2763
2014-09-22 | 0時 |  | 0 | 0 | 0 | 0 | [9 empty] | 0 | 0 | 0 | 0 | 0 | 0 | 0 | 0 | 0 | 0 | 0 | 0 | 0 | 0 | 0 | 0 | 0 | 0 | 0 | 0 | 0 | 0 | 0.047552 | 0.00013 | 0.00025 | 0.00038 | 0.0005 | 0 | 0.078899 | 0.011656 |  | 0.1578 | 0.1578 | 0.1806 | 0.1812
2014-09-22 | 1時 |  | 0 | 0 | 0 | 0 | [9 empty] | 0 | 0 | 0 | 0 | 0 | 0 | 0 | 0 | 0 | 0 | 0 | 0 | 0 | 0 | 0 | 0 | 0 | 0 | 0 | 0 | 0 | 0 | 0.047552 | 0.00013 | 0.00025 | 0.00038 | 0.0005 | 0 | 0 | 0 |  | 0.0483 | 0.0483 | 0.0711 | 0.0717
2014-09-22 | 2時 |  | 0 | 0 | 0 | 0 | [9 empty] | 0 | 0 | 0 | 0 | 0 | 0 | 0 | 0 | 0 | 0 | 0 | 0 | 0 | 0 | 0 | 0 | 0 | 0 | 0 | 0 | 0 | 0 | 0.047552 | 0.00013 | 0.00025 | 0.00038 | 0.0005 | 0 | 0 | 0 |  | 0.056 | 0.0561 | 0.0788 | 0.0795
2014-09-22 | 3時 |  | 0 | 0 | 0 | 0 | [9 empty] | 0 | 0 | 0 | 0 | 0 | 0 | 0 | 0 | 0 | 0 | 0 | 0 | 0 | 0 | 0 | 0 | 0 | 0 | 0 | 0 | 0 | 0 | 0.047552 | 0.00013 | 0.00025 | 0.00038 | 0.0005 | 0 | 0 | 0 |  | 0.056 | 0.0561 | 0.0788 | 0.0795
2014-09-22 | 4時 |  | 0 | 0 | 0 | 0 | [9 empty] | 0 | 0 | 0 | 0 | 0 | 0 | 0 | 0 | 0 | 0 | 0 | 0 | 0 | 0 | 0 | 0 | 0 | 0 | 0 | 0 | 0 | 0 | 0.047552 | 0.00013 | 0.00025 | 0.00038 | 0.0005 | 0 | 0 | 0 |  | 0.0483 | 0.0483 | 0.0711 | 0.0717
2014-09-22 | 5時 |  | 0 | 0 | 0 | 0 | [9 empty] | 0 | 0 | 0 | 0 | 0 | 0 | 0 | 0 | 0 | 0 | 0 | 0 | 0 | 0 | 0 | 0 | 0 | 0 | 0 | 0 | 0 | 0 | 0.047552 | 0.00013 | 0.00025 | 0.00038 | 0.0005 | 0 | 0 | 0 |  | 0.056 | 0.0561 | 0.0788 | 0.0795
2014-09-22 | 6時 |  | 0 | 0 | 0 | 0 | [9 empty] | 0 | 0 | 0 | 0 | 0 | 0 | 0 | 0 | 0 | 0 | 0 | 0 | 0 | 0 | 0 | 0 | 0 | 0 | 0 | 0 | 0 | 0 | 0.047552 | 0.00338 | 0.00675 | 0.01013 | 0.01351 | 0 | 0.024649 | 0.011815 |  | 0.1925 | 0.2611 | 0.3525 | 0.3531
2014-09-22 | 7時 |  | 0 | 0 | 0 | 0 | [9 empty] | 0 | 0 | 0 | 0 | 0 | 0 | 0 | 0 | 0 | 0 | 0 | 0 | 0 | 0 | 0 | 0 | 0 | 0 | 0 | 0 | 0 | 0 | 0.047552 | 0.00054 | 0.00108 | 0.00163 | 0.00217 | 0.13859 | 0.053895 | 0.036861 |  | 0.1524 | 0.248 | 0.3662 | 0.3669
2014-09-22 | 8時 |  | 0 | 0 | 0 | 0 | [9 empty] | 0 | 0 | 0 | 0 | 0 | 0 | 0 | 0 | 0 | 0 | 0.085814 | 0 | 0 | 0 | 0 | 0 | 0 | 0 | 0 | 0 | 0 | 0 | 0.047552 | 0.00054 | 0.00108 | 0.00163 | 0.00217 | 0.093503 | 0 | 0.035602 |  | 0.1091 | 0.1448 | 0.2032 | 0.2039
2014-09-22 | 9時 |  | 0 | 0 | 0 | 0 | [9 empty] | 0 | 0 | 0 | 0 | 0 | 0 | 0 | 0 | 0 | 0 | 0.46616 | 0 | 0 | 0 | 0 | 0 | 0 | 0 | 0 | 0 | 0 | 0 | 0.047552 | 0.00013 | 0.00025 | 0.00038 | 0.0005 | 0.17838 | 0.10971 | 0.042749 |  | 0.3011 | 0.3368 | 0.3953 | 0.396
2014-09-22 | 10時 |  | 0 | 0 | 0 | 0 | [9 empty] | 0 | 0 | 0 | 0 | 0 | 0 | 0 | 0 | 0 | 0 | 1.0769 | 0 | 0 | 0 | 0 | 0 | 0 | 0 | 0 | 0 | 0 | 0 | 0.047552 | 0.00033 | 0.00067 | 0.001 | 0.00133 | 0.093503 | 0 | 0.012523 |  | 0.0483 | 0.0483 | 0.0711 | 0.0717
2014-09-22 | 11時 |  | 0 | 0 | 0 | 0 | [9 empty] | 0 | 0 | 0 | 0 | 0 | 0 | 0 | 0 | 0 | 0 | 1.6051 | 0 | 0 | 0 | 0 | 0 | 0 | 0 | 0 | 0 | 0 | 0 | 0.047552 | 0.00013 | 0.00025 | 0.00038 | 0.0005 | 0 | 0 | 0.0052775 |  | 0.056 | 0.0561 | 0.0788 | 0.0795
2014-09-22 | 12時 |  | 0 | 0 | 0 | 0 | [9 empty] | 0 | 0 | 0 | 0 | 0 | 0 | 0 | 0 | 0 | 0 | 1.5784 | 0 | 0 | 0 | 0 | 0 | 0 | 0 | 0 | 0 | 0 | 0 | 0.047552 | 0.00338 | 0.00675 | 0.01013 | 0.01351 | 0.05371 | 0 | 0.0052775 |  | 0.1983 | 0.2727 | 0.3698 | 0.3705
2014-09-22 | 13時 |  | 0 | 0 | 0 | 0 | [9 empty] | 0 | 0 | 0 | 0 | 0 | 0 | 0 | 0 | 0 | 0 | 1.6567 | 0 | 0 | 0 | 0 | 0 | 0 | 0 | 0 | 0 | 0 | 0 | 0.047552 | 0.00033 | 0.00067 | 0.001 | 0.00133 | 0.11604 | 0 | 0 |  | 0.0483 | 0.0483 | 0.0711 | 0.0717
2014-09-22 | 14時 |  | 0 | 0 | 0 | 0 | [9 empty] | 0 | 0 | 0 | 0 | 0 | 0 | 0 | 0 | 0 | 0 | 1.7099 | 0 | 0 | 0 | 0 | 0 | 0 | 0 | 0 | 0 | 0 | 0 | 0.047552 | 0.00013 | 0.00025 | 0.00038 | 0.0005 | 0.031168 | 0 | 0.017801 |  | 0.056 | 0.0561 | 0.0788 | 0.0795
2014-09-22 | 15時 |  | 0 | 0 | 0 | 0 | [9 empty] | 0 | 0 | 0 | 0 | 0 | 0 | 0 | 0 | 0 | 0 | 1.7164 | 0 | 0 | 0 | 0 | 0 | 0 | 0 | 0 | 0 | 0 | 0 | 0.047552 | 0.00013 | 0.00025 | 0.00038 | 0.0005 | 0 | 0 | 0 |  | 0.056 | 0.0561 | 0.0788 | 0.0795
2014-09-22 | 16時 |  | 0 | 0 | 0 | 0 | [9 empty] | 0 | 0 | 0 | 0 | 0 | 0 | 0 | 0 | 0 | 0 | 1.2954 | 0 | 0 | 0 | 0 | 0 | 0 | 0 | 0 | 0 | 0 | 0 | 0.047552 | 0.00033 | 0.00067 | 0.001 | 0.00133 | 0.062335 | 0 | 0.0052775 |  | 0.0483 | 0.0483 | 0.0711 | 0.0717
2014-09-22 | 17時 |  | 0 | 0 | 0 | 0 | [9 empty] | 0 | 0 | 0 | 0 | 0 | 0 | 0 | 0 | 0 | 0 | 0.43111 | 0 | 0 | 0 | 0 | 0 | 0 | 0 | 0 | 0 | 0 | 0 | 0.047552 | 0.00033 | 0.00067 | 0.001 | 0.00133 | 0.10536 | 0 | 0.0082775 |  | 0.1304 | 0.2048 | 0.3019 | 0.3026
2014-09-22 | 18時 |  | 0 | 0 | 0 | 0 | [9 empty] | 0 | 0 | 0 | 0 | 0 | 0 | 0 | 0 | 0 | 0 | 0.14209 | 0 | 0 | 0 | 0 | 0 | 0 | 0 | 0 | 0 | 0 | 0 | 0.047552 | 0.00642 | 0.01284 | 0.01926 | 0.02568 | 0.12467 | 0 | 0.0082775 |  | 0.303 | 0.3387 | 0.3972 | 0.5469
2014-09-22 | 19時 |  | 0 | 0 | 0 | 0 | [9 empty] | 0 | 0 | 0 | 0 | 0 | 0 | 0 | 0 | 0 | 0 | 0.14146 | 0 | 0 | 0 | 0 | 0 | 0 | 0 | 0 | 0 | 0 | 0 | 0.047552 | 0.00642 | 0.01284 | 0.01926 | 0.02568 | 0.21072 | 0.10708 | 0.0082775 |  | 0.0991 | 0.1348 | 0.1932 | 0.1939
2014-09-22 | 20時 |  | 0 | 0 | 0 | 0 | [9 empty] | 0 | 0 | 0 | 0 | 0 | 0 | 0 | 0 | 0 | 0 | 0.067711 | 0 | 0 | 0 | 0 | 0 | 0 | 0 | 0 | 0 | 0 | 0 | 0.047552 | 0.00033 | 0.00067 | 0.001 | 0.00133 | 0.14927 | 0.027125 | 0 |  | 0.0917 | 0.1275 | 0.2102 | 0.2109
2014-09-22 | 21時 |  | 0 | 0 | 0 | 0 | [9 empty] | 0 | 0 | 0 | 0 | 0 | 0 | 0 | 0 | 0 | 0 | 0.017345 | 0 | 0 | 0 | 0 | 0 | 0 | 0 | 0 | 0 | 0 | 0 | 0.047552 | 0.00033 | 0.00067 | 0.001 | 0.00133 | 0.14618 | 0.10814 | 0.031304 |  | 0.1216 | 0.1873 | 0.2837 | 0.2844
2014-09-22 | 22時 |  | 0 | 0 | 0 | 0 | [9 empty] | 0 | 0 | 0 | 0 | 0 | 0 | 0 | 0 | 0 | 0 | 0 | 0 | 0 | 0 | 0 | 0 | 0 | 0 | 0 | 0 | 0 | 0 | 0.047552 | 0.00628 | 0.01256 | 0.01884 | 0.02512 | 0.12467 | 0.16133 | 0.043827 |  | 0.1738 | 0.1917 | 0.262 | 0.2626
2014-09-22 | 23時 |  | 0 | 0 | 0 | 0 | [9 empty] | 0 | 0 | 0 | 0 | 0 | 0 | 0 | 0 | 0 | 0 | 0 | 0 | 0 | 0 | 0 | 0 | 0 | 0 | 0 | 0 | 0 | 0 | 0.047552 | 0.0067 | 0.01339 | 0.02009 | 0.02679 | 0.12467 | 0.18881 | 0.031848 |  | 0.1877 | 0.2176 | 0.2756 | 0.2763
2014-09-23 | 0時 |  | 0 | 0 | 0 | 0 | [9 empty] | 0 | 0 | 0 | 0 | 0 | 0 | 0 | 0 | 0 | 0 | 0 | 0 | 0 | 0 | 0 | 0 | 0 | 0 | 0 | 0 | 0 | 0 | 0.047552 | 0.00013 | 0.00025 | 0.00038 | 0.0005 | 0 | 0 | 0 |  | 0.1578 | 0.1578 | 0.1806 | 0.1812
2014-09-23 | 1時 |  | 0 | 0 | 0 | 0 | [9 empty] | 0 | 0 | 0 | 0 | 0 | 0 | 0 | 0 | 0 | 0 | 0 | 0 | 0 | 0 | 0 | 0 | 0 | 0 | 0 | 0 | 0 | 0 | 0.047552 | 0.00013 | 0.00025 | 0.00038 | 0.0005 | 0 | 0 | 0 |  | 0.0483 | 0.0483 | 0.0711 | 0.0717
2014-09-23 | 2時 |  | 0 | 0 | 0 | 0 | [9 empty] | 0 | 0 | 0 | 0 | 0 | 0 | 0 | 0 | 0 | 0 | 0 | 0 | 0 | 0 | 0 | 0 | 0 | 0 | 0 | 0 | 0 | 0 | 0.047552 | 0.00013 | 0.00025 | 0.00038 | 0.0005 | 0 | 0 | 0 |  | 0.056 | 0.0561 | 0.0788 | 0.0795
2014-09-23 | 3時 |  | 0 | 0 | 0 | 0 | [9 empty] | 0 | 0 | 0 | 0 | 0 | 0 | 0 | 0 | 0 | 0 | 0 | 0 | 0 | 0 | 0 | 0 | 0 | 0 | 0 | 0 | 0 | 0 | 0.047552 | 0.00013 | 0.00025 | 0.00038 | 0.0005 | 0 | 0 | 0 |  | 0.056 | 0.0561 | 0.0788 | 0.0795
2014-09-23 | 4時 |  | 0 | 0 | 0 | 0 | [9 empty] | 0 | 0 | 0 | 0 | 0 | 0 | 0 | 0 | 0 | 0 | 0 | 0 | 0 | 0 | 0 | 0 | 0 | 0 | 0 | 0 | 0 | 0 | 0.047552 | 0.00013 | 0.00025 | 0.00038 | 0.0005 | 0 | 0 | 0 |  | 0.0483 | 0.0483 | 0.0711 | 0.0717
2014-09-23 | 5時 |  | 0 | 0 | 0 | 0 | [9 empty] | 0 | 0 | 0 | 0 | 0 | 0 | 0 | 0 | 0 | 0 | 0 | 0 | 0 | 0 | 0 | 0 | 0 | 0 | 0 | 0 | 0 | 0 | 0.047552 | 0.00013 | 0.00025 | 0.00038 | 0.0005 | 0 | 0 | 0 |  | 0.056 | 0.0561 | 0.0788 | 0.0795
2014-09-23 | 6時 |  | 0 | 0 | 0 | 0 | [9 empty] | 0 | 0 | 0 | 0 | 0 | 0 | 0 | 0 | 0 | 0 | 0 | 0 | 0 | 0 | 0 | 0 | 0 | 0 | 0 | 0 | 0 | 0 | 0.047552 | 0.00013 | 0.00025 | 0.00038 | 0.0005 | 0 | 0 | 0 |  | 0.056 | 0.0561 | 0.0788 | 0.0795
2014-09-23 | 7時 |  | 0 | 0 | 0 | 0 | [9 empty] | 0 | 0 | 0 | 0 | 0 | 0 | 0 | 0 | 0 | 0 | 0 | 0 | 0 | 0 | 0 | 0 | 0 | 0 | 0 | 0 | 0 | 0 | 0.047552 | 0.00054 | 0.00108 | 0.00163 | 0.00217 | 0 | 0.024649 | 0.022689 |  | 0.1168 | 0.1854 | 0.2767 | 0.2774
2014-09-23 | 8時 |  | 0 | 0 | 0 | 0 | [9 empty] | 0 | 0 | 0 | 0 | 0 | 0 | 0 | 0 | 0 | 0 | 0.058491 | 0 | 0 | 0 | 0 | 0 | 0 | 0 | 0 | 0 | 0 | 0 | 0.047552 | 0.00379 | 0.00759 | 0.01138 | 0.01518 | 0.084877 | 0.078545 | 0.064582 |  | 0.2156 | 0.2812 | 0.3696 | 0.3702
2014-09-23 | 9時 |  | 0 | 0 | 0 | 0 | [9 empty] | 0 | 0 | 0 | 0 | 0 | 0 | 0 | 0 | 0 | 0 | 0.72724 | 0 | 0 | 0 | 0 | 0 | 0 | 0 | 0 | 0 | 0 | 0 | 0.047552 | 0.00033 | 0.00067 | 0.001 | 0.00133 | 0.23209 | 0.16325 | 0.052059 |  | 0.2163 | 0.252 | 0.3265 | 0.3272
2014-09-23 | 10時 |  | 0 | 0 | 0 | 0 | [9 empty] | 0 | 0 | 0 | 0 | 0 | 0 | 0 | 0 | 0 | 0 | 1.3993 | 0 | 0 | 0 | 0 | 0 | 0 | 0 | 0 | 0 | 0 | 0 | 0.047552 | 0.00054 | 0.00108 | 0.00163 | 0.00217 | 0.12467 | 0.21558 | 0.037471 |  | 0.1917 | 0.2274 | 0.3128 | 0.3134
2014-09-23 | 11時 |  | 0 | 0 | 0 | 0 | [9 empty] | 0 | 0 | 0 | 0 | 0 | 0 | 0 | 0 | 0 | 0 | 1.6651 | 0 | 0 | 0 | 0 | 0 | 0 | 0 | 0 | 0 | 0 | 0 | 0.047552 | 0.00033 | 0.00067 | 0.001 | 0.00133 | 0.12467 | 0.21558 | 0 |  | 0.1994 | 0.2352 | 0.315 | 0.3157
2014-09-23 | 12時 |  | 0 | 0 | 0 | 0 | [9 empty] | 0 | 0 | 0 | 0 | 0 | 0 | 0 | 0 | 0 | 0 | 1.6131 | 0 | 0 | 0 | 0 | 0 | 0 | 0 | 0 | 0 | 0 | 0 | 0.047552 | 0.00338 | 0.00675 | 0.01013 | 0.01351 | 0.14721 | 0.13456 | 0.018352 |  | 0.1983 | 0.2727 | 0.3698 | 0.3705
2014-09-23 | 13時 |  | 0 | 0 | 0 | 0 | [9 empty] | 0 | 0 | 0 | 0 | 0 | 0 | 0 | 0 | 0 | 0 | 1.7745 | 0 | 0 | 0 | 0 | 0 | 0 | 0 | 0 | 0 | 0 | 0 | 0.047552 | 0.00033 | 0.00067 | 0.001 | 0.00133 | 0.13756 | 0.026771 | 0.023629 |  | 0.0483 | 0.0483 | 0.0711 | 0.0717
2014-09-23 | 14時 |  | 0 | 0 | 0 | 0 | [9 empty] | 0 | 0 | 0 | 0 | 0 | 0 | 0 | 0 | 0 | 0 | 1.7118 | 0 | 0 | 0 | 0 | 0 | 0 | 0 | 0 | 0 | 0 | 0 | 0.047552 | 0.00013 | 0.00025 | 0.00038 | 0.0005 | 0 | 0 | 0 |  | 0.056 | 0.0561 | 0.0788 | 0.0795
2014-09-23 | 15時 |  | 0 | 0 | 0 | 0 | [9 empty] | 0 | 0 | 0 | 0 | 0 | 0 | 0 | 0 | 0 | 0 | 1.7314 | 0 | 0 | 0 | 0 | 0 | 0 | 0 | 0 | 0 | 0 | 0 | 0.047552 | 0.00013 | 0.00025 | 0.00038 | 0.0005 | 0 | 0 | 0 |  | 0.056 | 0.0561 | 0.0788 | 0.0795
2014-09-23 | 16時 |  | 0 | 0 | 0 | 0 | [9 empty] | 0 | 0 | 0 | 0 | 0 | 0 | 0 | 0 | 0 | 0 | 1.5517 | 0 | 0 | 0 | 0 | 0 | 0 | 0 | 0 | 0 | 0 | 0 | 0.047552 | 0.00054 | 0.00108 | 0.00163 | 0.00217 | 0.062335 | 0.054249 | 0.024058 |  | 0.2095 | 0.275 | 0.3956 | 0.5453
2014-09-23 | 17時 |  | 0 | 0 | 0 | 0 | [9 empty] | 0 | 0 | 0 | 0 | 0 | 0 | 0 | 0 | 0 | 0 | 0.51165 | 0 | 0 | 0 | 0 | 0 | 0 | 0 | 0 | 0 | 0 | 0 | 0.047552 | 0.00642 | 0.01284 | 0.01926 | 0.02568 | 0.12467 | 0.1085 | 0.026923 |  | 0.2423 | 0.2781 | 0.3689 | 0.5187
2014-09-23 | 18時 |  | 0 | 0 | 0 | 0 | [9 empty] | 0 | 0 | 0 | 0 | 0 | 0 | 0 | 0 | 0 | 0 | 0.22053 | 0 | 0 | 0 | 0 | 0 | 0 | 0 | 0 | 0 | 0 | 0 | 0.047552 | 0.00642 | 0.01284 | 0.01926 | 0.02568 | 0.21072 | 0.1085 | 0 |  | 0.1819 | 0.2177 | 0.2978 | 0.4476
2014-09-23 | 19時 |  | 0 | 0 | 0 | 0 | [9 empty] | 0 | 0 | 0 | 0 | 0 | 0 | 0 | 0 | 0 | 0 | 0.044516 | 0 | 0 | 0 | 0 | 0 | 0 | 0 | 0 | 0 | 0 | 0 | 0.047552 | 0.00013 | 0.00025 | 0.00038 | 0.0005 | 0.12879 | 0 | 0.006537 |  | 0.0998 | 0.1355 | 0.2049 | 0.2056
2014-09-23 | 20時 |  | 0 | 0 | 0 | 0 | [9 empty] | 0 | 0 | 0 | 0 | 0 | 0 | 0 | 0 | 0 | 0 | 0.020501 | 0 | 0 | 0 | 0 | 0 | 0 | 0 | 0 | 0 | 0 | 0 | 0.047552 | 0.00033 | 0.00067 | 0.001 | 0.00133 | 0.16769 | 0.10779 | 0.006537 |  | 0.0917 | 0.1275 | 0.2183 | 0.219
2014-09-23 | 21時 |  | 0 | 0 | 0 | 0 | [9 empty] | 0 | 0 | 0 | 0 | 0 | 0 | 0 | 0 | 0 | 0 | 0.0039094 | 0 | 0 | 0 | 0 | 0 | 0 | 0 | 0 | 0 | 0 | 0 | 0.047552 | 0.00628 | 0.01256 | 0.01884 | 0.02512 | 0.12467 | 0.18846 | 0.012659 |  | 0.1755 | 0.2411 | 0.3458 | 0.3465
2014-09-23 | 22時 |  | 0 | 0 | 0 | 0 | [9 empty] | 0 | 0 | 0 | 0 | 0 | 0 | 0 | 0 | 0 | 0 | 0 | 0 | 0 | 0 | 0 | 0 | 0 | 0 | 0 | 0 | 0 | 0 | 0.047552 | 0.00649 | 0.01298 | 0.01947 | 0.02595 | 0.12467 | 0.16133 | 0.043827 |  | 0.1139 | 0.1795 | 0.3002 | 0.3009
2014-09-23 | 23時 |  | 0 | 0 | 0 | 0 | [9 empty] | 0 | 0 | 0 | 0 | 0 | 0 | 0 | 0 | 0 | 0 | 0 | 0 | 0 | 0 | 0 | 0 | 0 | 0 | 0 | 0 | 0 | 0 | 0.047552 | 0.00331 | 0.00661 | 0.00992 | 0.01323 | 0.062335 | 0.15709 | 0.04296 |  | 0.1578 | 0.1578 | 0.1806 | 0.1812
2014-09-24 | 0時 |  | 0 | 0 | 0 | 0 | [9 empty] | 0 | 0 | 0 | 0 | 0 | 0 | 0 | 0 | 0 | 0 | 0 | 0 | 0 | 0 | 0 | 0 | 0 | 0 | 0 | 0 | 0 | 0 | 0.047552 | 0.00013 | 0.00025 | 0.00038 | 0.0005 | 0 | 0 | 0 |  | 0.1578 | 0.1578 | 0.1806 | 0.1812
2014-09-24 | 1時 |  | 0 | 0 | 0 | 0 | [9 empty] | 0 | 0 | 0 | 0 | 0 | 0 | 0 | 0 | 0 | 0 | 0 | 0 | 0 | 0 | 0 | 0 | 0 | 0 | 0 | 0 | 0 | 0 | 0.047552 | 0.00013 | 0.00025 | 0.00038 | 0.0005 | 0 | 0 | 0 |  | 0.0483 | 0.0483 | 0.0711 | 0.0717
2014-09-24 | 2時 |  | 0 | 0 | 0 | 0 | [9 empty] | 0 | 0 | 0 | 0 | 0 | 0 | 0 | 0 | 0 | 0 | 0 | 0 | 0 | 0 | 0 | 0 | 0 | 0 | 0 | 0 | 0 | 0 | 0.047552 | 0.00013 | 0.00025 | 0.00038 | 0.0005 | 0 | 0 | 0 |  | 0.056 | 0.0561 | 0.0788 | 0.0795
2014-09-24 | 3時 |  | 0 | 0 | 0 | 0 | [9 empty] | 0 | 0 | 0 | 0 | 0 | 0 | 0 | 0 | 0 | 0 | 0 | 0 | 0 | 0 | 0 | 0 | 0 | 0 | 0 | 0 | 0 | 0 | 0.047552 | 0.00013 | 0.00025 | 0.00038 | 0.0005 | 0 | 0 | 0 |  | 0.056 | 0.0561 | 0.0788 | 0.0795
2014-09-24 | 4時 |  | 0 | 0 | 0 | 0 | [9 empty] | 0 | 0 | 0 | 0 | 0 | 0 | 0 | 0 | 0 | 0 | 0 | 0 | 0 | 0 | 0 | 0 | 0 | 0 | 0 | 0 | 0 | 0 | 0.047552 | 0.00013 | 0.00025 | 0.00038 | 0.0005 | 0 | 0 | 0 |  | 0.0483 | 0.0483 | 0.0711 | 0.0717
2014-09-24 | 5時 |  | 0 | 0 | 0 | 0 | [9 empty] | 0 | 0 | 0 | 0 | 0 | 0 | 0 | 0 | 0 | 0 | 0 | 0 | 0 | 0 | 0 | 0 | 0 | 0 | 0 | 0 | 0 | 0 | 0.047552 | 0.00013 | 0.00025 | 0.00038 | 0.0005 | 0 | 0 | 0 |  | 0.056 | 0.0561 | 0.0788 | 0.0795
2014-09-24 | 6時 |  | 0 | 0 | 0 | 0 | [9 empty] | 0 | 0 | 0 | 0 | 0 | 0 | 0 | 0 | 0 | 0 | 0 | 0 | 0 | 0 | 0 | 0 | 0 | 0 | 0 | 0 | 0 | 0 | 0.047552 | 0.00013 | 0.00025 | 0.00038 | 0.0005 | 0 | 0 | 0 |  | 0.056 | 0.0561 | 0.0788 | 0.0795
2014-09-24 | 7時 |  | 0 | 0 | 0 | 0 | [9 empty] | 0 | 0 | 0 | 0 | 0 | 0 | 0 | 0 | 0 | 0 | 0 | 0 | 0 | 0 | 0 | 0 | 0 | 0 | 0 | 0 | 0 | 0 | 0.047552 | 0.00054 | 0.00108 | 0.00163 | 0.00217 | 0 | 0.024649 | 0.022689 |  | 0.1168 | 0.1854 | 0.2767 | 0.2774
2014-09-24 | 8時 |  | 0 | 0 | 0 | 0 | [9 empty] | 0 | 0 | 0 | 0 | 0 | 0 | 0 | 0 | 0 | 0 | 0 | 0 | 0 | 0 | 0 | 0 | 0 | 0 | 0 | 0 | 0 | 0 | 0.047552 | 0.00379 | 0.00759 | 0.01138 | 0.01518 | 0.084877 | 0.078545 | 0.064582 |  | 0.2156 | 0.2812 | 0.3696 | 0.3702
2014-09-24 | 9時 |  | 0 | 0 | 0 | 0 | [9 empty] | 0 | 0 | 0 | 0 | 0 | 0 | 0 | 0 | 0 | 0 | 0 | 0 | 0 | 0 | 0 | 0 | 0 | 0 | 0 | 0 | 0 | 0 | 0.047552 | 0.00033 | 0.00067 | 0.001 | 0.00133 | 0.23209 | 0.16325 | 0.052059 |  | 0.2163 | 0.252 | 0.3265 | 0.3272
2014-09-24 | 10時 |  | 0 | 0 | 0 | 0 | [9 empty] | 0 | 0 | 0 | 0 | 0 | 0 | 0 | 0 | 0 | 0 | 0 | 0 | 0 | 0 | 0 | 0 | 0 | 0 | 0 | 0 | 0 | 0 | 0.047552 | 0.00054 | 0.00108 | 0.00163 | 0.00217 | 0.12467 | 0.21558 | 0.037471 |  | 0.1917 | 0.2274 | 0.3128 | 0.3134
2014-09-24 | 11時 |  | 0 | 0 | 0 | 0 | [9 empty] | 0 | 0 | 0 | 0 | 0 | 0 | 0 | 0 | 0 | 0 | 0 | 0 | 0 | 0 | 0 | 0 | 0 | 0 | 0 | 0 | 0 | 0 | 0.047552 | 0.00033 | 0.00067 | 0.001 | 0.00133 | 0.12467 | 0.21558 | 0 |  | 0.1994 | 0.2352 | 0.315 | 0.3157
2014-09-24 | 12時 |  | 0 | 0 | 0 | 0 | [9 empty] | 0 | 0 | 0 | 0 | 0 | 0 | 0 | 0 | 0 | 0 | 0 | 0 | 0 | 0 | 0 | 0 | 0 | 0 | 0 | 0 | 0 | 0 | 0.047552 | 0.00338 | 0.00675 | 0.01013 | 0.01351 | 0.14721 | 0.13456 | 0.018352 |  | 0.1983 | 0.2727 | 0.3698 | 0.3705
2014-09-24 | 13時 |  | 0 | 0 | 0 | 0 | [9 empty] | 0 | 0 | 0 | 0 | 0 | 0 | 0 | 0 | 0 | 0 | 0 | 0 | 0 | 0 | 0 | 0 | 0 | 0 | 0 | 0 | 0 | 0 | 0.047552 | 0.00033 | 0.00067 | 0.001 | 0.00133 | 0.13756 | 0.026771 | 0.023629 |  | 0.0483 | 0.0483 | 0.0711 | 0.0717
2014-09-24 | 14時 |  | 0 | 0 | 0 | 0 | [9 empty] | 0 | 0 | 0 | 0 | 0 | 0 | 0 | 0 | 0 | 0 | 0 | 0 | 0 | 0 | 0 | 0 | 0 | 0 | 0 | 0 | 0 | 0 | 0.047552 | 0.00013 | 0.00025 | 0.00038 | 0.0005 | 0 | 0 | 0 |  | 0.056 | 0.0561 | 0.0788 | 0.0795
2014-09-24 | 15時 |  | 0 | 0 | 0 | 0 | [9 empty] | 0 | 0 | 0 | 0 | 0 | 0 | 0 | 0 | 0 | 0 | 0 | 0 | 0 | 0 | 0 | 0 | 0 | 0 | 0 | 0 | 0 | 0 | 0.047552 | 0.00013 | 0.00025 | 0.00038 | 0.0005 | 0 | 0 | 0 |  | 0.056 | 0.0561 | 0.0788 | 0.0795
2014-09-24 | 16時 |  | 0 | 0 | 0 | 0 | [9 empty] | 0 | 0 | 0 | 0 | 0 | 0 | 0 | 0 | 0 | 0 | 0 | 0 | 0 | 0 | 0 | 0 | 0 | 0 | 0 | 0 | 0 | 0 | 0.047552 | 0.00054 | 0.00108 | 0.00163 | 0.00217 | 0.062335 | 0.054249 | 0.024058 |  | 0.2095 | 0.275 | 0.3956 | 0.5453
2014-09-24 | 17時 |  | 0 | 0 | 0 | 0 | [9 empty] | 0 | 0 | 0 | 0 | 0 | 0 | 0 | 0 | 0 | 0 | 0 | 0 | 0 | 0 | 0 | 0 | 0 | 0 | 0 | 0 | 0 | 0 | 0.047552 | 0.00642 | 0.01284 | 0.01926 | 0.02568 | 0.12467 | 0.1085 | 0.026923 |  | 0.2423 | 0.2781 | 0.3689 | 0.5187
2014-09-24 | 18時 |  | 0 | 0 | 0 | 0 | [9 empty] | 0 | 0 | 0 | 0 | 0 | 0 | 0 | 0 | 0 | 0 | 0 | 0 | 0 | 0 | 0 | 0 | 0 | 0 | 0 | 0 | 0 | 0 | 0.047552 | 0.00642 | 0.01284 | 0.01926 | 0.02568 | 0.21072 | 0.1085 | 0 |  | 0.1819 | 0.2177 | 0.2978 | 0.4476
2014-09-24 | 19時 |  | 0 | 0 | 0 | 0 | [9 empty] | 0 | 0 | 0 | 0 | 0 | 0 | 0 | 0 | 0 | 0 | 0 | 0 | 0 | 0 | 0 | 0 | 0 | 0 | 0 | 0 | 0 | 0 | 0.047552 | 0.00013 | 0.00025 | 0.00038 | 0.0005 | 0.12879 | 0 | 0.006537 |  | 0.0998 | 0.1355 | 0.2049 | 0.2056
2014-09-24 | 20時 |  | 0 | 0 | 0 | 0 | [9 empty] | 0 | 0 | 0 | 0 | 0 | 0 | 0 | 0 | 0 | 0 | 0 | 0 | 0 | 0 | 0 | 0 | 0 | 0 | 0 | 0 | 0 | 0 | 0.047552 | 0.00033 | 0.00067 | 0.001 | 0.00133 | 0.16769 | 0.10779 | 0.006537 |  | 0.0917 | 0.1275 | 0.2183 | 0.219
2014-09-24 | 21時 |  | 0 | 0 | 0 | 0 | [9 empty] | 0 | 0 | 0 | 0 | 0 | 0 | 0 | 0 | 0 | 0 | 0 | 0 | 0 | 0 | 0 | 0 | 0 | 0 | 0 | 0 | 0 | 0 | 0.047552 | 0.00628 | 0.01256 | 0.01884 | 0.02512 | 0.12467 | 0.18846 | 0.012659 |  | 0.1755 | 0.2411 | 0.3458 | 0.3465
2014-09-24 | 22時 |  | 0 | 0 | 0 | 0 | [9 empty] | 0 | 0 | 0 | 0 | 0 | 0 | 0 | 0 | 0 | 0 | 0 | 0 | 0 | 0 | 0 | 0 | 0 | 0 | 0 | 0 | 0 | 0 | 0.047552 | 0.00649 | 0.01298 | 0.01947 | 0.02595 | 0.12467 | 0.16133 | 0.043827 |  | 0.1139 | 0.1795 | 0.3002 | 0.3009
2014-09-24 | 23時 |  | 0 | 0 | 0 | 0 | [9 empty] | 0 | 0 | 0 | 0 | 0 | 0 | 0 | 0 | 0 | 0 | 0 | 0 | 0 | 0 | 0 | 0 | 0 | 0 | 0 | 0 | 0 | 0 | 0.047552 | 0.00331 | 0.00661 | 0.00992 | 0.01323 | 0.062335 | 0.15709 | 0.04296 |  | 0.1578 | 0.1578 | 0.1806 | 0.1812
2014-09-25 | 0時 |  | 0 | 0 | 0 | 0 | [9 empty] | 0 | 0 | 0 | 0 | 0 | 0 | 0 | 0 | 0 | 0 | 0 | 0 | 0 | 0 | 0 | 0 | 0 | 0 | 0 | 0 | 0 | 0 | 0.047552 | 0.00013 | 0.00025 | 0.00038 | 0.0005 | 0 | 0.078899 | 0.011656 |  | 0.1578 | 0.1578 | 0.1806 | 0.1812
2014-09-25 | 1時 |  | 0 | 0 | 0 | 0 | [9 empty] | 0 | 0 | 0 | 0 | 0 | 0 | 0 | 0 | 0 | 0 | 0 | 0 | 0 | 0 | 0 | 0 | 0 | 0 | 0 | 0 | 0 | 0 | 0.047552 | 0.00013 | 0.00025 | 0.00038 | 0.0005 | 0 | 0 | 0 |  | 0.0483 | 0.0483 | 0.0711 | 0.0717
2014-09-25 | 2時 |  | 0 | 0 | 0 | 0 | [9 empty] | 0 | 0 | 0 | 0 | 0 | 0 | 0 | 0 | 0 | 0 | 0 | 0 | 0 | 0 | 0 | 0 | 0 | 0 | 0 | 0 | 0 | 0 | 0.047552 | 0.00013 | 0.00025 | 0.00038 | 0.0005 | 0 | 0 | 0 |  | 0.056 | 0.0561 | 0.0788 | 0.0795
2014-09-25 | 3時 |  | 0 | 0 | 0 | 0 | [9 empty] | 0 | 0 | 0 | 0 | 0 | 0 | 0 | 0 | 0 | 0 | 0 | 0 | 0 | 0 | 0 | 0 | 0 | 0 | 0 | 0 | 0 | 0 | 0.047552 | 0.00013 | 0.00025 | 0.00038 | 0.0005 | 0 | 0 | 0 |  | 0.056 | 0.0561 | 0.0788 | 0.0795
2014-09-25 | 4時 |  | 0 | 0 | 0 | 0 | [9 empty] | 0 | 0 | 0 | 0 | 0 | 0 | 0 | 0 | 0 | 0 | 0 | 0 | 0 | 0 | 0 | 0 | 0 | 0 | 0 | 0 | 0 | 0 | 0.047552 | 0.00013 | 0.00025 | 0.00038 | 0.0005 | 0 | 0 | 0 |  | 0.0483 | 0.0483 | 0.0711 | 0.0717
2014-09-25 | 5時 |  | 0 | 0 | 0 | 0 | [9 empty] | 0 | 0 | 0 | 0 | 0 | 0 | 0 | 0 | 0 | 0 | 0 | 0 | 0 | 0 | 0 | 0 | 0 | 0 | 0 | 0 | 0 | 0 | 0.047552 | 0.00013 | 0.00025 | 0.00038 | 0.0005 | 0 | 0 | 0 |  | 0.056 | 0.0561 | 0.0788 | 0.0795
2014-09-25 | 6時 |  | 0 | 0 | 0 | 0 | [9 empty] | 0 | 0 | 0 | 0 | 0 | 0 | 0 | 0 | 0 | 0 | 0 | 0 | 0 | 0 | 0 | 0 | 0 | 0 | 0 | 0 | 0 | 0 | 0.047552 | 0.00338 | 0.00675 | 0.01013 | 0.01351 | 0 | 0.024649 | 0.011815 |  | 0.1925 | 0.2611 | 0.3525 | 0.3531
2014-09-25 | 7時 |  | 0 | 0 | 0 | 0 | [9 empty] | 0 | 0 | 0 | 0 | 0 | 0 | 0 | 0 | 0 | 0 | 0 | 0 | 0 | 0 | 0 | 0 | 0 | 0 | 0 | 0 | 0 | 0 | 0.047552 | 0.00054 | 0.00108 | 0.00163 | 0.00217 | 0.13859 | 0.053895 | 0.036861 |  | 0.1524 | 0.248 | 0.3662 | 0.3669
2014-09-25 | 8時 |  | 0 | 0 | 0 | 0 | [9 empty] | 0 | 0 | 0 | 0 | 0 | 0 | 0 | 0 | 0 | 0 | 0 | 0 | 0 | 0 | 0 | 0 | 0 | 0 | 0 | 0 | 0 | 0 | 0.047552 | 0.00054 | 0.00108 | 0.00163 | 0.00217 | 0.093503 | 0 | 0.035602 |  | 0.1091 | 0.1448 | 0.2032 | 0.2039
2014-09-25 | 9時 |  | 0 | 0 | 0 | 0 | [9 empty] | 0 | 0 | 0 | 0 | 0 | 0 | 0 | 0 | 0 | 0 | 0 | 0 | 0 | 0 | 0 | 0 | 0 | 0 | 0 | 0 | 0 | 0 | 0.047552 | 0.00013 | 0.00025 | 0.00038 | 0.0005 | 0.17838 | 0.10971 | 0.042749 |  | 0.3011 | 0.3368 | 0.3953 | 0.396
2014-09-25 | 10時 |  | 0 | 0 | 0 | 0 | [9 empty] | 0 | 0 | 0 | 0 | 0 | 0 | 0 | 0 | 0 | 0 | 0 | 0 | 0 | 0 | 0 | 0 | 0 | 0 | 0 | 0 | 0 | 0 | 0.047552 | 0.00033 | 0.00067 | 0.001 | 0.00133 | 0.093503 | 0 | 0.012523 |  | 0.0483 | 0.0483 | 0.0711 | 0.0717
2014-09-25 | 11時 |  | 0 | 0 | 0 | 0 | [9 empty] | 0 | 0 | 0 | 0 | 0 | 0 | 0 | 0 | 0 | 0 | 0 | 0 | 0 | 0 | 0 | 0 | 0 | 0 | 0 | 0 | 0 | 0 | 0.047552 | 0.00013 | 0.00025 | 0.00038 | 0.0005 | 0 | 0 | 0.0052775 |  | 0.056 | 0.0561 | 0.0788 | 0.0795
2014-09-25 | 12時 |  | 0 | 0 | 0 | 0 | [9 empty] | 0 | 0 | 0 | 0 | 0 | 0 | 0 | 0 | 0 | 0 | 0 | 0 | 0 | 0 | 0 | 0 | 0 | 0 | 0 | 0 | 0 | 0 | 0.047552 | 0.00338 | 0.00675 | 0.01013 | 0.01351 | 0.05371 | 0 | 0.0052775 |  | 0.1983 | 0.2727 | 0.3698 | 0.3705
2014-09-25 | 13時 |  | 0 | 0 | 0 | 0 | [9 empty] | 0 | 0 | 0 | 0 | 0 | 0 | 0 | 0 | 0 | 0 | 0 | 0 | 0 | 0 | 0 | 0 | 0 | 0 | 0 | 0 | 0 | 0 | 0.047552 | 0.00033 | 0.00067 | 0.001 | 0.00133 | 0.11604 | 0 | 0 |  | 0.0483 | 0.0483 | 0.0711 | 0.0717
2014-09-25 | 14時 |  | 0 | 0 | 0 | 0 | [9 empty] | 0 | 0 | 0 | 0 | 0 | 0 | 0 | 0 | 0 | 0 | 0 | 0 | 0 | 0 | 0 | 0 | 0 | 0 | 0 | 0 | 0 | 0 | 0.047552 | 0.00013 | 0.00025 | 0.00038 | 0.0005 | 0.031168 | 0 | 0.017801 |  | 0.056 | 0.0561 | 0.0788 | 0.0795
2014-09-25 | 15時 |  | 0 | 0 | 0 | 0 | [9 empty] | 0 | 0 | 0 | 0 | 0 | 0 | 0 | 0 | 0 | 0 | 0 | 0 | 0 | 0 | 0 | 0 | 0 | 0 | 0 | 0 | 0 | 0 | 0.047552 | 0.00013 | 0.00025 | 0.00038 | 0.0005 | 0 | 0 | 0 |  | 0.056 | 0.0561 | 0.0788 | 0.0795
2014-09-25 | 16時 |  | 0 | 0 | 0 | 0 | [9 empty] | 0 | 0 | 0 | 0 | 0 | 0 | 0 | 0 | 0 | 0 | 0 | 0 | 0 | 0 | 0 | 0 | 0 | 0 | 0 | 0 | 0 | 0 | 0.047552 | 0.00033 | 0.00067 | 0.001 | 0.00133 | 0.062335 | 0 | 0.0052775 |  | 0.0483 | 0.0483 | 0.0711 | 0.0717
2014-09-25 | 17時 |  | 0 | 0 | 0 | 0 | [9 empty] | 0 | 0 | 0 | 0 | 0 | 0 | 0 | 0 | 0 | 0 | 0 | 0 | 0 | 0 | 0 | 0 | 0 | 0 | 0 | 0 | 0 | 0 | 0.047552 | 0.00033 | 0.00067 | 0.001 | 0.00133 | 0.10536 | 0 | 0.0082775 |  | 0.1304 | 0.2048 | 0.3019 | 0.3026
2014-09-25 | 18時 |  | 0 | 0 | 0 | 0 | [9 empty] | 0 | 0 | 0 | 0 | 0 | 0 | 0 | 0 | 0 | 0 | 0 | 0 | 0 | 0 | 0 | 0 | 0 | 0 | 0 | 0 | 0 | 0 | 0.047552 | 0.00642 | 0.01284 | 0.01926 | 0.02568 | 0.12467 | 0 | 0.0082775 |  | 0.303 | 0.3387 | 0.3972 | 0.5469
2014-09-25 | 19時 |  | 0 | 0 | 0 | 0 | [9 empty] | 0 | 0 | 0 | 0 | 0 | 0 | 0 | 0 | 0 | 0 | 0 | 0 | 0 | 0 | 0 | 0 | 0 | 0 | 0 | 0 | 0 | 0 | 0.047552 | 0.00642 | 0.01284 | 0.01926 | 0.02568 | 0.21072 | 0.10708 | 0.0082775 |  | 0.0991 | 0.1348 | 0.1932 | 0.1939
2014-09-25 | 20時 |  | 0 | 0 | 0 | 0 | [9 empty] | 0 | 0 | 0 | 0 | 0 | 0 | 0 | 0 | 0 | 0 | 0 | 0 | 0 | 0 | 0 | 0 | 0 | 0 | 0 | 0 | 0 | 0 | 0.047552 | 0.00033 | 0.00067 | 0.001 | 0.00133 | 0.14927 | 0.027125 | 0 |  | 0.0917 | 0.1275 | 0.2102 | 0.2109
2014-09-25 | 21時 |  | 0 | 0 | 0 | 0 | [9 empty] | 0 | 0 | 0 | 0 | 0 | 0 | 0 | 0 | 0 | 0 | 0 | 0 | 0 | 0 | 0 | 0 | 0 | 0 | 0 | 0 | 0 | 0 | 0.047552 | 0.00033 | 0.00067 | 0.001 | 0.00133 | 0.14618 | 0.10814 | 0.031304 |  | 0.1216 | 0.1873 | 0.2837 | 0.2844
2014-09-25 | 22時 |  | 0 | 0 | 0 | 0 | [9 empty] | 0 | 0 | 0 | 0 | 0 | 0 | 0 | 0 | 0 | 0 | 0 | 0 | 0 | 0 | 0 | 0 | 0 | 0 | 0 | 0 | 0 | 0 | 0.047552 | 0.00628 | 0.01256 | 0.01884 | 0.02512 | 0.12467 | 0.16133 | 0.043827 |  | 0.1738 | 0.1917 | 0.262 | 0.2626
2014-09-25 | 23時 |  | 0 | 0 | 0 | 0 | [9 empty] | 0 | 0 | 0 | 0 | 0 | 0 | 0 | 0 | 0 | 0 | 0 | 0 | 0 | 0 | 0 | 0 | 0 | 0 | 0 | 0 | 0 | 0 | 0.047552 | 0.0067 | 0.01339 | 0.02009 | 0.02679 | 0.12467 | 0.18881 | 0.031848 |  | 0.1877 | 0.2176 | 0.2756 | 0.2763
2014-09-26 | 0時 |  | 0 | 0 | 0 | 0 | [9 empty] | 0 | 0 | 0 | 0 | 0 | 0 | 0 | 0 | 0 | 0 | 0 | 0 | 0 | 0 | 0 | 0 | 0 | 0 | 0 | 0 | 0 | 0 | 0.047552 | 0.00013 | 0.00025 | 0.00038 | 0.0005 | 0 | 0.078899 | 0.011656 |  | 0.1578 | 0.1578 | 0.1806 | 0.1812
2014-09-26 | 1時 |  | 0 | 0 | 0 | 0 | [9 empty] | 0 | 0 | 0 | 0 | 0 | 0 | 0 | 0 | 0 | 0 | 0 | 0 | 0 | 0 | 0 | 0 | 0 | 0 | 0 | 0 | 0 | 0 | 0.047552 | 0.00013 | 0.00025 | 0.00038 | 0.0005 | 0 | 0 | 0 |  | 0.0483 | 0.0483 | 0.0711 | 0.0717
2014-09-26 | 2時 |  | 0 | 0 | 0 | 0 | [9 empty] | 0 | 0 | 0 | 0 | 0 | 0 | 0 | 0 | 0 | 0 | 0 | 0 | 0 | 0 | 0 | 0 | 0 | 0 | 0 | 0 | 0 | 0 | 0.047552 | 0.00013 | 0.00025 | 0.00038 | 0.0005 | 0 | 0 | 0 |  | 0.056 | 0.0561 | 0.0788 | 0.0795
2014-09-26 | 3時 |  | 0 | 0 | 0 | 0 | [9 empty] | 0 | 0 | 0 | 0 | 0 | 0 | 0 | 0 | 0 | 0 | 0 | 0 | 0 | 0 | 0 | 0 | 0 | 0 | 0 | 0 | 0 | 0 | 0.047552 | 0.00013 | 0.00025 | 0.00038 | 0.0005 | 0 | 0 | 0 |  | 0.056 | 0.0561 | 0.0788 | 0.0795
2014-09-26 | 4時 |  | 0 | 0 | 0 | 0 | [9 empty] | 0 | 0 | 0 | 0 | 0 | 0 | 0 | 0 | 0 | 0 | 0 | 0 | 0 | 0 | 0 | 0 | 0 | 0 | 0 | 0 | 0 | 0 | 0.047552 | 0.00013 | 0.00025 | 0.00038 | 0.0005 | 0 | 0 | 0 |  | 0.0483 | 0.0483 | 0.0711 | 0.0717
2014-09-26 | 5時 |  | 0 | 0 | 0 | 0 | [9 empty] | 0 | 0 | 0 | 0 | 0 | 0 | 0 | 0 | 0 | 0 | 0 | 0 | 0 | 0 | 0 | 0 | 0 | 0 | 0 | 0 | 0 | 0 | 0.047552 | 0.00013 | 0.00025 | 0.00038 | 0.0005 | 0 | 0 | 0 |  | 0.056 | 0.0561 | 0.0788 | 0.0795
2014-09-26 | 6時 |  | 0 | 0 | 0 | 0 | [9 empty] | 0 | 0 | 0 | 0 | 0 | 0 | 0 | 0 | 0 | 0 | 0 | 0 | 0 | 0 | 0 | 0 | 0 | 0 | 0 | 0 | 0 | 0 | 0.047552 | 0.00338 | 0.00675 | 0.01013 | 0.01351 | 0 | 0.024649 | 0.011815 |  | 0.1925 | 0.2611 | 0.3525 | 0.3531
2014-09-26 | 7時 |  | 0 | 0 | 0 | 0 | [9 empty] | 0 | 0 | 0 | 0 | 0 | 0 | 0 | 0 | 0 | 0 | 0 | 0 | 0 | 0 | 0 | 0 | 0 | 0 | 0 | 0 | 0 | 0 | 0.047552 | 0.00054 | 0.00108 | 0.00163 | 0.00217 | 0.13859 | 0.053895 | 0.036861 |  | 0.1524 | 0.248 | 0.3662 | 0.3669
2014-09-26 | 8時 |  | 0 | 0 | 0 | 0 | [9 empty] | 0 | 0 | 0 | 0 | 0 | 0 | 0 | 0 | 0 | 0 | 0 | 0 | 0 | 0 | 0 | 0 | 0 | 0 | 0 | 0 | 0 | 0 | 0.047552 | 0.00054 | 0.00108 | 0.00163 | 0.00217 | 0.093503 | 0 | 0.035602 |  | 0.1091 | 0.1448 | 0.2032 | 0.2039
2014-09-26 | 9時 |  | 0 | 0 | 0 | 0 | [9 empty] | 0 | 0 | 0 | 0 | 0 | 0 | 0 | 0 | 0 | 0 | 0 | 0 | 0 | 0 | 0 | 0 | 0 | 0 | 0 | 0 | 0 | 0 | 0.047552 | 0.00013 | 0.00025 | 0.00038 | 0.0005 | 0.17838 | 0.10971 | 0.042749 |  | 0.3011 | 0.3368 | 0.3953 | 0.396
2014-09-26 | 10時 |  | 0 | 0 | 0 | 0 | [9 empty] | 0 | 0 | 0 | 0 | 0 | 0 | 0 | 0 | 0 | 0 | 0 | 0 | 0 | 0 | 0 | 0 | 0 | 0 | 0 | 0 | 0 | 0 | 0.047552 | 0.00033 | 0.00067 | 0.001 | 0.00133 | 0.093503 | 0 | 0.012523 |  | 0.0483 | 0.0483 | 0.0711 | 0.0717
2014-09-26 | 11時 |  | 0 | 0 | 0 | 0 | [9 empty] | 0 | 0 | 0 | 0 | 0 | 0 | 0 | 0 | 0 | 0 | 0 | 0 | 0 | 0 | 0 | 0 | 0 | 0 | 0 | 0 | 0 | 0 | 0.047552 | 0.00013 | 0.00025 | 0.00038 | 0.0005 | 0 | 0 | 0.0052775 |  | 0.056 | 0.0561 | 0.0788 | 0.0795
2014-09-26 | 12時 |  | 0 | 0 | 0 | 0 | [9 empty] | 0 | 0 | 0 | 0 | 0 | 0 | 0 | 0 | 0 | 0 | 0 | 0 | 0 | 0 | 0 | 0 | 0 | 0 | 0 | 0 | 0 | 0 | 0.047552 | 0.00338 | 0.00675 | 0.01013 | 0.01351 | 0.05371 | 0 | 0.0052775 |  | 0.1983 | 0.2727 | 0.3698 | 0.3705
2014-09-26 | 13時 |  | 0 | 0 | 0 | 0 | [9 empty] | 0 | 0 | 0 | 0 | 0 | 0 | 0 | 0 | 0 | 0 | 0 | 0 | 0 | 0 | 0 | 0 | 0 | 0 | 0 | 0 | 0 | 0 | 0.047552 | 0.00033 | 0.00067 | 0.001 | 0.00133 | 0.11604 | 0 | 0 |  | 0.0483 | 0.0483 | 0.0711 | 0.0717
2014-09-26 | 14時 |  | 0 | 0 | 0 | 0 | [9 empty] | 0 | 0 | 0 | 0 | 0 | 0 | 0 | 0 | 0 | 0 | 0 | 0 | 0 | 0 | 0 | 0 | 0 | 0 | 0 | 0 | 0 | 0 | 0.047552 | 0.00013 | 0.00025 | 0.00038 | 0.0005 | 0.031168 | 0 | 0.017801 |  | 0.056 | 0.0561 | 0.0788 | 0.0795
2014-09-26 | 15時 |  | 0 | 0 | 0 | 0 | [9 empty] | 0 | 0 | 0 | 0 | 0 | 0 | 0 | 0 | 0 | 0 | 0 | 0 | 0 | 0 | 0 | 0 | 0 | 0 | 0 | 0 | 0 | 0 | 0.047552 | 0.00013 | 0.00025 | 0.00038 | 0.0005 | 0 | 0 | 0 |  | 0.056 | 0.0561 | 0.0788 | 0.0795
2014-09-26 | 16時 |  | 0 | 0 | 0 | 0 | [9 empty] | 0 | 0 | 0 | 0 | 0 | 0 | 0 | 0 | 0 | 0 | 0 | 0 | 0 | 0 | 0 | 0 | 0 | 0 | 0 | 0 | 0 | 0 | 0.047552 | 0.00033 | 0.00067 | 0.001 | 0.00133 | 0.062335 | 0 | 0.0052775 |  | 0.0483 | 0.0483 | 0.0711 | 0.0717
2014-09-26 | 17時 |  | 0 | 0 | 0 | 0 | [9 empty] | 0 | 0 | 0 | 0 | 0 | 0 | 0 | 0 | 0 | 0 | 0 | 0 | 0 | 0 | 0 | 0 | 0 | 0 | 0 | 0 | 0 | 0 | 0.047552 | 0.00033 | 0.00067 | 0.001 | 0.00133 | 0.10536 | 0 | 0.0082775 |  | 0.1304 | 0.2048 | 0.3019 | 0.3026
2014-09-26 | 18時 |  | 0 | 0 | 0 | 0 | [9 empty] | 0 | 0 | 0 | 0 | 0 | 0 | 0 | 0 | 0 | 0 | 0 | 0 | 0 | 0 | 0 | 0 | 0 | 0 | 0 | 0 | 0 | 0 | 0.047552 | 0.00642 | 0.01284 | 0.01926 | 0.02568 | 0.12467 | 0 | 0.0082775 |  | 0.303 | 0.3387 | 0.3972 | 0.5469
2014-09-26 | 19時 |  | 0 | 0 | 0 | 0 | [9 empty] | 0 | 0 | 0 | 0 | 0 | 0 | 0 | 0 | 0 | 0 | 0 | 0 | 0 | 0 | 0 | 0 | 0 | 0 | 0 | 0 | 0 | 0 | 0.047552 | 0.00642 | 0.01284 | 0.01926 | 0.02568 | 0.21072 | 0.10708 | 0.0082775 |  | 0.0991 | 0.1348 | 0.1932 | 0.1939
2014-09-26 | 20時 |  | 0 | 0 | 0 | 0 | [9 empty] | 0 | 0 | 0 | 0 | 0 | 0 | 0 | 0 | 0 | 0 | 0 | 0 | 0 | 0 | 0 | 0 | 0 | 0 | 0 | 0 | 0 | 0 | 0.047552 | 0.00033 | 0.00067 | 0.001 | 0.00133 | 0.14927 | 0.027125 | 0 |  | 0.0917 | 0.1275 | 0.2102 | 0.2109
2014-09-26 | 21時 |  | 0 | 0 | 0 | 0 | [9 empty] | 0 | 0 | 0 | 0 | 0 | 0 | 0 | 0 | 0 | 0 | 0 | 0 | 0 | 0 | 0 | 0 | 0 | 0 | 0 | 0 | 0 | 0 | 0.047552 | 0.00033 | 0.00067 | 0.001 | 0.00133 | 0.14618 | 0.10814 | 0.031304 |  | 0.1216 | 0.1873 | 0.2837 | 0.2844
2014-09-26 | 22時 |  | 0 | 0 | 0 | 0 | [9 empty] | 0 | 0 | 0 | 0 | 0 | 0 | 0 | 0 | 0 | 0 | 0 | 0 | 0 | 0 | 0 | 0 | 0 | 0 | 0 | 0 | 0 | 0 | 0.047552 | 0.00628 | 0.01256 | 0.01884 | 0.02512 | 0.12467 | 0.16133 | 0.043827 |  | 0.1738 | 0.1917 | 0.262 | 0.2626
2014-09-26 | 23時 |  | 0 | 0 | 0 | 0 | [9 empty] | 0 | 0 | 0 | 0 | 0 | 0 | 0 | 0 | 0 | 0 | 0 | 0 | 0 | 0 | 0 | 0 | 0 | 0 | 0 | 0 | 0 | 0 | 0.047552 | 0.0067 | 0.01339 | 0.02009 | 0.02679 | 0.12467 | 0.18881 | 0.031848 |  | 0.1877 | 0.2176 | 0.2756 | 0.2763
2014-09-27 | 0時 |  | 0 | 0 | 0 | 0 | [9 empty] | 0 | 0 | 0 | 0 | 0 | 0 | 0 | 0 | 0 | 0 | 0 | 0 | 0 | 0 | 0 | 0 | 0 | 0 | 0 | 0 | 0 | 0 | 0.047552 | 0.00013 | 0.00025 | 0.00038 | 0.0005 | 0 | 0.078899 | 0.011656 |  | 0.1578 | 0.1578 | 0.1806 | 0.1812
2014-09-27 | 1時 |  | 0 | 0 | 0 | 0 | [9 empty] | 0 | 0 | 0 | 0 | 0 | 0 | 0 | 0 | 0 | 0 | 0 | 0 | 0 | 0 | 0 | 0 | 0 | 0 | 0 | 0 | 0 | 0 | 0.047552 | 0.00013 | 0.00025 | 0.00038 | 0.0005 | 0 | 0 | 0 |  | 0.0483 | 0.0483 | 0.0711 | 0.0717
2014-09-27 | 2時 |  | 0 | 0 | 0 | 0 | [9 empty] | 0 | 0 | 0 | 0 | 0 | 0 | 0 | 0 | 0 | 0 | 0 | 0 | 0 | 0 | 0 | 0 | 0 | 0 | 0 | 0 | 0 | 0 | 0.047552 | 0.00013 | 0.00025 | 0.00038 | 0.0005 | 0 | 0 | 0 |  | 0.056 | 0.0561 | 0.0788 | 0.0795
2014-09-27 | 3時 |  | 0 | 0 | 0 | 0 | [9 empty] | 0 | 0 | 0 | 0 | 0 | 0 | 0 | 0 | 0 | 0 | 0 | 0 | 0 | 0 | 0 | 0 | 0 | 0 | 0 | 0 | 0 | 0 | 0.047552 | 0.00013 | 0.00025 | 0.00038 | 0.0005 | 0 | 0 | 0 |  | 0.056 | 0.0561 | 0.0788 | 0.0795
2014-09-27 | 4時 |  | 0 | 0 | 0 | 0 | [9 empty] | 0 | 0 | 0 | 0 | 0 | 0 | 0 | 0 | 0 | 0 | 0 | 0 | 0 | 0 | 0 | 0 | 0 | 0 | 0 | 0 | 0 | 0 | 0.047552 | 0.00013 | 0.00025 | 0.00038 | 0.0005 | 0 | 0 | 0 |  | 0.0483 | 0.0483 | 0.0711 | 0.0717
2014-09-27 | 5時 |  | 0 | 0 | 0 | 0 | [9 empty] | 0 | 0 | 0 | 0 | 0 | 0 | 0 | 0 | 0 | 0 | 0 | 0 | 0 | 0 | 0 | 0 | 0 | 0 | 0 | 0 | 0 | 0 | 0.047552 | 0.00013 | 0.00025 | 0.00038 | 0.0005 | 0 | 0 | 0 |  | 0.056 | 0.0561 | 0.0788 | 0.0795
2014-09-27 | 6時 |  | 0 | 0 | 0 | 0 | [9 empty] | 0 | 0 | 0 | 0 | 0 | 0 | 0 | 0 | 0 | 0 | 0 | 0 | 0 | 0 | 0 | 0 | 0 | 0 | 0 | 0 | 0 | 0 | 0.047552 | 0.00338 | 0.00675 | 0.01013 | 0.01351 | 0 | 0.024649 | 0.011815 |  | 0.1925 | 0.2611 | 0.3525 | 0.3531
2014-09-27 | 7時 |  | 0 | 0 | 0 | 0 | [9 empty] | 0 | 0 | 0 | 0 | 0 | 0 | 0 | 0 | 0 | 0 | 0 | 0 | 0 | 0 | 0 | 0 | 0 | 0 | 0 | 0 | 0 | 0 | 0.047552 | 0.00054 | 0.00108 | 0.00163 | 0.00217 | 0.13859 | 0.053895 | 0.036861 |  | 0.1524 | 0.248 | 0.3662 | 0.3669
2014-09-27 | 8時 |  | 0 | 0 | 0 | 0 | [9 empty] | 0 | 0 | 0 | 0 | 0 | 0 | 0 | 0 | 0 | 0 | 0 | 0 | 0 | 0 | 0 | 0 | 0 | 0 | 0 | 0 | 0 | 0 | 0.047552 | 0.00054 | 0.00108 | 0.00163 | 0.00217 | 0.093503 | 0 | 0.035602 |  | 0.1091 | 0.1448 | 0.2032 | 0.2039
2014-09-27 | 9時 |  | 0 | 0 | 0 | 0 | [9 empty] | 0 | 0 | 0 | 0 | 0 | 0 | 0 | 0 | 0 | 0 | 0 | 0 | 0 | 0 | 0 | 0 | 0 | 0 | 0 | 0 | 0 | 0 | 0.047552 | 0.00013 | 0.00025 | 0.00038 | 0.0005 | 0.17838 | 0.10971 | 0.042749 |  | 0.3011 | 0.3368 | 0.3953 | 0.396
2014-09-27 | 10時 |  | 0 | 0 | 0 | 0 | [9 empty] | 0 | 0 | 0 | 0 | 0 | 0 | 0 | 0 | 0 | 0 | 0 | 0 | 0 | 0 | 0 | 0 | 0 | 0 | 0 | 0 | 0 | 0 | 0.047552 | 0.00033 | 0.00067 | 0.001 | 0.00133 | 0.093503 | 0 | 0.012523 |  | 0.0483 | 0.0483 | 0.0711 | 0.0717
2014-09-27 | 11時 |  | 0 | 0 | 0 | 0 | [9 empty] | 0 | 0 | 0 | 0 | 0 | 0 | 0 | 0 | 0 | 0 | 0 | 0 | 0 | 0 | 0 | 0 | 0 | 0 | 0 | 0 | 0 | 0 | 0.047552 | 0.00013 | 0.00025 | 0.00038 | 0.0005 | 0 | 0 | 0.0052775 |  | 0.056 | 0.0561 | 0.0788 | 0.0795
2014-09-27 | 12時 |  | 0 | 0 | 0 | 0 | [9 empty] | 0 | 0 | 0 | 0 | 0 | 0 | 0 | 0 | 0 | 0 | 0 | 0 | 0 | 0 | 0 | 0 | 0 | 0 | 0 | 0 | 0 | 0 | 0.047552 | 0.00338 | 0.00675 | 0.01013 | 0.01351 | 0.05371 | 0 | 0.0052775 |  | 0.1983 | 0.2727 | 0.3698 | 0.3705
2014-09-27 | 13時 |  | 0 | 0 | 0 | 0 | [9 empty] | 0 | 0 | 0 | 0 | 0 | 0 | 0 | 0 | 0 | 0 | 0 | 0 | 0 | 0 | 0 | 0 | 0 | 0 | 0 | 0 | 0 | 0 | 0.047552 | 0.00033 | 0.00067 | 0.001 | 0.00133 | 0.11604 | 0 | 0 |  | 0.0483 | 0.0483 | 0.0711 | 0.0717
2014-09-27 | 14時 |  | 0 | 0 | 0 | 0 | [9 empty] | 0 | 0 | 0 | 0 | 0 | 0 | 0 | 0 | 0 | 0 | 0 | 0 | 0 | 0 | 0 | 0 | 0 | 0 | 0 | 0 | 0 | 0 | 0.047552 | 0.00013 | 0.00025 | 0.00038 | 0.0005 | 0.031168 | 0 | 0.017801 |  | 0.056 | 0.0561 | 0.0788 | 0.0795
2014-09-27 | 15時 |  | 0 | 0 | 0 | 0 | [9 empty] | 0 | 0 | 0 | 0 | 0 | 0 | 0 | 0 | 0 | 0 | 0 | 0 | 0 | 0 | 0 | 0 | 0 | 0 | 0 | 0 | 0 | 0 | 0.047552 | 0.00013 | 0.00025 | 0.00038 | 0.0005 | 0 | 0 | 0 |  | 0.056 | 0.0561 | 0.0788 | 0.0795
2014-09-27 | 16時 |  | 0 | 0 | 0 | 0 | [9 empty] | 0 | 0 | 0 | 0 | 0 | 0 | 0 | 0 | 0 | 0 | 0 | 0 | 0 | 0 | 0 | 0 | 0 | 0 | 0 | 0 | 0 | 0 | 0.047552 | 0.00033 | 0.00067 | 0.001 | 0.00133 | 0.062335 | 0 | 0.0052775 |  | 0.0483 | 0.0483 | 0.0711 | 0.0717
2014-09-27 | 17時 |  | 0 | 0 | 0 | 0 | [9 empty] | 0 | 0 | 0 | 0 | 0 | 0 | 0 | 0 | 0 | 0 | 0 | 0 | 0 | 0 | 0 | 0 | 0 | 0 | 0 | 0 | 0 | 0 | 0.047552 | 0.00033 | 0.00067 | 0.001 | 0.00133 | 0.10536 | 0 | 0.0082775 |  | 0.1304 | 0.2048 | 0.3019 | 0.3026
2014-09-27 | 18時 |  | 0 | 0 | 0 | 0 | [9 empty] | 0 | 0 | 0 | 0 | 0 | 0 | 0 | 0 | 0 | 0 | 0 | 0 | 0 | 0 | 0 | 0 | 0 | 0 | 0 | 0 | 0 | 0 | 0.047552 | 0.00642 | 0.01284 | 0.01926 | 0.02568 | 0.12467 | 0 | 0.0082775 |  | 0.303 | 0.3387 | 0.3972 | 0.5469
2014-09-27 | 19時 |  | 0 | 0 | 0 | 0 | [9 empty] | 0 | 0 | 0 | 0 | 0 | 0 | 0 | 0 | 0 | 0 | 0 | 0 | 0 | 0 | 0 | 0 | 0 | 0 | 0 | 0 | 0 | 0 | 0.047552 | 0.00642 | 0.01284 | 0.01926 | 0.02568 | 0.21072 | 0.10708 | 0.0082775 |  | 0.0991 | 0.1348 | 0.1932 | 0.1939
2014-09-27 | 20時 |  | 0 | 0 | 0 | 0 | [9 empty] | 0 | 0 | 0 | 0 | 0 | 0 | 0 | 0 | 0 | 0 | 0 | 0 | 0 | 0 | 0 | 0 | 0 | 0 | 0 | 0 | 0 | 0 | 0.047552 | 0.00033 | 0.00067 | 0.001 | 0.00133 | 0.14927 | 0.027125 | 0 |  | 0.0917 | 0.1275 | 0.2102 | 0.2109
2014-09-27 | 21時 |  | 0 | 0 | 0 | 0 | [9 empty] | 0 | 0 | 0 | 0 | 0 | 0 | 0 | 0 | 0 | 0 | 0 | 0 | 0 | 0 | 0 | 0 | 0 | 0 | 0 | 0 | 0 | 0 | 0.047552 | 0.00033 | 0.00067 | 0.001 | 0.00133 | 0.14618 | 0.10814 | 0.031304 |  | 0.1216 | 0.1873 | 0.2837 | 0.2844
2014-09-27 | 22時 |  | 0 | 0 | 0 | 0 | [9 empty] | 0 | 0 | 0 | 0 | 0 | 0 | 0 | 0 | 0 | 0 | 0 | 0 | 0 | 0 | 0 | 0 | 0 | 0 | 0 | 0 | 0 | 0 | 0.047552 | 0.00628 | 0.01256 | 0.01884 | 0.02512 | 0.12467 | 0.16133 | 0.043827 |  | 0.1738 | 0.1917 | 0.262 | 0.2626
2014-09-27 | 23時 |  | 0 | 0 | 0 | 0 | [9 empty] | 0 | 0 | 0 | 0 | 0 | 0 | 0 | 0 | 0 | 0 | 0 | 0 | 0 | 0 | 0 | 0 | 0 | 0 | 0 | 0 | 0 | 0 | 0.047552 | 0.0067 | 0.01339 | 0.02009 | 0.02679 | 0.12467 | 0.18881 | 0.031848 |  | 0.1877 | 0.2176 | 0.2756 | 0.2763
2014-09-28 | 0時 |  | 0 | 0 | 0 | 0 | [9 empty] | 0 | 0 | 0 | 0 | 0 | 0 | 0 | 0 | 0 | 0 | 0 | 0 | 0 | 0 | 0 | 0 | 0 | 0 | 0 | 0 | 0 | 0 | 0.047552 | 0.00013 | 0.00025 | 0.00038 | 0.0005 | 0 | 0.078899 | 0.011656 |  | 0.1578 | 0.1578 | 0.1806 | 0.1812
2014-09-28 | 1時 |  | 0 | 0 | 0 | 0 | [9 empty] | 0 | 0 | 0 | 0 | 0 | 0 | 0 | 0 | 0 | 0 | 0 | 0 | 0 | 0 | 0 | 0 | 0 | 0 | 0 | 0 | 0 | 0 | 0.047552 | 0.00013 | 0.00025 | 0.00038 | 0.0005 | 0 | 0 | 0 |  | 0.0483 | 0.0483 | 0.0711 | 0.0717
2014-09-28 | 2時 |  | 0 | 0 | 0 | 0 | [9 empty] | 0 | 0 | 0 | 0 | 0 | 0 | 0 | 0 | 0 | 0 | 0 | 0 | 0 | 0 | 0 | 0 | 0 | 0 | 0 | 0 | 0 | 0 | 0.047552 | 0.00013 | 0.00025 | 0.00038 | 0.0005 | 0 | 0 | 0 |  | 0.056 | 0.0561 | 0.0788 | 0.0795
2014-09-28 | 3時 |  | 0 | 0 | 0 | 0 | [9 empty] | 0 | 0 | 0 | 0 | 0 | 0 | 0 | 0 | 0 | 0 | 0 | 0 | 0 | 0 | 0 | 0 | 0 | 0 | 0 | 0 | 0 | 0 | 0.047552 | 0.00013 | 0.00025 | 0.00038 | 0.0005 | 0 | 0 | 0 |  | 0.056 | 0.0561 | 0.0788 | 0.0795
2014-09-28 | 4時 |  | 0 | 0 | 0 | 0 | [9 empty] | 0 | 0 | 0 | 0 | 0 | 0 | 0 | 0 | 0 | 0 | 0 | 0 | 0 | 0 | 0 | 0 | 0 | 0 | 0 | 0 | 0 | 0 | 0.047552 | 0.00013 | 0.00025 | 0.00038 | 0.0005 | 0 | 0 | 0 |  | 0.0483 | 0.0483 | 0.0711 | 0.0717
2014-09-28 | 5時 |  | 0 | 0 | 0 | 0 | [9 empty] | 0 | 0 | 0 | 0 | 0 | 0 | 0 | 0 | 0 | 0 | 0 | 0 | 0 | 0 | 0 | 0 | 0 | 0 | 0 | 0 | 0 | 0 | 0.047552 | 0.00013 | 0.00025 | 0.00038 | 0.0005 | 0 | 0 | 0 |  | 0.056 | 0.0561 | 0.0788 | 0.0795
2014-09-28 | 6時 |  | 0 | 0 | 0 | 0 | [9 empty] | 0 | 0 | 0 | 0 | 0 | 0 | 0 | 0 | 0 | 0 | 0 | 0 | 0 | 0 | 0 | 0 | 0 | 0 | 0 | 0 | 0 | 0 | 0.047552 | 0.00338 | 0.00675 | 0.01013 | 0.01351 | 0 | 0.024649 | 0.011815 |  | 0.1925 | 0.2611 | 0.3525 | 0.3531
2014-09-28 | 7時 |  | 0 | 0 | 0 | 0 | [9 empty] | 0 | 0 | 0 | 0 | 0 | 0 | 0 | 0 | 0 | 0 | 0 | 0 | 0 | 0 | 0 | 0 | 0 | 0 | 0 | 0 | 0 | 0 | 0.047552 | 0.00054 | 0.00108 | 0.00163 | 0.00217 | 0.13859 | 0.053895 | 0.036861 |  | 0.1524 | 0.248 | 0.3662 | 0.3669
2014-09-28 | 8時 |  | 0 | 0 | 0 | 0 | [9 empty] | 0 | 0 | 0 | 0 | 0 | 0 | 0 | 0 | 0 | 0 | 0 | 0 | 0 | 0 | 0 | 0 | 0 | 0 | 0 | 0 | 0 | 0 | 0.047552 | 0.00054 | 0.00108 | 0.00163 | 0.00217 | 0.093503 | 0 | 0.035602 |  | 0.1091 | 0.1448 | 0.2032 | 0.2039
2014-09-28 | 9時 |  | 0 | 0 | 0 | 0 | [9 empty] | 0 | 0 | 0 | 0 | 0 | 0 | 0 | 0 | 0 | 0 | 0 | 0 | 0 | 0 | 0 | 0 | 0 | 0 | 0 | 0 | 0 | 0 | 0.047552 | 0.00013 | 0.00025 | 0.00038 | 0.0005 | 0.17838 | 0.10971 | 0.042749 |  | 0.3011 | 0.3368 | 0.3953 | 0.396
2014-09-28 | 10時 |  | 0 | 0 | 0 | 0 | [9 empty] | 0 | 0 | 0 | 0 | 0 | 0 | 0 | 0 | 0 | 0 | 0 | 0 | 0 | 0 | 0 | 0 | 0 | 0 | 0 | 0 | 0 | 0 | 0.047552 | 0.00033 | 0.00067 | 0.001 | 0.00133 | 0.093503 | 0 | 0.012523 |  | 0.0483 | 0.0483 | 0.0711 | 0.0717
2014-09-28 | 11時 |  | 0 | 0 | 0 | 0 | [9 empty] | 0 | 0 | 0 | 0 | 0 | 0 | 0 | 0 | 0 | 0 | 0 | 0 | 0 | 0 | 0 | 0 | 0 | 0 | 0 | 0 | 0 | 0 | 0.047552 | 0.00013 | 0.00025 | 0.00038 | 0.0005 | 0 | 0 | 0.0052775 |  | 0.056 | 0.0561 | 0.0788 | 0.0795
2014-09-28 | 12時 |  | 0 | 0 | 0 | 0 | [9 empty] | 0 | 0 | 0 | 0 | 0 | 0 | 0 | 0 | 0 | 0 | 0 | 0 | 0 | 0 | 0 | 0 | 0 | 0 | 0 | 0 | 0 | 0 | 0.047552 | 0.00338 | 0.00675 | 0.01013 | 0.01351 | 0.05371 | 0 | 0.0052775 |  | 0.1983 | 0.2727 | 0.3698 | 0.3705
2014-09-28 | 13時 |  | 0 | 0 | 0 | 0 | [9 empty] | 0 | 0 | 0 | 0 | 0 | 0 | 0 | 0 | 0 | 0 | 0 | 0 | 0 | 0 | 0 | 0 | 0 | 0 | 0 | 0 | 0 | 0 | 0.047552 | 0.00033 | 0.00067 | 0.001 | 0.00133 | 0.11604 | 0 | 0 |  | 0.0483 | 0.0483 | 0.0711 | 0.0717
2014-09-28 | 14時 |  | 0 | 0 | 0 | 0 | [9 empty] | 0 | 0 | 0 | 0 | 0 | 0 | 0 | 0 | 0 | 0 | 0 | 0 | 0 | 0 | 0 | 0 | 0 | 0 | 0 | 0 | 0 | 0 | 0.047552 | 0.00013 | 0.00025 | 0.00038 | 0.0005 | 0.031168 | 0 | 0.017801 |  | 0.056 | 0.0561 | 0.0788 | 0.0795
2014-09-28 | 15時 |  | 0 | 0 | 0 | 0 | [9 empty] | 0 | 0 | 0 | 0 | 0 | 0 | 0 | 0 | 0 | 0 | 0 | 0 | 0 | 0 | 0 | 0 | 0 | 0 | 0 | 0 | 0 | 0 | 0.047552 | 0.00013 | 0.00025 | 0.00038 | 0.0005 | 0 | 0 | 0 |  | 0.056 | 0.0561 | 0.0788 | 0.0795
2014-09-28 | 16時 |  | 0 | 0 | 0 | 0 | [9 empty] | 0 | 0 | 0 | 0 | 0 | 0 | 0 | 0 | 0 | 0 | 0 | 0 | 0 | 0 | 0 | 0 | 0 | 0 | 0 | 0 | 0 | 0 | 0.047552 | 0.00033 | 0.00067 | 0.001 | 0.00133 | 0.062335 | 0 | 0.0052775 |  | 0.0483 | 0.0483 | 0.0711 | 0.0717
2014-09-28 | 17時 |  | 0 | 0 | 0 | 0 | [9 empty] | 0 | 0 | 0 | 0 | 0 | 0 | 0 | 0 | 0 | 0 | 0 | 0 | 0 | 0 | 0 | 0 | 0 | 0 | 0 | 0 | 0 | 0 | 0.047552 | 0.00033 | 0.00067 | 0.001 | 0.00133 | 0.10536 | 0 | 0.0082775 |  | 0.1304 | 0.2048 | 0.3019 | 0.3026
2014-09-28 | 18時 |  | 0 | 0 | 0 | 0 | [9 empty] | 0 | 0 | 0 | 0 | 0 | 0 | 0 | 0 | 0 | 0 | 0 | 0 | 0 | 0 | 0 | 0 | 0 | 0 | 0 | 0 | 0 | 0 | 0.047552 | 0.00642 | 0.01284 | 0.01926 | 0.02568 | 0.12467 | 0 | 0.0082775 |  | 0.303 | 0.3387 | 0.3972 | 0.5469
2014-09-28 | 19時 |  | 0 | 0 | 0 | 0 | [9 empty] | 0 | 0 | 0 | 0 | 0 | 0 | 0 | 0 | 0 | 0 | 0 | 0 | 0 | 0 | 0 | 0 | 0 | 0 | 0 | 0 | 0 | 0 | 0.047552 | 0.00642 | 0.01284 | 0.01926 | 0.02568 | 0.21072 | 0.10708 | 0.0082775 |  | 0.0991 | 0.1348 | 0.1932 | 0.1939
2014-09-28 | 20時 |  | 0 | 0 | 0 | 0 | [9 empty] | 0 | 0 | 0 | 0 | 0 | 0 | 0 | 0 | 0 | 0 | 0 | 0 | 0 | 0 | 0 | 0 | 0 | 0 | 0 | 0 | 0 | 0 | 0.047552 | 0.00033 | 0.00067 | 0.001 | 0.00133 | 0.14927 | 0.027125 | 0 |  | 0.0917 | 0.1275 | 0.2102 | 0.2109
2014-09-28 | 21時 |  | 0 | 0 | 0 | 0 | [9 empty] | 0 | 0 | 0 | 0 | 0 | 0 | 0 | 0 | 0 | 0 | 0 | 0 | 0 | 0 | 0 | 0 | 0 | 0 | 0 | 0 | 0 | 0 | 0.047552 | 0.00033 | 0.00067 | 0.001 | 0.00133 | 0.14618 | 0.10814 | 0.031304 |  | 0.1216 | 0.1873 | 0.2837 | 0.2844
2014-09-28 | 22時 |  | 0 | 0 | 0 | 0 | [9 empty] | 0 | 0 | 0 | 0 | 0 | 0 | 0 | 0 | 0 | 0 | 0 | 0 | 0 | 0 | 0 | 0 | 0 | 0 | 0 | 0 | 0 | 0 | 0.047552 | 0.00628 | 0.01256 | 0.01884 | 0.02512 | 0.12467 | 0.16133 | 0.043827 |  | 0.1738 | 0.1917 | 0.262 | 0.2626
2014-09-28 | 23時 |  | 0 | 0 | 0 | 0 | [9 empty] | 0 | 0 | 0 | 0 | 0 | 0 | 0 | 0 | 0 | 0 | 0 | 0 | 0 | 0 | 0 | 0 | 0 | 0 | 0 | 0 | 0 | 0 | 0.047552 | 0.0067 | 0.01339 | 0.02009 | 0.02679 | 0.12467 | 0.18881 | 0.031848 |  | 0.1877 | 0.2176 | 0.2756 | 0.2763
2014-09-29 | 0時 |  | 0 | 0 | 0 | 0 | [9 empty] | 0 | 0 | 0 | 0 | 0 | 0 | 0 | 0 | 0 | 0 | 0 | 0 | 0 | 0 | 0 | 0 | 0 | 0 | 0 | 0 | 0 | 0 | 0.047552 | 0.00013 | 0.00025 | 0.00038 | 0.0005 | 0 | 0.078899 | 0.011656 |  | 0.1578 | 0.1578 | 0.1806 | 0.1812
2014-09-29 | 1時 |  | 0 | 0 | 0 | 0 | [9 empty] | 0 | 0 | 0 | 0 | 0 | 0 | 0 | 0 | 0 | 0 | 0 | 0 | 0 | 0 | 0 | 0 | 0 | 0 | 0 | 0 | 0 | 0 | 0.047552 | 0.00013 | 0.00025 | 0.00038 | 0.0005 | 0 | 0 | 0 |  | 0.0483 | 0.0483 | 0.0711 | 0.0717
2014-09-29 | 2時 |  | 0 | 0 | 0 | 0 | [9 empty] | 0 | 0 | 0 | 0 | 0 | 0 | 0 | 0 | 0 | 0 | 0 | 0 | 0 | 0 | 0 | 0 | 0 | 0 | 0 | 0 | 0 | 0 | 0.047552 | 0.00013 | 0.00025 | 0.00038 | 0.0005 | 0 | 0 | 0 |  | 0.056 | 0.0561 | 0.0788 | 0.0795
2014-09-29 | 3時 |  | 0 | 0 | 0 | 0 | [9 empty] | 0 | 0 | 0 | 0 | 0 | 0 | 0 | 0 | 0 | 0 | 0 | 0 | 0 | 0 | 0 | 0 | 0 | 0 | 0 | 0 | 0 | 0 | 0.047552 | 0.00013 | 0.00025 | 0.00038 | 0.0005 | 0 | 0 | 0 |  | 0.056 | 0.0561 | 0.0788 | 0.0795
2014-09-29 | 4時 |  | 0 | 0 | 0 | 0 | [9 empty] | 0 | 0 | 0 | 0 | 0 | 0 | 0 | 0 | 0 | 0 | 0 | 0 | 0 | 0 | 0 | 0 | 0 | 0 | 0 | 0 | 0 | 0 | 0.047552 | 0.00013 | 0.00025 | 0.00038 | 0.0005 | 0 | 0 | 0 |  | 0.0483 | 0.0483 | 0.0711 | 0.0717
2014-09-29 | 5時 |  | 0 | 0 | 0 | 0 | [9 empty] | 0 | 0 | 0 | 0 | 0 | 0 | 0 | 0 | 0 | 0 | 0 | 0 | 0 | 0 | 0 | 0 | 0 | 0 | 0 | 0 | 0 | 0 | 0.047552 | 0.00013 | 0.00025 | 0.00038 | 0.0005 | 0 | 0 | 0 |  | 0.056 | 0.0561 | 0.0788 | 0.0795
2014-09-29 | 6時 |  | 0 | 0 | 0 | 0 | [9 empty] | 0 | 0 | 0 | 0 | 0 | 0 | 0 | 0 | 0 | 0 | 0 | 0 | 0 | 0 | 0 | 0 | 0 | 0 | 0 | 0 | 0 | 0 | 0.047552 | 0.00338 | 0.00675 | 0.01013 | 0.01351 | 0 | 0.024649 | 0.011815 |  | 0.1925 | 0.2611 | 0.3525 | 0.3531
2014-09-29 | 7時 |  | 0 | 0 | 0 | 0 | [9 empty] | 0 | 0 | 0 | 0 | 0 | 0 | 0 | 0 | 0 | 0 | 0 | 0 | 0 | 0 | 0 | 0 | 0 | 0 | 0 | 0 | 0 | 0 | 0.047552 | 0.00054 | 0.00108 | 0.00163 | 0.00217 | 0.13859 | 0.053895 | 0.036861 |  | 0.1524 | 0.248 | 0.3662 | 0.3669
2014-09-29 | 8時 |  | 0 | 0 | 0 | 0 | [9 empty] | 0 | 0 | 0 | 0 | 0 | 0 | 0 | 0 | 0 | 0 | 0 | 0 | 0 | 0 | 0 | 0 | 0 | 0 | 0 | 0 | 0 | 0 | 0.047552 | 0.00054 | 0.00108 | 0.00163 | 0.00217 | 0.093503 | 0 | 0.035602 |  | 0.1091 | 0.1448 | 0.2032 | 0.2039
2014-09-29 | 9時 |  | 0 | 0 | 0 | 0 | [9 empty] | 0 | 0 | 0 | 0 | 0 | 0 | 0 | 0 | 0 | 0 | 0 | 0 | 0 | 0 | 0 | 0 | 0 | 0 | 0 | 0 | 0 | 0 | 0.047552 | 0.00013 | 0.00025 | 0.00038 | 0.0005 | 0.17838 | 0.10971 | 0.042749 |  | 0.3011 | 0.3368 | 0.3953 | 0.396
2014-09-29 | 10時 |  | 0 | 0 | 0 | 0 | [9 empty] | 0 | 0 | 0 | 0 | 0 | 0 | 0 | 0 | 0 | 0 | 0 | 0 | 0 | 0 | 0 | 0 | 0 | 0 | 0 | 0 | 0 | 0 | 0.047552 | 0.00033 | 0.00067 | 0.001 | 0.00133 | 0.093503 | 0 | 0.012523 |  | 0.0483 | 0.0483 | 0.0711 | 0.0717
2014-09-29 | 11時 |  | 0 | 0 | 0 | 0 | [9 empty] | 0 | 0 | 0 | 0 | 0 | 0 | 0 | 0 | 0 | 0 | 0 | 0 | 0 | 0 | 0 | 0 | 0 | 0 | 0 | 0 | 0 | 0 | 0.047552 | 0.00013 | 0.00025 | 0.00038 | 0.0005 | 0 | 0 | 0.0052775 |  | 0.056 | 0.0561 | 0.0788 | 0.0795
2014-09-29 | 12時 |  | 0 | 0 | 0 | 0 | [9 empty] | 0 | 0 | 0 | 0 | 0 | 0 | 0 | 0 | 0 | 0 | 0 | 0 | 0 | 0 | 0 | 0 | 0 | 0 | 0 | 0 | 0 | 0 | 0.047552 | 0.00338 | 0.00675 | 0.01013 | 0.01351 | 0.05371 | 0 | 0.0052775 |  | 0.1983 | 0.2727 | 0.3698 | 0.3705
2014-09-29 | 13時 |  | 0 | 0 | 0 | 0 | [9 empty] | 0 | 0 | 0 | 0 | 0 | 0 | 0 | 0 | 0 | 0 | 0 | 0 | 0 | 0 | 0 | 0 | 0 | 0 | 0 | 0 | 0 | 0 | 0.047552 | 0.00033 | 0.00067 | 0.001 | 0.00133 | 0.11604 | 0 | 0 |  | 0.0483 | 0.0483 | 0.0711 | 0.0717
2014-09-29 | 14時 |  | 0 | 0 | 0 | 0 | [9 empty] | 0 | 0 | 0 | 0 | 0 | 0 | 0 | 0 | 0 | 0 | 0 | 0 | 0 | 0 | 0 | 0 | 0 | 0 | 0 | 0 | 0 | 0 | 0.047552 | 0.00013 | 0.00025 | 0.00038 | 0.0005 | 0.031168 | 0 | 0.017801 |  | 0.056 | 0.0561 | 0.0788 | 0.0795
2014-09-29 | 15時 |  | 0 | 0 | 0 | 0 | [9 empty] | 0 | 0 | 0 | 0 | 0 | 0 | 0 | 0 | 0 | 0 | 0 | 0 | 0 | 0 | 0 | 0 | 0 | 0 | 0 | 0 | 0 | 0 | 0.047552 | 0.00013 | 0.00025 | 0.00038 | 0.0005 | 0 | 0 | 0 |  | 0.056 | 0.0561 | 0.0788 | 0.0795
2014-09-29 | 16時 |  | 0 | 0 | 0 | 0 | [9 empty] | 0 | 0 | 0 | 0 | 0 | 0 | 0 | 0 | 0 | 0 | 0 | 0 | 0 | 0 | 0 | 0 | 0 | 0 | 0 | 0 | 0 | 0 | 0.047552 | 0.00033 | 0.00067 | 0.001 | 0.00133 | 0.062335 | 0 | 0.0052775 |  | 0.0483 | 0.0483 | 0.0711 | 0.0717
2014-09-29 | 17時 |  | 0 | 0 | 0 | 0 | [9 empty] | 0 | 0 | 0 | 0 | 0 | 0 | 0 | 0 | 0 | 0 | 0 | 0 | 0 | 0 | 0 | 0 | 0 | 0 | 0 | 0 | 0 | 0 | 0.047552 | 0.00033 | 0.00067 | 0.001 | 0.00133 | 0.10536 | 0 | 0.0082775 |  | 0.1304 | 0.2048 | 0.3019 | 0.3026
2014-09-29 | 18時 |  | 0 | 0 | 0 | 0 | [9 empty] | 0 | 0 | 0 | 0 | 0 | 0 | 0 | 0 | 0 | 0 | 0 | 0 | 0 | 0 | 0 | 0 | 0 | 0 | 0 | 0 | 0 | 0 | 0.047552 | 0.00642 | 0.01284 | 0.01926 | 0.02568 | 0.12467 | 0 | 0.0082775 |  | 0.303 | 0.3387 | 0.3972 | 0.5469
2014-09-29 | 19時 |  | 0 | 0 | 0 | 0 | [9 empty] | 0 | 0 | 0 | 0 | 0 | 0 | 0 | 0 | 0 | 0 | 0 | 0 | 0 | 0 | 0 | 0 | 0 | 0 | 0 | 0 | 0 | 0 | 0.047552 | 0.00642 | 0.01284 | 0.01926 | 0.02568 | 0.21072 | 0.10708 | 0.0082775 |  | 0.0991 | 0.1348 | 0.1932 | 0.1939
2014-09-29 | 20時 |  | 0 | 0 | 0 | 0 | [9 empty] | 0 | 0 | 0 | 0 | 0 | 0 | 0 | 0 | 0 | 0 | 0 | 0 | 0 | 0 | 0 | 0 | 0 | 0 | 0 | 0 | 0 | 0 | 0.047552 | 0.00033 | 0.00067 | 0.001 | 0.00133 | 0.14927 | 0.027125 | 0 |  | 0.0917 | 0.1275 | 0.2102 | 0.2109
2014-09-29 | 21時 |  | 0 | 0 | 0 | 0 | [9 empty] | 0 | 0 | 0 | 0 | 0 | 0 | 0 | 0 | 0 | 0 | 0 | 0 | 0 | 0 | 0 | 0 | 0 | 0 | 0 | 0 | 0 | 0 | 0.047552 | 0.00033 | 0.00067 | 0.001 | 0.00133 | 0.14618 | 0.10814 | 0.031304 |  | 0.1216 | 0.1873 | 0.2837 | 0.2844
2014-09-29 | 22時 |  | 0 | 0 | 0 | 0 | [9 empty] | 0 | 0 | 0 | 0 | 0 | 0 | 0 | 0 | 0 | 0 | 0 | 0 | 0 | 0 | 0 | 0 | 0 | 0 | 0 | 0 | 0 | 0 | 0.047552 | 0.00628 | 0.01256 | 0.01884 | 0.02512 | 0.12467 | 0.16133 | 0.043827 |  | 0.1738 | 0.1917 | 0.262 | 0.2626
2014-09-29 | 23時 |  | 0 | 0 | 0 | 0 | [9 empty] | 0 | 0 | 0 | 0 | 0 | 0 | 0 | 0 | 0 | 0 | 0 | 0 | 0 | 0 | 0 | 0 | 0 | 0 | 0 | 0 | 0 | 0 | 0.047552 | 0.0067 | 0.01339 | 0.02009 | 0.02679 | 0.12467 | 0.18881 | 0.031848 |  | 0.1877 | 0.2176 | 0.2756 | 0.2763
2014-09-30 | 0時 |  | 0 | 0 | 0 | 0 | [9 empty] | 0 | 0 | 0 | 0 | 0 | 0 | 0 | 0 | 0 | 0 | 0 | 0 | 0 | 0 | 0 | 0 | 0 | 0 | 0 | 0 | 0 | 0 | 0.047552 | 0.00013 | 0.00025 | 0.00038 | 0.0005 | 0 | 0 | 0 |  | 0.1578 | 0.1578 | 0.1806 | 0.1812
2014-09-30 | 1時 |  | 0 | 0 | 0 | 0 | [9 empty] | 0 | 0 | 0 | 0 | 0 | 0 | 0 | 0 | 0 | 0 | 0 | 0 | 0 | 0 | 0 | 0 | 0 | 0 | 0 | 0 | 0 | 0 | 0.047552 | 0.00013 | 0.00025 | 0.00038 | 0.0005 | 0 | 0 | 0 |  | 0.0483 | 0.0483 | 0.0711 | 0.0717
2014-09-30 | 2時 |  | 0 | 0 | 0 | 0 | [9 empty] | 0 | 0 | 0 | 0 | 0 | 0 | 0 | 0 | 0 | 0 | 0 | 0 | 0 | 0 | 0 | 0 | 0 | 0 | 0 | 0 | 0 | 0 | 0.047552 | 0.00013 | 0.00025 | 0.00038 | 0.0005 | 0 | 0 | 0 |  | 0.056 | 0.0561 | 0.0788 | 0.0795
2014-09-30 | 3時 |  | 0 | 0 | 0 | 0 | [9 empty] | 0 | 0 | 0 | 0 | 0 | 0 | 0 | 0 | 0 | 0 | 0 | 0 | 0 | 0 | 0 | 0 | 0 | 0 | 0 | 0 | 0 | 0 | 0.047552 | 0.00013 | 0.00025 | 0.00038 | 0.0005 | 0 | 0 | 0 |  | 0.056 | 0.0561 | 0.0788 | 0.0795
2014-09-30 | 4時 |  | 0 | 0 | 0 | 0 | [9 empty] | 0 | 0 | 0 | 0 | 0 | 0 | 0 | 0 | 0 | 0 | 0 | 0 | 0 | 0 | 0 | 0 | 0 | 0 | 0 | 0 | 0 | 0 | 0.047552 | 0.00013 | 0.00025 | 0.00038 | 0.0005 | 0 | 0 | 0 |  | 0.0483 | 0.0483 | 0.0711 | 0.0717
2014-09-30 | 5時 |  | 0 | 0 | 0 | 0 | [9 empty] | 0 | 0 | 0 | 0 | 0 | 0 | 0 | 0 | 0 | 0 | 0 | 0 | 0 | 0 | 0 | 0 | 0 | 0 | 0 | 0 | 0 | 0 | 0.047552 | 0.00013 | 0.00025 | 0.00038 | 0.0005 | 0 | 0 | 0 |  | 0.056 | 0.0561 | 0.0788 | 0.0795
2014-09-30 | 6時 |  | 0 | 0 | 0 | 0 | [9 empty] | 0 | 0 | 0 | 0 | 0 | 0 | 0 | 0 | 0 | 0 | 0 | 0 | 0 | 0 | 0 | 0 | 0 | 0 | 0 | 0 | 0 | 0 | 0.047552 | 0.00013 | 0.00025 | 0.00038 | 0.0005 | 0 | 0 | 0 |  | 0.056 | 0.0561 | 0.0788 | 0.0795
2014-09-30 | 7時 |  | 1.8622 | 0 | 1.0916 | 0 | [9 empty] | 0.17279 | 0 | 0 | 0 | 0 | 0.17083 | 0 | 0 | 0 | 0 | 0 | 0 | 0 | 0 | 0 | 0 | 0 | 0 | 0 | 0 | 0 | 0 | 0.047552 | 0.00054 | 0.00108 | 0.00163 | 0.00217 | 0 | 0.024649 | 0.022689 |  | 0.1168 | 0.1854 | 0.2767 | 0.2774
2014-09-30 | 8時 |  | 0.014767 | 0 | 0.057874 | 0 | [9 empty] | 0.1047 | 0 | 0 | 0 | 0 | 0.3208 | 0 | 0 | 0 | 0 | 0 | 0 | 0 | 0 | 0 | 0 | 0 | 0 | 0 | 0 | 0 | 0 | 0.047552 | 0.00379 | 0.00759 | 0.01138 | 0.01518 | 0.084877 | 0.078545 | 0.064582 |  | 0.2156 | 0.2812 | 0.3696 | 0.3702
2014-09-30 | 9時 |  | 0.00098797 | 0 | 0.0025316 | 0 | [9 empty] | 0.10187 | 0 | 0 | 0 | 0 | 0.31755 | 0 | 0 | 0 | 0 | 0 | 0 | 0 | 0 | 0 | 0 | 0 | 0 | 0 | 0 | 0 | 0 | 0.047552 | 0.00033 | 0.00067 | 0.001 | 0.00133 | 0.23209 | 0.16325 | 0.052059 |  | 0.2163 | 0.252 | 0.3265 | 0.3272
2014-09-30 | 10時 |  | 0 | 0 | 0 | 0 | [9 empty] | 0 | 0 | 0 | 0 | 0 | 0 | 0 | 0 | 0 | 0 | 0 | 0 | 0 | 0 | 0 | 0 | 0 | 0 | 0 | 0 | 0 | 0 | 0.047552 | 0.00054 | 0.00108 | 0.00163 | 0.00217 | 0.12467 | 0.21558 | 0.037471 |  | 0.1917 | 0.2274 | 0.3128 | 0.3134
2014-09-30 | 11時 |  | 0 | 0 | 0 | 0 | [9 empty] | 0 | 0 | 0 | 0 | 0 | 0 | 0 | 0 | 0 | 0 | 0 | 0 | 0 | 0 | 0 | 0 | 0 | 0 | 0 | 0 | 0 | 0 | 0.047552 | 0.00033 | 0.00067 | 0.001 | 0.00133 | 0.12467 | 0.21558 | 0 |  | 0.1994 | 0.2352 | 0.315 | 0.3157
2014-09-30 | 12時 |  | 0 | 0 | 0 | 0 | [9 empty] | 0 | 0 | 0 | 0 | 0 | 0 | 0 | 0 | 0 | 0 | 0 | 0 | 0 | 0 | 0 | 0 | 0 | 0 | 0 | 0 | 0 | 0 | 0.047552 | 0.00338 | 0.00675 | 0.01013 | 0.01351 | 0.14721 | 0.13456 | 0.018352 |  | 0.1983 | 0.2727 | 0.3698 | 0.3705
2014-09-30 | 13時 |  | 0 | 0 | 0 | 0 | [9 empty] | 0 | 0 | 0 | 0 | 0 | 0 | 0 | 0 | 0 | 0 | 0 | 0 | 0 | 0 | 0 | 0 | 0 | 0 | 0 | 0 | 0 | 0 | 0.047552 | 0.00033 | 0.00067 | 0.001 | 0.00133 | 0.13756 | 0.026771 | 0.023629 |  | 0.0483 | 0.0483 | 0.0711 | 0.0717
2014-09-30 | 14時 |  | 0 | 0 | 0 | 0 | [9 empty] | 0 | 0 | 0 | 0 | 0 | 0 | 0 | 0 | 0 | 0 | 0 | 0 | 0 | 0 | 0 | 0 | 0 | 0 | 0 | 0 | 0 | 0 | 0.047552 | 0.00013 | 0.00025 | 0.00038 | 0.0005 | 0 | 0 | 0 |  | 0.056 | 0.0561 | 0.0788 | 0.0795
2014-09-30 | 15時 |  | 0 | 0 | 0 | 0 | [9 empty] | 0 | 0 | 0 | 0 | 0 | 0 | 0 | 0 | 0 | 0 | 0 | 0 | 0 | 0 | 0 | 0 | 0 | 0 | 0 | 0 | 0 | 0 | 0.047552 | 0.00013 | 0.00025 | 0.00038 | 0.0005 | 0 | 0 | 0 |  | 0.056 | 0.0561 | 0.0788 | 0.0795
2014-09-30 | 16時 |  | 0 | 0 | 0 | 0 | [9 empty] | 0 | 0 | 0 | 0 | 0 | 0 | 0 | 0 | 0 | 0 | 0 | 0 | 0 | 0 | 0 | 0 | 0 | 0 | 0 | 0 | 0 | 0 | 0.047552 | 0.00054 | 0.00108 | 0.00163 | 0.00217 | 0.062335 | 0.054249 | 0.024058 |  | 0.2095 | 0.275 | 0.3956 | 0.5453
2014-09-30 | 17時 |  | 0 | 0 | 0 | 0 | [9 empty] | 0 | 0 | 0 | 0 | 0 | 0 | 0 | 0 | 0 | 0 | 0 | 0 | 0 | 0 | 0 | 0 | 0 | 0 | 0 | 0 | 0 | 0 | 0.047552 | 0.00642 | 0.01284 | 0.01926 | 0.02568 | 0.12467 | 0.1085 | 0.026923 |  | 0.2423 | 0.2781 | 0.3689 | 0.5187
2014-09-30 | 18時 |  | 0 | 0 | 0 | 0 | [9 empty] | 0 | 0 | 0 | 0 | 0 | 0 | 0 | 0 | 0 | 0 | 0 | 0 | 0 | 0 | 0 | 0 | 0 | 0 | 0 | 0 | 0 | 0 | 0.047552 | 0.00642 | 0.01284 | 0.01926 | 0.02568 | 0.21072 | 0.1085 | 0 |  | 0.1819 | 0.2177 | 0.2978 | 0.4476
2014-09-30 | 19時 |  | 0 | 0 | 0.0039529 | 0 | [9 empty] | 0 | 0 | 0 | 0 | 0 | 0.32187 | 0 | 0 | 0 | 0 | 0 | 0 | 0 | 0 | 0 | 0 | 0 | 0 | 0 | 0 | 0 | 0 | 0.047552 | 0.00013 | 0.00025 | 0.00038 | 0.0005 | 0.12879 | 0 | 0.006537 |  | 0.0998 | 0.1355 | 0.2049 | 0.2056
2014-09-30 | 20時 |  | 0.00042476 | 0 | 0.0043626 | 0 | [9 empty] | 0.10593 | 0 | 0 | 0 | 0 | 0.32354 | 0 | 0 | 0 | 0 | 0 | 0 | 0 | 0 | 0 | 0 | 0 | 0 | 0 | 0 | 0 | 0 | 0.047552 | 0.00033 | 0.00067 | 0.001 | 0.00133 | 0.16769 | 0.10779 | 0.006537 |  | 0.0917 | 0.1275 | 0.2183 | 0.219
2014-09-30 | 21時 |  | 0.0069399 | 0 | 0.0031785 | 0 | [9 empty] | 0.10663 | 0 | 0 | 0 | 0 | 0.32458 | 0 | 0 | 0 | 0 | 0 | 0 | 0 | 0 | 0 | 0 | 0 | 0 | 0 | 0 | 0 | 0 | 0.047552 | 0.00628 | 0.01256 | 0.01884 | 0.02512 | 0.12467 | 0.18846 | 0.012659 |  | 0.1755 | 0.2411 | 0.3458 | 0.3465
2014-09-30 | 22時 |  | 0 | 0 | 0 | 0 | [9 empty] | 0 | 0 | 0 | 0 | 0 | 0 | 0 | 0 | 0 | 0 | 0 | 0 | 0 | 0 | 0 | 0 | 0 | 0 | 0 | 0 | 0 | 0 | 0.047552 | 0.00649 | 0.01298 | 0.01947 | 0.02595 | 0.12467 | 0.16133 | 0.043827 |  | 0.1139 | 0.1795 | 0.3002 | 0.3009
2014-09-30 | 23時 |  | 0 | 0 | 0 | 0 | [9 empty] | 0 | 0 | 0 | 0 | 0 | 0 | 0 | 0 | 0 | 0 | 0 | 0 | 0 | 0 | 0 | 0 | 0 | 0 | 0 | 0 | 0 | 0 | 0.047552 | 0.00331 | 0.00661 | 0.00992 | 0.01323 | 0.062335 | 0.15709 | 0.04296 |  | 0.1578 | 0.1578 | 0.1806 | 0.1812
2014-10-01 | 0時 |  | 0 | 0 | 0 | 0 | [9 empty] | 0 | 0 | 0 | 0 | 0 | 0 | 0 | 0 | 0 | 0 | 0 | 0 | 0 | 0 | 0 | 0 | 0 | 0 | 0 | 0 | 0 | 0 | 0.047552 | 0.00013 | 0.00025 | 0.00038 | 0.0005 | 0 | 0 | 0 |  | 0.1578 | 0.1578 | 0.1806 | 0.1812
2014-10-01 | 1時 |  | 0 | 0 | 0 | 0 | [9 empty] | 0 | 0 | 0 | 0 | 0 | 0 | 0 | 0 | 0 | 0 | 0 | 0 | 0 | 0 | 0 | 0 | 0 | 0 | 0 | 0 | 0 | 0 | 0.047552 | 0.00013 | 0.00025 | 0.00038 | 0.0005 | 0 | 0 | 0 |  | 0.0483 | 0.0483 | 0.0711 | 0.0717
2014-10-01 | 2時 |  | 0 | 0 | 0 | 0 | [9 empty] | 0 | 0 | 0 | 0 | 0 | 0 | 0 | 0 | 0 | 0 | 0 | 0 | 0 | 0 | 0 | 0 | 0 | 0 | 0 | 0 | 0 | 0 | 0.047552 | 0.00013 | 0.00025 | 0.00038 | 0.0005 | 0 | 0 | 0 |  | 0.056 | 0.0561 | 0.0788 | 0.0795
2014-10-01 | 3時 |  | 0 | 0 | 0 | 0 | [9 empty] | 0 | 0 | 0 | 0 | 0 | 0 | 0 | 0 | 0 | 0 | 0 | 0 | 0 | 0 | 0 | 0 | 0 | 0 | 0 | 0 | 0 | 0 | 0.047552 | 0.00013 | 0.00025 | 0.00038 | 0.0005 | 0 | 0 | 0 |  | 0.056 | 0.0561 | 0.0788 | 0.0795
2014-10-01 | 4時 |  | 0 | 0 | 0 | 0 | [9 empty] | 0 | 0 | 0 | 0 | 0 | 0 | 0 | 0 | 0 | 0 | 0 | 0 | 0 | 0 | 0 | 0 | 0 | 0 | 0 | 0 | 0 | 0 | 0.047552 | 0.00013 | 0.00025 | 0.00038 | 0.0005 | 0 | 0 | 0 |  | 0.0483 | 0.0483 | 0.0711 | 0.0717
2014-10-01 | 5時 |  | 0 | 0 | 0 | 0 | [9 empty] | 0 | 0 | 0 | 0 | 0 | 0 | 0 | 0 | 0 | 0 | 0 | 0 | 0 | 0 | 0 | 0 | 0 | 0 | 0 | 0 | 0 | 0 | 0.047552 | 0.00013 | 0.00025 | 0.00038 | 0.0005 | 0 | 0 | 0 |  | 0.056 | 0.0561 | 0.0788 | 0.0795
2014-10-01 | 6時 |  | 0 | 0 | 0 | 0 | [9 empty] | 0 | 0 | 0 | 0 | 0 | 0 | 0 | 0 | 0 | 0 | 0 | 0 | 0 | 0 | 0 | 0 | 0 | 0 | 0 | 0 | 0 | 0 | 0.047552 | 0.00033 | 0.00067 | 0.001 | 0.00133 | 0 | 0.024649 | 0.011815 |  | 0.0859 | 0.1159 | 0.1685 | 0.1692
2014-10-01 | 7時 |  | 0.86473 | 0 | 0.91887 | 0 | [9 empty] | 0.13149 | 0 | 0 | 0 | 0 | 0.16665 | 0 | 0 | 0 | 0 | 0 | 0 | 0 | 0 | 0 | 0 | 0 | 0 | 0 | 0 | 0 | 0 | 0.047552 | 0.00033 | 0.00067 | 0.001 | 0.00133 | 0.093503 | 0 | 0.015347 |  | 0.2346 | 0.2703 | 0.3287 | 0.3294
2014-10-01 | 8時 |  | 0.008002 | 0 | 0.029059 | 0 | [9 empty] | 0.10319 | 0 | 0 | 0 | 0 | 0.31891 | 0 | 0 | 0 | 0 | 0 | 0 | 0 | 0 | 0 | 0 | 0 | 0 | 0 | 0 | 0 | 0 | 0.047552 | 0.00705 | 0.01409 | 0.02114 | 0.02818 | 0.13653 | 0.078545 | 0.060527 |  | 0.2282 | 0.3325 | 0.4595 | 0.4602
2014-10-01 | 9時 |  | 0 | 0 | 0 | 0 | [9 empty] | 0 | 0 | 0 | 0 | 0 | 0 | 0 | 0 | 0 | 0 | 0 | 0 | 0 | 0 | 0 | 0 | 0 | 0 | 0 | 0 | 0 | 0 | 0.047552 | 0.00013 | 0.00025 | 0.00038 | 0.0005 | 0.084877 | 0.053895 | 0.0052775 |  | 0.056 | 0.0561 | 0.0788 | 0.0795
2014-10-01 | 10時 |  | 0 | 0 | 0 | 0 | [9 empty] | 0 | 0 | 0 | 0 | 0 | 0 | 0 | 0 | 0 | 0 | 0 | 0 | 0 | 0 | 0 | 0 | 0 | 0 | 0 | 0 | 0 | 0 | 0.047552 | 0.00013 | 0.00025 | 0.00038 | 0.0005 | 0 | 0 | 0 |  | 0.0483 | 0.0483 | 0.0711 | 0.0717
2014-10-01 | 11時 |  | 0 | 0 | 0 | 0 | [9 empty] | 0 | 0 | 0 | 0 | 0 | 0 | 0 | 0 | 0 | 0 | 0 | 0 | 0 | 0 | 0 | 0 | 0 | 0 | 0 | 0 | 0 | 0 | 0.047552 | 0.00013 | 0.00025 | 0.00038 | 0.0005 | 0 | 0 | 0 |  | 0.056 | 0.0561 | 0.0788 | 0.0795
2014-10-01 | 12時 |  | 0 | 0 | 0 | 0 | [9 empty] | 0 | 0 | 0 | 0 | 0 | 0 | 0 | 0 | 0 | 0 | 0 | 0 | 0 | 0 | 0 | 0 | 0 | 0 | 0 | 0 | 0 | 0 | 0.047552 | 0.00013 | 0.00025 | 0.00038 | 0.0005 | 0 | 0 | 0 |  | 0.056 | 0.0561 | 0.0788 | 0.0795
2014-10-01 | 13時 |  | 0 | 0 | 0 | 0 | [9 empty] | 0 | 0 | 0 | 0 | 0 | 0 | 0 | 0 | 0 | 0 | 0 | 0 | 0 | 0 | 0 | 0 | 0 | 0 | 0 | 0 | 0 | 0 | 0.047552 | 0.00013 | 0.00025 | 0.00038 | 0.0005 | 0 | 0 | 0 |  | 0.0483 | 0.0483 | 0.0711 | 0.0717
2014-10-01 | 14時 |  | 0 | 0 | 0 | 0 | [9 empty] | 0 | 0 | 0 | 0 | 0 | 0 | 0 | 0 | 0 | 0 | 0 | 0 | 0 | 0 | 0 | 0 | 0 | 0 | 0 | 0 | 0 | 0 | 0.047552 | 0.00013 | 0.00025 | 0.00038 | 0.0005 | 0 | 0 | 0 |  | 0.056 | 0.0561 | 0.0788 | 0.0795
2014-10-01 | 15時 |  | 0 | 0 | 0 | 0 | [9 empty] | 0 | 0 | 0 | 0 | 0 | 0 | 0 | 0 | 0 | 0 | 0 | 0 | 0 | 0 | 0 | 0 | 0 | 0 | 0 | 0 | 0 | 0 | 0.047552 | 0.00013 | 0.00025 | 0.00038 | 0.0005 | 0 | 0 | 0 |  | 0.056 | 0.0561 | 0.0788 | 0.0795
2014-10-01 | 16時 |  | 0 | 0 | 0 | 0 | [9 empty] | 0 | 0 | 0 | 0 | 0 | 0 | 0 | 0 | 0 | 0 | 0 | 0 | 0 | 0 | 0 | 0 | 0 | 0 | 0 | 0 | 0 | 0 | 0.047552 | 0.00013 | 0.00025 | 0.00038 | 0.0005 | 0 | 0 | 0 |  | 0.0483 | 0.0483 | 0.0711 | 0.0717
2014-10-01 | 17時 |  | 0 | 0 | 0 | 0 | [9 empty] | 0 | 0 | 0 | 0 | 0 | 0 | 0 | 0 | 0 | 0 | 0 | 0 | 0 | 0 | 0 | 0 | 0 | 0 | 0 | 0 | 0 | 0 | 0.047552 | 0.00013 | 0.00025 | 0.00038 | 0.0005 | 0 | 0 | 0 |  | 0.056 | 0.0561 | 0.0788 | 0.0795
2014-10-01 | 18時 |  | 0 | 0 | 0 | 0 | [9 empty] | 0 | 0 | 0 | 0 | 0 | 0 | 0 | 0 | 0 | 0 | 0 | 0 | 0 | 0 | 0 | 0 | 0 | 0 | 0 | 0 | 0 | 0 | 0.047552 | 0.00013 | 0.00025 | 0.00038 | 0.0005 | 0 | 0 | 0 |  | 0.056 | 0.0561 | 0.0788 | 0.0795
2014-10-01 | 19時 |  | 0 | 0 | 0 | 0 | [9 empty] | 0 | 0 | 0 | 0 | 0 | 0 | 0 | 0 | 0 | 0 | 0 | 0 | 0 | 0 | 0 | 0 | 0 | 0 | 0 | 0 | 0 | 0 | 0.047552 | 0.00013 | 0.00025 | 0.00038 | 0.0005 | 0 | 0 | 0 |  | 0.0483 | 0.0483 | 0.0711 | 0.0717
2014-10-01 | 20時 |  | 0 | 0 | 0 | 0 | [9 empty] | 0 | 0 | 0 | 0 | 0 | 0 | 0 | 0 | 0 | 0 | 0 | 0 | 0 | 0 | 0 | 0 | 0 | 0 | 0 | 0 | 0 | 0 | 0.047552 | 0.00054 | 0.00108 | 0.00163 | 0.00217 | 0.062335 | 0 | 0.0082775 |  | 0.1304 | 0.2048 | 0.3129 | 0.4626
2014-10-01 | 21時 |  | 0 | 0 | 0 | 0 | [9 empty] | 0 | 0 | 0 | 0 | 0 | 0 | 0 | 0 | 0 | 0 | 0 | 0 | 0 | 0 | 0 | 0 | 0 | 0 | 0 | 0 | 0 | 0 | 0.047552 | 0.00033 | 0.00067 | 0.001 | 0.00133 | 0.12467 | 0.026771 | 0.031304 |  | 0.1755 | 0.2411 | 0.3322 | 0.4447
2014-10-01 | 22時 |  | 0 | 0 | 0 | 0 | [9 empty] | 0 | 0 | 0 | 0 | 0 | 0 | 0 | 0 | 0 | 0 | 0 | 0 | 0 | 0 | 0 | 0 | 0 | 0 | 0 | 0 | 0 | 0 | 0.047552 | 0.00352 | 0.00703 | 0.01055 | 0.01406 | 0.12467 | 0.16133 | 0.043827 |  | 0.051 | 0.0511 | 0.0952 | 0.0959
2014-10-01 | 23時 |  | 0 | 0 | 0 | 0 | [9 empty] | 0 | 0 | 0 | 0 | 0 | 0 | 0 | 0 | 0 | 0 | 0 | 0 | 0 | 0 | 0 | 0 | 0 | 0 | 0 | 0 | 0 | 0 | 0.047552 | 0.00628 | 0.01256 | 0.01884 | 0.02512 | 0.062335 | 0.15709 | 0.044922 |  | 0.1877 | 0.2176 | 0.2703 | 0.2709
2014-10-02 | 0時 |  | 0 | 0 | 0 | 0 | [9 empty] | 0 | 0 | 0 | 0 | 0 | 0 | 0 | 0 | 0 | 0 | 0 | 0 | 0 | 0 | 0 | 0 | 0 | 0 | 0 | 0 | 0 | 0 | 0.047552 | 0.00013 | 0.00025 | 0.00038 | 0.0005 | 0 | 0.078899 | 0.011656 |  | 0.1578 | 0.1578 | 0.1806 | 0.1812
2014-10-02 | 1時 |  | 0 | 0 | 0 | 0 | [9 empty] | 0 | 0 | 0 | 0 | 0 | 0 | 0 | 0 | 0 | 0 | 0 | 0 | 0 | 0 | 0 | 0 | 0 | 0 | 0 | 0 | 0 | 0 | 0.047552 | 0.00013 | 0.00025 | 0.00038 | 0.0005 | 0 | 0 | 0 |  | 0.0483 | 0.0483 | 0.0711 | 0.0717
2014-10-02 | 2時 |  | 0 | 0 | 0 | 0 | [9 empty] | 0 | 0 | 0 | 0 | 0 | 0 | 0 | 0 | 0 | 0 | 0 | 0 | 0 | 0 | 0 | 0 | 0 | 0 | 0 | 0 | 0 | 0 | 0.047552 | 0.00013 | 0.00025 | 0.00038 | 0.0005 | 0 | 0 | 0 |  | 0.056 | 0.0561 | 0.0788 | 0.0795
2014-10-02 | 3時 |  | 0 | 0 | 0 | 0 | [9 empty] | 0 | 0 | 0 | 0 | 0 | 0 | 0 | 0 | 0 | 0 | 0 | 0 | 0 | 0 | 0 | 0 | 0 | 0 | 0 | 0 | 0 | 0 | 0.047552 | 0.00013 | 0.00025 | 0.00038 | 0.0005 | 0 | 0 | 0 |  | 0.056 | 0.0561 | 0.0788 | 0.0795
2014-10-02 | 4時 |  | 0 | 0 | 0 | 0 | [9 empty] | 0 | 0 | 0 | 0 | 0 | 0 | 0 | 0 | 0 | 0 | 0 | 0 | 0 | 0 | 0 | 0 | 0 | 0 | 0 | 0 | 0 | 0 | 0.047552 | 0.00013 | 0.00025 | 0.00038 | 0.0005 | 0 | 0 | 0 |  | 0.0483 | 0.0483 | 0.0711 | 0.0717
2014-10-02 | 5時 |  | 3.2688 | 0 | 0 | 0 | [9 empty] | 0.23825 | 0 | 0 | 0 | 0 | 0 | 0 | 0 | 0 | 0 | 0 | 0 | 0 | 0 | 0 | 0 | 0 | 0 | 0 | 0 | 0 | 0 | 0.047552 | 0.00013 | 0.00025 | 0.00038 | 0.0005 | 0 | 0 | 0 |  | 0.056 | 0.0561 | 0.0788 | 0.0795
2014-10-02 | 6時 |  | 0.038294 | 0 | 0 | 0 | [9 empty] | 0.11028 | 0 | 0 | 0 | 0 | 0 | 0 | 0 | 0 | 0 | 0 | 0 | 0 | 0 | 0 | 0 | 0 | 0 | 0 | 0 | 0 | 0 | 0.047552 | 0.00338 | 0.00675 | 0.01013 | 0.01351 | 0 | 0.024649 | 0.011815 |  | 0.1925 | 0.2611 | 0.3525 | 0.3531
2014-10-02 | 7時 |  | 0.012296 | 0 | 0 | 0 | [9 empty] | 0.10578 | 0 | 0 | 0 | 0 | 0 | 0 | 0 | 0 | 0 | 0 | 0 | 0 | 0 | 0 | 0 | 0 | 0 | 0 | 0 | 0 | 0 | 0.047552 | 0.00054 | 0.00108 | 0.00163 | 0.00217 | 0.13859 | 0.053895 | 0.036861 |  | 0.1524 | 0.248 | 0.3662 | 0.3669
2014-10-02 | 8時 |  | 0.0084348 | 0 | 0 | 0 | [9 empty] | 0.10403 | 0 | 0 | 0 | 0 | 0 | 0 | 0 | 0 | 0 | 0 | 0 | 0 | 0 | 0 | 0 | 0 | 0 | 0 | 0 | 0 | 0 | 0.047552 | 0.00054 | 0.00108 | 0.00163 | 0.00217 | 0.093503 | 0 | 0.035602 |  | 0.1091 | 0.1448 | 0.2032 | 0.2039
2014-10-02 | 9時 |  | 0 | 0 | 0 | 0 | [9 empty] | 0 | 0 | 0 | 0 | 0 | 0 | 0 | 0 | 0 | 0 | 0 | 0 | 0 | 0 | 0 | 0 | 0 | 0 | 0 | 0 | 0 | 0 | 0.047552 | 0.00013 | 0.00025 | 0.00038 | 0.0005 | 0.17838 | 0.10971 | 0.042749 |  | 0.3011 | 0.3368 | 0.3953 | 0.396
2014-10-02 | 10時 |  | 0 | 0 | 0 | 0 | [9 empty] | 0 | 0 | 0 | 0 | 0 | 0 | 0 | 0 | 0 | 0 | 0 | 0 | 0 | 0 | 0 | 0 | 0 | 0 | 0 | 0 | 0 | 0 | 0.047552 | 0.00033 | 0.00067 | 0.001 | 0.00133 | 0.093503 | 0 | 0.012523 |  | 0.0483 | 0.0483 | 0.0711 | 0.0717
2014-10-02 | 11時 |  | 0 | 0 | 0 | 0 | [9 empty] | 0 | 0 | 0 | 0 | 0 | 0 | 0 | 0 | 0 | 0 | 0 | 0 | 0 | 0 | 0 | 0 | 0 | 0 | 0 | 0 | 0 | 0 | 0.047552 | 0.00013 | 0.00025 | 0.00038 | 0.0005 | 0 | 0 | 0.0052775 |  | 0.056 | 0.0561 | 0.0788 | 0.0795
2014-10-02 | 12時 |  | 0 | 0 | 0 | 0 | [9 empty] | 0 | 0 | 0 | 0 | 0 | 0 | 0 | 0 | 0 | 0 | 0 | 0 | 0 | 0 | 0 | 0 | 0 | 0 | 0 | 0 | 0 | 0 | 0.047552 | 0.00338 | 0.00675 | 0.01013 | 0.01351 | 0.05371 | 0 | 0.0052775 |  | 0.1983 | 0.2727 | 0.3698 | 0.3705
2014-10-02 | 13時 |  | 0 | 0 | 0 | 0 | [9 empty] | 0 | 0 | 0 | 0 | 0 | 0 | 0 | 0 | 0 | 0 | 0 | 0 | 0 | 0 | 0 | 0 | 0 | 0 | 0 | 0 | 0 | 0 | 0.047552 | 0.00033 | 0.00067 | 0.001 | 0.00133 | 0.11604 | 0 | 0 |  | 0.0483 | 0.0483 | 0.0711 | 0.0717
2014-10-02 | 14時 |  | 0 | 0 | 0 | 0 | [9 empty] | 0 | 0 | 0 | 0 | 0 | 0 | 0 | 0 | 0 | 0 | 0 | 0 | 0 | 0 | 0 | 0 | 0 | 0 | 0 | 0 | 0 | 0 | 0.047552 | 0.00013 | 0.00025 | 0.00038 | 0.0005 | 0.031168 | 0 | 0.017801 |  | 0.056 | 0.0561 | 0.0788 | 0.0795
2014-10-02 | 15時 |  | 0 | 0 | 0 | 0 | [9 empty] | 0 | 0 | 0 | 0 | 0 | 0 | 0 | 0 | 0 | 0 | 0 | 0 | 0 | 0 | 0 | 0 | 0 | 0 | 0 | 0 | 0 | 0 | 0.047552 | 0.00013 | 0.00025 | 0.00038 | 0.0005 | 0 | 0 | 0 |  | 0.056 | 0.0561 | 0.0788 | 0.0795
2014-10-02 | 16時 |  | 0 | 0 | 0 | 0 | [9 empty] | 0 | 0 | 0 | 0 | 0 | 0 | 0 | 0 | 0 | 0 | 0 | 0 | 0 | 0 | 0 | 0 | 0 | 0 | 0 | 0 | 0 | 0 | 0.047552 | 0.00033 | 0.00067 | 0.001 | 0.00133 | 0.062335 | 0 | 0.0052775 |  | 0.0483 | 0.0483 | 0.0711 | 0.0717
2014-10-02 | 17時 |  | 0 | 0 | 0 | 0 | [9 empty] | 0 | 0 | 0 | 0 | 0 | 0 | 0 | 0 | 0 | 0 | 0 | 0 | 0 | 0 | 0 | 0 | 0 | 0 | 0 | 0 | 0 | 0 | 0.047552 | 0.00033 | 0.00067 | 0.001 | 0.00133 | 0.10536 | 0 | 0.0082775 |  | 0.1304 | 0.2048 | 0.3019 | 0.3026
2014-10-02 | 18時 |  | 0 | 0 | 0 | 0 | [9 empty] | 0 | 0 | 0 | 0 | 0 | 0 | 0 | 0 | 0 | 0 | 0 | 0 | 0 | 0 | 0 | 0 | 0 | 0 | 0 | 0 | 0 | 0 | 0.047552 | 0.00642 | 0.01284 | 0.01926 | 0.02568 | 0.12467 | 0 | 0.0082775 |  | 0.303 | 0.3387 | 0.3972 | 0.5469
2014-10-02 | 19時 |  | 0 | 0 | 0 | 0 | [9 empty] | 0 | 0 | 0 | 0 | 0 | 0 | 0 | 0 | 0 | 0 | 0 | 0 | 0 | 0 | 0 | 0 | 0 | 0 | 0 | 0 | 0 | 0 | 0.047552 | 0.00642 | 0.01284 | 0.01926 | 0.02568 | 0.21072 | 0.10708 | 0.0082775 |  | 0.0991 | 0.1348 | 0.1932 | 0.1939
2014-10-02 | 20時 |  | 0 | 0 | 0.0023653 | 0 | [9 empty] | 0 | 0 | 0 | 0 | 0 | 0.16097 | 0 | 0 | 0 | 0 | 0 | 0 | 0 | 0 | 0 | 0 | 0 | 0 | 0 | 0 | 0 | 0 | 0.047552 | 0.00033 | 0.00067 | 0.001 | 0.00133 | 0.14927 | 0.027125 | 0 |  | 0.0917 | 0.1275 | 0.2102 | 0.2109
2014-10-02 | 21時 |  | 0 | 0 | 0.0012132 | 0 | [9 empty] | 0 | 0 | 0 | 0 | 0 | 0.32234 | 0 | 0 | 0 | 0 | 0 | 0 | 0 | 0 | 0 | 0 | 0 | 0 | 0 | 0 | 0 | 0 | 0.047552 | 0.00033 | 0.00067 | 0.001 | 0.00133 | 0.14618 | 0.10814 | 0.031304 |  | 0.1216 | 0.1873 | 0.2837 | 0.2844
2014-10-02 | 22時 |  | 0.0040919 | 0 | 0.0016962 | 0 | [9 empty] | 0.1067 | 0 | 0 | 0 | 0 | 0.16238 | 0 | 0 | 0 | 0 | 0 | 0 | 0 | 0 | 0 | 0 | 0 | 0 | 0 | 0 | 0 | 0 | 0.047552 | 0.00628 | 0.01256 | 0.01884 | 0.02512 | 0.12467 | 0.16133 | 0.043827 |  | 0.1738 | 0.1917 | 0.262 | 0.2626
2014-10-02 | 23時 |  | 0 | 0 | 0 | 0 | [9 empty] | 0 | 0 | 0 | 0 | 0 | 0 | 0 | 0 | 0 | 0 | 0 | 0 | 0 | 0 | 0 | 0 | 0 | 0 | 0 | 0 | 0 | 0 | 0.047552 | 0.0067 | 0.01339 | 0.02009 | 0.02679 | 0.12467 | 0.18881 | 0.031848 |  | 0.1877 | 0.2176 | 0.2756 | 0.2763
2014-10-03 | 0時 |  | 0 | 0 | 0 | 0 | [9 empty] | 0 | 0 | 0 | 0 | 0 | 0 | 0 | 0 | 0 | 0 | 0 | 0 | 0 | 0 | 0 | 0 | 0 | 0 | 0 | 0 | 0 | 0 | 0.047552 | 0.00013 | 0.00025 | 0.00038 | 0.0005 | 0 | 0.078899 | 0.011656 |  | 0.1578 | 0.1578 | 0.1806 | 0.1812
2014-10-03 | 1時 |  | 0 | 0 | 0 | 0 | [9 empty] | 0 | 0 | 0 | 0 | 0 | 0 | 0 | 0 | 0 | 0 | 0 | 0 | 0 | 0 | 0 | 0 | 0 | 0 | 0 | 0 | 0 | 0 | 0.047552 | 0.00013 | 0.00025 | 0.00038 | 0.0005 | 0 | 0 | 0 |  | 0.0483 | 0.0483 | 0.0711 | 0.0717
2014-10-03 | 2時 |  | 0 | 0 | 0 | 0 | [9 empty] | 0 | 0 | 0 | 0 | 0 | 0 | 0 | 0 | 0 | 0 | 0 | 0 | 0 | 0 | 0 | 0 | 0 | 0 | 0 | 0 | 0 | 0 | 0.047552 | 0.00013 | 0.00025 | 0.00038 | 0.0005 | 0 | 0 | 0 |  | 0.056 | 0.0561 | 0.0788 | 0.0795
2014-10-03 | 3時 |  | 0 | 0 | 0 | 0 | [9 empty] | 0 | 0 | 0 | 0 | 0 | 0 | 0 | 0 | 0 | 0 | 0 | 0 | 0 | 0 | 0 | 0 | 0 | 0 | 0 | 0 | 0 | 0 | 0.047552 | 0.00013 | 0.00025 | 0.00038 | 0.0005 | 0 | 0 | 0 |  | 0.056 | 0.0561 | 0.0788 | 0.0795
2014-10-03 | 4時 |  | 0 | 0 | 0 | 0 | [9 empty] | 0 | 0 | 0 | 0 | 0 | 0 | 0 | 0 | 0 | 0 | 0 | 0 | 0 | 0 | 0 | 0 | 0 | 0 | 0 | 0 | 0 | 0 | 0.047552 | 0.00013 | 0.00025 | 0.00038 | 0.0005 | 0 | 0 | 0 |  | 0.0483 | 0.0483 | 0.0711 | 0.0717
2014-10-03 | 5時 |  | 3.5203 | 0 | 0 | 0 | [9 empty] | 0.24198 | 0 | 0 | 0 | 0 | 0 | 0 | 0 | 0 | 0 | 0 | 0 | 0 | 0 | 0 | 0 | 0 | 0 | 0 | 0 | 0 | 0 | 0.047552 | 0.00013 | 0.00025 | 0.00038 | 0.0005 | 0 | 0 | 0 |  | 0.056 | 0.0561 | 0.0788 | 0.0795
2014-10-03 | 6時 |  | 0.049675 | 0 | 0 | 0 | [9 empty] | 0.10862 | 0 | 0 | 0 | 0 | 0 | 0 | 0 | 0 | 0 | 0 | 0 | 0 | 0 | 0 | 0 | 0 | 0 | 0 | 0 | 0 | 0 | 0.047552 | 0.00338 | 0.00675 | 0.01013 | 0.01351 | 0 | 0.024649 | 0.011815 |  | 0.1925 | 0.2611 | 0.3525 | 0.3531
2014-10-03 | 7時 |  | 0.034585 | 0 | 0 | 0 | [9 empty] | 0.10716 | 0 | 0 | 0 | 0 | 0 | 0 | 0 | 0 | 0 | 0 | 0 | 0 | 0 | 0 | 0 | 0 | 0 | 0 | 0 | 0 | 0 | 0.047552 | 0.00054 | 0.00108 | 0.00163 | 0.00217 | 0.13859 | 0.053895 | 0.036861 |  | 0.1524 | 0.248 | 0.3662 | 0.3669
2014-10-03 | 8時 |  | 0.010909 | 0 | 0 | 0 | [9 empty] | 0.10575 | 0 | 0 | 0 | 0 | 0 | 0 | 0 | 0 | 0 | 0 | 0 | 0 | 0 | 0 | 0 | 0 | 0 | 0 | 0 | 0 | 0 | 0.047552 | 0.00054 | 0.00108 | 0.00163 | 0.00217 | 0.093503 | 0 | 0.035602 |  | 0.1091 | 0.1448 | 0.2032 | 0.2039
2014-10-03 | 9時 |  | 0 | 0 | 0 | 0 | [9 empty] | 0 | 0 | 0 | 0 | 0 | 0 | 0 | 0 | 0 | 0 | 0 | 0 | 0 | 0 | 0 | 0 | 0 | 0 | 0 | 0 | 0 | 0 | 0.047552 | 0.00013 | 0.00025 | 0.00038 | 0.0005 | 0.17838 | 0.10971 | 0.042749 |  | 0.3011 | 0.3368 | 0.3953 | 0.396
2014-10-03 | 10時 |  | 0 | 0 | 0 | 0 | [9 empty] | 0 | 0 | 0 | 0 | 0 | 0 | 0 | 0 | 0 | 0 | 0 | 0 | 0 | 0 | 0 | 0 | 0 | 0 | 0 | 0 | 0 | 0 | 0.047552 | 0.00033 | 0.00067 | 0.001 | 0.00133 | 0.093503 | 0 | 0.012523 |  | 0.0483 | 0.0483 | 0.0711 | 0.0717
2014-10-03 | 11時 |  | 0 | 0 | 0 | 0 | [9 empty] | 0 | 0 | 0 | 0 | 0 | 0 | 0 | 0 | 0 | 0 | 0 | 0 | 0 | 0 | 0 | 0 | 0 | 0 | 0 | 0 | 0 | 0 | 0.047552 | 0.00013 | 0.00025 | 0.00038 | 0.0005 | 0 | 0 | 0.0052775 |  | 0.056 | 0.0561 | 0.0788 | 0.0795
2014-10-03 | 12時 |  | 0 | 0 | 0 | 0 | [9 empty] | 0 | 0 | 0 | 0 | 0 | 0 | 0 | 0 | 0 | 0 | 0 | 0 | 0 | 0 | 0 | 0 | 0 | 0 | 0 | 0 | 0 | 0 | 0.047552 | 0.00338 | 0.00675 | 0.01013 | 0.01351 | 0.05371 | 0 | 0.0052775 |  | 0.1983 | 0.2727 | 0.3698 | 0.3705
2014-10-03 | 13時 |  | 0 | 0 | 0 | 0 | [9 empty] | 0 | 0 | 0 | 0 | 0 | 0 | 0 | 0 | 0 | 0 | 0 | 0 | 0 | 0 | 0 | 0 | 0 | 0 | 0 | 0 | 0 | 0 | 0.047552 | 0.00033 | 0.00067 | 0.001 | 0.00133 | 0.11604 | 0 | 0 |  | 0.0483 | 0.0483 | 0.0711 | 0.0717
2014-10-03 | 14時 |  | 0 | 0 | 0 | 0 | [9 empty] | 0 | 0 | 0 | 0 | 0 | 0 | 0 | 0 | 0 | 0 | 0 | 0 | 0 | 0 | 0 | 0 | 0 | 0 | 0 | 0 | 0 | 0 | 0.047552 | 0.00013 | 0.00025 | 0.00038 | 0.0005 | 0.031168 | 0 | 0.017801 |  | 0.056 | 0.0561 | 0.0788 | 0.0795
2014-10-03 | 15時 |  | 0 | 0 | 0 | 0 | [9 empty] | 0 | 0 | 0 | 0 | 0 | 0 | 0 | 0 | 0 | 0 | 0 | 0 | 0 | 0 | 0 | 0 | 0 | 0 | 0 | 0 | 0 | 0 | 0.047552 | 0.00013 | 0.00025 | 0.00038 | 0.0005 | 0 | 0 | 0 |  | 0.056 | 0.0561 | 0.0788 | 0.0795
2014-10-03 | 16時 |  | 0 | 0 | 0 | 0 | [9 empty] | 0 | 0 | 0 | 0 | 0 | 0 | 0 | 0 | 0 | 0 | 0 | 0 | 0 | 0 | 0 | 0 | 0 | 0 | 0 | 0 | 0 | 0 | 0.047552 | 0.00033 | 0.00067 | 0.001 | 0.00133 | 0.062335 | 0 | 0.0052775 |  | 0.0483 | 0.0483 | 0.0711 | 0.0717
2014-10-03 | 17時 |  | 0 | 0 | 0 | 0 | [9 empty] | 0 | 0 | 0 | 0 | 0 | 0 | 0 | 0 | 0 | 0 | 0 | 0 | 0 | 0 | 0 | 0 | 0 | 0 | 0 | 0 | 0 | 0 | 0.047552 | 0.00033 | 0.00067 | 0.001 | 0.00133 | 0.10536 | 0 | 0.0082775 |  | 0.1304 | 0.2048 | 0.3019 | 0.3026
2014-10-03 | 18時 |  | 0 | 0 | 0 | 0 | [9 empty] | 0 | 0 | 0 | 0 | 0 | 0 | 0 | 0 | 0 | 0 | 0 | 0 | 0 | 0 | 0 | 0 | 0 | 0 | 0 | 0 | 0 | 0 | 0.047552 | 0.00642 | 0.01284 | 0.01926 | 0.02568 | 0.12467 | 0 | 0.0082775 |  | 0.303 | 0.3387 | 0.3972 | 0.5469
2014-10-03 | 19時 |  | 0 | 0 | 0 | 0 | [9 empty] | 0 | 0 | 0 | 0 | 0 | 0 | 0 | 0 | 0 | 0 | 0 | 0 | 0 | 0 | 0 | 0 | 0 | 0 | 0 | 0 | 0 | 0 | 0.047552 | 0.00642 | 0.01284 | 0.01926 | 0.02568 | 0.21072 | 0.10708 | 0.0082775 |  | 0.0991 | 0.1348 | 0.1932 | 0.1939
2014-10-03 | 20時 |  | 0 | 0 | 0 | 0 | [9 empty] | 0 | 0 | 0 | 0 | 0 | 0 | 0 | 0 | 0 | 0 | 0 | 0 | 0 | 0 | 0 | 0 | 0 | 0 | 0 | 0 | 0 | 0 | 0.047552 | 0.00033 | 0.00067 | 0.001 | 0.00133 | 0.14927 | 0.027125 | 0 |  | 0.0917 | 0.1275 | 0.2102 | 0.2109
2014-10-03 | 21時 |  | 0 | 0 | 0 | 0 | [9 empty] | 0 | 0 | 0 | 0 | 0 | 0 | 0 | 0 | 0 | 0 | 0 | 0 | 0 | 0 | 0 | 0 | 0 | 0 | 0 | 0 | 0 | 0 | 0.047552 | 0.00033 | 0.00067 | 0.001 | 0.00133 | 0.14618 | 0.10814 | 0.031304 |  | 0.1216 | 0.1873 | 0.2837 | 0.2844
2014-10-03 | 22時 |  | 0 | 0 | 0 | 0 | [9 empty] | 0 | 0 | 0 | 0 | 0 | 0 | 0 | 0 | 0 | 0 | 0 | 0 | 0 | 0 | 0 | 0 | 0 | 0 | 0 | 0 | 0 | 0 | 0.047552 | 0.00628 | 0.01256 | 0.01884 | 0.02512 | 0.12467 | 0.16133 | 0.043827 |  | 0.1738 | 0.1917 | 0.262 | 0.2626
2014-10-03 | 23時 |  | 0 | 0 | 0 | 0 | [9 empty] | 0 | 0 | 0 | 0 | 0 | 0 | 0 | 0 | 0 | 0 | 0 | 0 | 0 | 0 | 0 | 0 | 0 | 0 | 0 | 0 | 0 | 0 | 0.047552 | 0.0067 | 0.01339 | 0.02009 | 0.02679 | 0.12467 | 0.18881 | 0.031848 |  | 0.1877 | 0.2176 | 0.2756 | 0.2763
2014-10-04 | 0時 |  | 0 | 0 | 0 | 0 | [9 empty] | 0 | 0 | 0 | 0 | 0 | 0 | 0 | 0 | 0 | 0 | 0 | 0 | 0 | 0 | 0 | 0 | 0 | 0 | 0 | 0 | 0 | 0 | 0.047552 | 0.00013 | 0.00025 | 0.00038 | 0.0005 | 0 | 0.078899 | 0.011656 |  | 0.1578 | 0.1578 | 0.1806 | 0.1812
2014-10-04 | 1時 |  | 0 | 0 | 0 | 0 | [9 empty] | 0 | 0 | 0 | 0 | 0 | 0 | 0 | 0 | 0 | 0 | 0 | 0 | 0 | 0 | 0 | 0 | 0 | 0 | 0 | 0 | 0 | 0 | 0.047552 | 0.00013 | 0.00025 | 0.00038 | 0.0005 | 0 | 0 | 0 |  | 0.0483 | 0.0483 | 0.0711 | 0.0717
2014-10-04 | 2時 |  | 0 | 0 | 0 | 0 | [9 empty] | 0 | 0 | 0 | 0 | 0 | 0 | 0 | 0 | 0 | 0 | 0 | 0 | 0 | 0 | 0 | 0 | 0 | 0 | 0 | 0 | 0 | 0 | 0.047552 | 0.00013 | 0.00025 | 0.00038 | 0.0005 | 0 | 0 | 0 |  | 0.056 | 0.0561 | 0.0788 | 0.0795
2014-10-04 | 3時 |  | 0 | 0 | 0 | 0 | [9 empty] | 0 | 0 | 0 | 0 | 0 | 0 | 0 | 0 | 0 | 0 | 0 | 0 | 0 | 0 | 0 | 0 | 0 | 0 | 0 | 0 | 0 | 0 | 0.047552 | 0.00013 | 0.00025 | 0.00038 | 0.0005 | 0 | 0 | 0 |  | 0.056 | 0.0561 | 0.0788 | 0.0795
2014-10-04 | 4時 |  | 0 | 0 | 0 | 0 | [9 empty] | 0 | 0 | 0 | 0 | 0 | 0 | 0 | 0 | 0 | 0 | 0 | 0 | 0 | 0 | 0 | 0 | 0 | 0 | 0 | 0 | 0 | 0 | 0.047552 | 0.00013 | 0.00025 | 0.00038 | 0.0005 | 0 | 0 | 0 |  | 0.0483 | 0.0483 | 0.0711 | 0.0717
2014-10-04 | 5時 |  | 0.085478 | 0 | 0 | 0 | [9 empty] | 0.10462 | 0 | 0 | 0 | 0 | 0 | 0 | 0 | 0 | 0 | 0 | 0 | 0 | 0 | 0 | 0 | 0 | 0 | 0 | 0 | 0 | 0 | 0.047552 | 0.00013 | 0.00025 | 0.00038 | 0.0005 | 0 | 0 | 0 |  | 0.056 | 0.0561 | 0.0788 | 0.0795
2014-10-04 | 6時 |  | 0.0063334 | 0 | 0 | 0 | [9 empty] | 0.10316 | 0 | 0 | 0 | 0 | 0 | 0 | 0 | 0 | 0 | 0 | 0 | 0 | 0 | 0 | 0 | 0 | 0 | 0 | 0 | 0 | 0 | 0.047552 | 0.00338 | 0.00675 | 0.01013 | 0.01351 | 0 | 0.024649 | 0.011815 |  | 0.1925 | 0.2611 | 0.3525 | 0.3531
2014-10-04 | 7時 |  | 0.010408 | 0 | 0 | 0 | [9 empty] | 0.10294 | 0 | 0 | 0 | 0 | 0 | 0 | 0 | 0 | 0 | 0 | 0 | 0 | 0 | 0 | 0 | 0 | 0 | 0 | 0 | 0 | 0 | 0.047552 | 0.00054 | 0.00108 | 0.00163 | 0.00217 | 0.13859 | 0.053895 | 0.036861 |  | 0.1524 | 0.248 | 0.3662 | 0.3669
2014-10-04 | 8時 |  | 0.0046994 | 0 | 0 | 0 | [9 empty] | 0.10245 | 0 | 0 | 0 | 0 | 0 | 0 | 0 | 0 | 0 | 0 | 0 | 0 | 0 | 0 | 0 | 0 | 0 | 0 | 0 | 0 | 0 | 0.047552 | 0.00054 | 0.00108 | 0.00163 | 0.00217 | 0.093503 | 0 | 0.035602 |  | 0.1091 | 0.1448 | 0.2032 | 0.2039
2014-10-04 | 9時 |  | 0 | 0 | 0 | 0 | [9 empty] | 0 | 0 | 0 | 0 | 0 | 0 | 0 | 0 | 0 | 0 | 0 | 0 | 0 | 0 | 0 | 0 | 0 | 0 | 0 | 0 | 0 | 0 | 0.047552 | 0.00013 | 0.00025 | 0.00038 | 0.0005 | 0.17838 | 0.10971 | 0.042749 |  | 0.3011 | 0.3368 | 0.3953 | 0.396
2014-10-04 | 10時 |  | 0 | 0 | 0 | 0 | [9 empty] | 0 | 0 | 0 | 0 | 0 | 0 | 0 | 0 | 0 | 0 | 0 | 0 | 0 | 0 | 0 | 0 | 0 | 0 | 0 | 0 | 0 | 0 | 0.047552 | 0.00033 | 0.00067 | 0.001 | 0.00133 | 0.093503 | 0 | 0.012523 |  | 0.0483 | 0.0483 | 0.0711 | 0.0717
2014-10-04 | 11時 |  | 0.041607 | 0 | 0 | 0 | [9 empty] | 0.10243 | 0 | 0 | 0 | 0 | 0 | 0 | 0 | 0 | 0 | 0 | 0 | 0 | 0 | 0 | 0 | 0 | 0 | 0 | 0 | 0 | 0 | 0.047552 | 0.00013 | 0.00025 | 0.00038 | 0.0005 | 0 | 0 | 0.0052775 |  | 0.056 | 0.0561 | 0.0788 | 0.0795
2014-10-04 | 12時 |  | 0.0090036 | 0 | 0 | 0 | [9 empty] | 0.10181 | 0 | 0 | 0 | 0 | 0 | 0 | 0 | 0 | 0 | 0 | 0 | 0 | 0 | 0 | 0 | 0 | 0 | 0 | 0 | 0 | 0 | 0.047552 | 0.00338 | 0.00675 | 0.01013 | 0.01351 | 0.05371 | 0 | 0.0052775 |  | 0.1983 | 0.2727 | 0.3698 | 0.3705
2014-10-04 | 13時 |  | 0 | 0 | 0 | 0 | [9 empty] | 0 | 0 | 0 | 0 | 0 | 0 | 0 | 0 | 0 | 0 | 0 | 0 | 0 | 0 | 0 | 0 | 0 | 0 | 0 | 0 | 0 | 0 | 0.047552 | 0.00033 | 0.00067 | 0.001 | 0.00133 | 0.11604 | 0 | 0 |  | 0.0483 | 0.0483 | 0.0711 | 0.0717
2014-10-04 | 14時 |  | 0 | 0 | 0 | 0 | [9 empty] | 0 | 0 | 0 | 0 | 0 | 0 | 0 | 0 | 0 | 0 | 0 | 0 | 0 | 0 | 0 | 0 | 0 | 0 | 0 | 0 | 0 | 0 | 0.047552 | 0.00013 | 0.00025 | 0.00038 | 0.0005 | 0.031168 | 0 | 0.017801 |  | 0.056 | 0.0561 | 0.0788 | 0.0795
2014-10-04 | 15時 |  | 0.44778 | 0 | 0 | 0 | [9 empty] | 0.11695 | 0 | 0 | 0 | 0 | 0 | 0 | 0 | 0 | 0 | 0 | 0 | 0 | 0 | 0 | 0 | 0 | 0 | 0 | 0 | 0 | 0 | 0.047552 | 0.00013 | 0.00025 | 0.00038 | 0.0005 | 0 | 0 | 0 |  | 0.056 | 0.0561 | 0.0788 | 0.0795
2014-10-04 | 16時 |  | 0.23387 | 0 | 0 | 0 | [9 empty] | 0.11206 | 0 | 0 | 0 | 0 | 0 | 0 | 0 | 0 | 0 | 0 | 0 | 0 | 0 | 0 | 0 | 0 | 0 | 0 | 0 | 0 | 0 | 0.047552 | 0.00033 | 0.00067 | 0.001 | 0.00133 | 0.062335 | 0 | 0.0052775 |  | 0.0483 | 0.0483 | 0.0711 | 0.0717
2014-10-04 | 17時 |  | 1.3969 | 0 | 1.428 | 0 | [9 empty] | 0.14667 | 0 | 0 | 0 | 0 | 0.17332 | 0 | 0 | 0 | 0 | 0 | 0 | 0 | 0 | 0 | 0 | 0 | 0 | 0 | 0 | 0 | 0 | 0.047552 | 0.00033 | 0.00067 | 0.001 | 0.00133 | 0.10536 | 0 | 0.0082775 |  | 0.1304 | 0.2048 | 0.3019 | 0.3026
2014-10-04 | 18時 |  | 1.6135 | 0 | 0 | 0 | [9 empty] | 0.15676 | 0 | 0 | 0 | 0 | 0 | 0 | 0 | 0 | 0 | 0 | 0 | 0 | 0 | 0 | 0 | 0 | 0 | 0 | 0 | 0 | 0 | 0.047552 | 0.00642 | 0.01284 | 0.01926 | 0.02568 | 0.12467 | 0 | 0.0082775 |  | 0.303 | 0.3387 | 0.3972 | 0.5469
2014-10-04 | 19時 |  | 0.086124 | 0 | 1.4347 | 0 | [9 empty] | 0.10978 | 0 | 0 | 0 | 0 | 0.17479 | 0 | 0 | 0 | 0 | 0 | 0 | 0 | 0 | 0 | 0 | 0 | 0 | 0 | 0 | 0 | 0 | 0.047552 | 0.00642 | 0.01284 | 0.01926 | 0.02568 | 0.21072 | 0.10708 | 0.0082775 |  | 0.0991 | 0.1348 | 0.1932 | 0.1939
2014-10-04 | 20時 |  | 0.66447 | 0 | 1.5002 | 0 | [9 empty] | 0.12785 | 0 | 0 | 0 | 0 | 0.17683 | 0 | 0 | 0 | 0 | 0 | 0 | 0 | 0 | 0 | 0 | 0 | 0 | 0 | 0 | 0 | 0 | 0.047552 | 0.00033 | 0.00067 | 0.001 | 0.00133 | 0.14927 | 0.027125 | 0 |  | 0.0917 | 0.1275 | 0.2102 | 0.2109
2014-10-04 | 21時 |  | 1.1011 | 0 | 1.2086 | 0 | [9 empty] | 0.14223 | 0 | 0 | 0 | 0 | 0.33036 | 0 | 0 | 0 | 0 | 0 | 0 | 0 | 0 | 0 | 0 | 0 | 0 | 0 | 0 | 0 | 0 | 0.047552 | 0.00033 | 0.00067 | 0.001 | 0.00133 | 0.14618 | 0.10814 | 0.031304 |  | 0.1216 | 0.1873 | 0.2837 | 0.2844
2014-10-04 | 22時 |  | 1.5826 | 0 | 0.49736 | 0 | [9 empty] | 0.1663 | 0 | 0 | 0 | 0 | 0.166 | 0 | 0 | 0 | 0 | 0 | 0 | 0 | 0 | 0 | 0 | 0 | 0 | 0 | 0 | 0 | 0 | 0.047552 | 0.00628 | 0.01256 | 0.01884 | 0.02512 | 0.12467 | 0.16133 | 0.043827 |  | 0.1738 | 0.1917 | 0.262 | 0.2626
2014-10-04 | 23時 |  | 0 | 0 | 0 | 0 | [9 empty] | 0 | 0 | 0 | 0 | 0 | 0 | 0 | 0 | 0 | 0 | 0 | 0 | 0 | 0 | 0 | 0 | 0 | 0 | 0 | 0 | 0 | 0 | 0.047552 | 0.0067 | 0.01339 | 0.02009 | 0.02679 | 0.12467 | 0.18881 | 0.031848 |  | 0.1877 | 0.2176 | 0.2756 | 0.2763
2014-10-05 | 0時 |  | 0 | 0 | 0 | 0 | [9 empty] | 0 | 0 | 0 | 0 | 0 | 0 | 0 | 0 | 0 | 0 | 0 | 0 | 0 | 0 | 0 | 0 | 0 | 0 | 0 | 0 | 0 | 0 | 0.047552 | 0.00013 | 0.00025 | 0.00038 | 0.0005 | 0 | 0.078899 | 0.011656 |  | 0.1578 | 0.1578 | 0.1806 | 0.1812
2014-10-05 | 1時 |  | 0 | 0 | 0 | 0 | [9 empty] | 0 | 0 | 0 | 0 | 0 | 0 | 0 | 0 | 0 | 0 | 0 | 0 | 0 | 0 | 0 | 0 | 0 | 0 | 0 | 0 | 0 | 0 | 0.047552 | 0.00013 | 0.00025 | 0.00038 | 0.0005 | 0 | 0 | 0 |  | 0.0483 | 0.0483 | 0.0711 | 0.0717
2014-10-05 | 2時 |  | 0 | 0 | 0 | 0 | [9 empty] | 0 | 0 | 0 | 0 | 0 | 0 | 0 | 0 | 0 | 0 | 0 | 0 | 0 | 0 | 0 | 0 | 0 | 0 | 0 | 0 | 0 | 0 | 0.047552 | 0.00013 | 0.00025 | 0.00038 | 0.0005 | 0 | 0 | 0 |  | 0.056 | 0.0561 | 0.0788 | 0.0795
2014-10-05 | 3時 |  | 0 | 0 | 0 | 0 | [9 empty] | 0 | 0 | 0 | 0 | 0 | 0 | 0 | 0 | 0 | 0 | 0 | 0 | 0 | 0 | 0 | 0 | 0 | 0 | 0 | 0 | 0 | 0 | 0.047552 | 0.00013 | 0.00025 | 0.00038 | 0.0005 | 0 | 0 | 0 |  | 0.056 | 0.0561 | 0.0788 | 0.0795
2014-10-05 | 4時 |  | 0 | 0 | 0 | 0 | [9 empty] | 0 | 0 | 0 | 0 | 0 | 0 | 0 | 0 | 0 | 0 | 0 | 0 | 0 | 0 | 0 | 0 | 0 | 0 | 0 | 0 | 0 | 0 | 0.047552 | 0.00013 | 0.00025 | 0.00038 | 0.0005 | 0 | 0 | 0 |  | 0.0483 | 0.0483 | 0.0711 | 0.0717
2014-10-05 | 5時 |  | 12.9642 | 0 | 0 | 0 | [9 empty] | 0.99222 | 0 | 0 | 0 | 0 | 0 | 0 | 0 | 0 | 0 | 0 | 0 | 0 | 0 | 0 | 0 | 0 | 0 | 0 | 0 | 0 | 0 | 0.047552 | 0.00013 | 0.00025 | 0.00038 | 0.0005 | 0 | 0 | 0 |  | 0.056 | 0.0561 | 0.0788 | 0.0795
2014-10-05 | 6時 |  | 3.8891 | 0 | 0 | 0 | [9 empty] | 0.31056 | 0 | 0 | 0 | 0 | 0 | 0 | 0 | 0 | 0 | 0 | 0 | 0 | 0 | 0 | 0 | 0 | 0 | 0 | 0 | 0 | 0 | 0.047552 | 0.00338 | 0.00675 | 0.01013 | 0.01351 | 0 | 0.024649 | 0.011815 |  | 0.1925 | 0.2611 | 0.3525 | 0.3531
2014-10-05 | 7時 |  | 2.6248 | 0 | 0 | 0 | [9 empty] | 0.22877 | 0 | 0 | 0 | 0 | 0 | 0 | 0 | 0 | 0 | 0 | 0 | 0 | 0 | 0 | 0 | 0 | 0 | 0 | 0 | 0 | 0 | 0.047552 | 0.00054 | 0.00108 | 0.00163 | 0.00217 | 0.13859 | 0.053895 | 0.036861 |  | 0.1524 | 0.248 | 0.3662 | 0.3669
2014-10-05 | 8時 |  | 0.034407 | 0 | 0 | 0 | [9 empty] | 0.11061 | 0 | 0 | 0 | 0 | 0 | 0 | 0 | 0 | 0 | 0 | 0 | 0 | 0 | 0 | 0 | 0 | 0 | 0 | 0 | 0 | 0 | 0.047552 | 0.00054 | 0.00108 | 0.00163 | 0.00217 | 0.093503 | 0 | 0.035602 |  | 0.1091 | 0.1448 | 0.2032 | 0.2039
2014-10-05 | 9時 |  | 0 | 0 | 0 | 0 | [9 empty] | 0 | 0 | 0 | 0 | 0 | 0 | 0 | 0 | 0 | 0 | 0 | 0 | 0 | 0 | 0 | 0 | 0 | 0 | 0 | 0 | 0 | 0 | 0.047552 | 0.00013 | 0.00025 | 0.00038 | 0.0005 | 0.17838 | 0.10971 | 0.042749 |  | 0.3011 | 0.3368 | 0.3953 | 0.396
2014-10-05 | 10時 |  | 0 | 0 | 0 | 0 | [9 empty] | 0 | 0 | 0 | 0 | 0 | 0 | 0 | 0 | 0 | 0 | 0 | 0 | 0 | 0 | 0 | 0 | 0 | 0 | 0 | 0 | 0 | 0 | 0.047552 | 0.00033 | 0.00067 | 0.001 | 0.00133 | 0.093503 | 0 | 0.012523 |  | 0.0483 | 0.0483 | 0.0711 | 0.0717
2014-10-05 | 11時 |  | 0.022961 | 0 | 0 | 0 | [9 empty] | 0.10296 | 0 | 0 | 0 | 0 | 0 | 0 | 0 | 0 | 0 | 0 | 0 | 0 | 0 | 0 | 0 | 0 | 0 | 0 | 0 | 0 | 0 | 0.047552 | 0.00013 | 0.00025 | 0.00038 | 0.0005 | 0 | 0 | 0.0052775 |  | 0.056 | 0.0561 | 0.0788 | 0.0795
2014-10-05 | 12時 |  | 0.0054262 | 0 | 0 | 0 | [9 empty] | 0.10274 | 0 | 0 | 0 | 0 | 0 | 0 | 0 | 0 | 0 | 0 | 0 | 0 | 0 | 0 | 0 | 0 | 0 | 0 | 0 | 0 | 0 | 0.047552 | 0.00338 | 0.00675 | 0.01013 | 0.01351 | 0.05371 | 0 | 0.0052775 |  | 0.1983 | 0.2727 | 0.3698 | 0.3705
2014-10-05 | 13時 |  | 0 | 0 | 0 | 0 | [9 empty] | 0 | 0 | 0 | 0 | 0 | 0 | 0 | 0 | 0 | 0 | 0 | 0 | 0 | 0 | 0 | 0 | 0 | 0 | 0 | 0 | 0 | 0 | 0.047552 | 0.00033 | 0.00067 | 0.001 | 0.00133 | 0.11604 | 0 | 0 |  | 0.0483 | 0.0483 | 0.0711 | 0.0717
2014-10-05 | 14時 |  | 0 | 0 | 0 | 0 | [9 empty] | 0 | 0 | 0 | 0 | 0 | 0 | 0 | 0 | 0 | 0 | 0 | 0 | 0 | 0 | 0 | 0 | 0 | 0 | 0 | 0 | 0 | 0 | 0.047552 | 0.00013 | 0.00025 | 0.00038 | 0.0005 | 0.031168 | 0 | 0.017801 |  | 0.056 | 0.0561 | 0.0788 | 0.0795
2014-10-05 | 15時 |  | 0.016708 | 0 | 0 | 0 | [9 empty] | 0.10445 | 0 | 0 | 0 | 0 | 0 | 0 | 0 | 0 | 0 | 0 | 0 | 0 | 0 | 0 | 0 | 0 | 0 | 0 | 0 | 0 | 0 | 0.047552 | 0.00013 | 0.00025 | 0.00038 | 0.0005 | 0 | 0 | 0 |  | 0.056 | 0.0561 | 0.0788 | 0.0795
2014-10-05 | 16時 |  | 0.0095597 | 0 | 0 | 0 | [9 empty] | 0.10614 | 0 | 0 | 0 | 0 | 0 | 0 | 0 | 0 | 0 | 0 | 0 | 0 | 0 | 0 | 0 | 0 | 0 | 0 | 0 | 0 | 0 | 0.047552 | 0.00033 | 0.00067 | 0.001 | 0.00133 | 0.062335 | 0 | 0.0052775 |  | 0.0483 | 0.0483 | 0.0711 | 0.0717
2014-10-05 | 17時 |  | 0.018564 | 0 | 0.017043 | 0 | [9 empty] | 0.10763 | 0 | 0 | 0 | 0 | 0.16297 | 0 | 0 | 0 | 0 | 0 | 0 | 0 | 0 | 0 | 0 | 0 | 0 | 0 | 0 | 0 | 0 | 0.047552 | 0.00033 | 0.00067 | 0.001 | 0.00133 | 0.10536 | 0 | 0.0082775 |  | 0.1304 | 0.2048 | 0.3019 | 0.3026
2014-10-05 | 18時 |  | 0.043286 | 0 | 0 | 0 | [9 empty] | 0.1106 | 0 | 0 | 0 | 0 | 0 | 0 | 0 | 0 | 0 | 0 | 0 | 0 | 0 | 0 | 0 | 0 | 0 | 0 | 0 | 0 | 0 | 0.047552 | 0.00642 | 0.01284 | 0.01926 | 0.02568 | 0.12467 | 0 | 0.0082775 |  | 0.303 | 0.3387 | 0.3972 | 0.5469
2014-10-05 | 19時 |  | 0.02898 | 0 | 0.036678 | 0 | [9 empty] | 0.11249 | 0 | 0 | 0 | 0 | 0.16804 | 0 | 0 | 0 | 0 | 0 | 0 | 0 | 0 | 0 | 0 | 0 | 0 | 0 | 0 | 0 | 0 | 0.047552 | 0.00642 | 0.01284 | 0.01926 | 0.02568 | 0.21072 | 0.10708 | 0.0082775 |  | 0.0991 | 0.1348 | 0.1932 | 0.1939
2014-10-05 | 20時 |  | 0.052806 | 0 | 0.78786 | 0 | [9 empty] | 0.11359 | 0 | 0 | 0 | 0 | 0.17178 | 0 | 0 | 0 | 0 | 0 | 0 | 0 | 0 | 0 | 0 | 0 | 0 | 0 | 0 | 0 | 0 | 0.047552 | 0.00033 | 0.00067 | 0.001 | 0.00133 | 0.14927 | 0.027125 | 0 |  | 0.0917 | 0.1275 | 0.2102 | 0.2109
2014-10-05 | 21時 |  | 0.94666 | 0 | 1.0309 | 0 | [9 empty] | 0.15408 | 0 | 0 | 0 | 0 | 0.34148 | 0 | 0 | 0 | 0 | 0 | 0 | 0 | 0 | 0 | 0 | 0 | 0 | 0 | 0 | 0 | 0 | 0.047552 | 0.00033 | 0.00067 | 0.001 | 0.00133 | 0.14618 | 0.10814 | 0.031304 |  | 0.1216 | 0.1873 | 0.2837 | 0.2844
2014-10-05 | 22時 |  | 1.6697 | 0 | 0.50669 | 0 | [9 empty] | 0.18522 | 0 | 0 | 0 | 0 | 0.17002 | 0 | 0 | 0 | 0 | 0 | 0 | 0 | 0 | 0 | 0 | 0 | 0 | 0 | 0 | 0 | 0 | 0.047552 | 0.00628 | 0.01256 | 0.01884 | 0.02512 | 0.12467 | 0.16133 | 0.043827 |  | 0.1738 | 0.1917 | 0.262 | 0.2626
2014-10-05 | 23時 |  | 0 | 0 | 0 | 0 | [9 empty] | 0 | 0 | 0 | 0 | 0 | 0 | 0 | 0 | 0 | 0 | 0 | 0 | 0 | 0 | 0 | 0 | 0 | 0 | 0 | 0 | 0 | 0 | 0.047552 | 0.0067 | 0.01339 | 0.02009 | 0.02679 | 0.12467 | 0.18881 | 0.031848 |  | 0.1877 | 0.2176 | 0.2756 | 0.2763
2014-10-06 | 0時 |  | 0 | 0 | 0 | 0 | [9 empty] | 0 | 0 | 0 | 0 | 0 | 0 | 0 | 0 | 0 | 0 | 0 | 0 | 0 | 0 | 0 | 0 | 0 | 0 | 0 | 0 | 0 | 0 | 0.047552 | 0.00013 | 0.00025 | 0.00038 | 0.0005 | 0 | 0.078899 | 0.011656 |  | 0.1578 | 0.1578 | 0.1806 | 0.1812
2014-10-06 | 1時 |  | 0 | 0 | 0 | 0 | [9 empty] | 0 | 0 | 0 | 0 | 0 | 0 | 0 | 0 | 0 | 0 | 0 | 0 | 0 | 0 | 0 | 0 | 0 | 0 | 0 | 0 | 0 | 0 | 0.047552 | 0.00013 | 0.00025 | 0.00038 | 0.0005 | 0 | 0 | 0 |  | 0.0483 | 0.0483 | 0.0711 | 0.0717
2014-10-06 | 2時 |  | 0 | 0 | 0 | 0 | [9 empty] | 0 | 0 | 0 | 0 | 0 | 0 | 0 | 0 | 0 | 0 | 0 | 0 | 0 | 0 | 0 | 0 | 0 | 0 | 0 | 0 | 0 | 0 | 0.047552 | 0.00013 | 0.00025 | 0.00038 | 0.0005 | 0 | 0 | 0 |  | 0.056 | 0.0561 | 0.0788 | 0.0795
2014-10-06 | 3時 |  | 0 | 0 | 0 | 0 | [9 empty] | 0 | 0 | 0 | 0 | 0 | 0 | 0 | 0 | 0 | 0 | 0 | 0 | 0 | 0 | 0 | 0 | 0 | 0 | 0 | 0 | 0 | 0 | 0.047552 | 0.00013 | 0.00025 | 0.00038 | 0.0005 | 0 | 0 | 0 |  | 0.056 | 0.0561 | 0.0788 | 0.0795
2014-10-06 | 4時 |  | 0 | 0 | 0 | 0 | [9 empty] | 0 | 0 | 0 | 0 | 0 | 0 | 0 | 0 | 0 | 0 | 0 | 0 | 0 | 0 | 0 | 0 | 0 | 0 | 0 | 0 | 0 | 0 | 0.047552 | 0.00013 | 0.00025 | 0.00038 | 0.0005 | 0 | 0 | 0 |  | 0.0483 | 0.0483 | 0.0711 | 0.0717
2014-10-06 | 5時 |  | 13.0135 | 0 | 0 | 0 | [9 empty] | 1.0159 | 0 | 0 | 0 | 0 | 0 | 0 | 0 | 0 | 0 | 0 | 0 | 0 | 0 | 0 | 0 | 0 | 0 | 0 | 0 | 0 | 0 | 0.047552 | 0.00013 | 0.00025 | 0.00038 | 0.0005 | 0 | 0 | 0 |  | 0.056 | 0.0561 | 0.0788 | 0.0795
2014-10-06 | 6時 |  | 2.1956 | 0 | 0 | 0 | [9 empty] | 0.22941 | 0 | 0 | 0 | 0 | 0 | 0 | 0 | 0 | 0 | 0 | 0 | 0 | 0 | 0 | 0 | 0 | 0 | 0 | 0 | 0 | 0 | 0.047552 | 0.00338 | 0.00675 | 0.01013 | 0.01351 | 0 | 0.024649 | 0.011815 |  | 0.1925 | 0.2611 | 0.3525 | 0.3531
2014-10-06 | 7時 |  | 0.035884 | 0 | 0 | 0 | [9 empty] | 0.11186 | 0 | 0 | 0 | 0 | 0 | 0 | 0 | 0 | 0 | 0 | 0 | 0 | 0 | 0 | 0 | 0 | 0 | 0 | 0 | 0 | 0 | 0.047552 | 0.00054 | 0.00108 | 0.00163 | 0.00217 | 0.13859 | 0.053895 | 0.036861 |  | 0.1524 | 0.248 | 0.3662 | 0.3669
2014-10-06 | 8時 |  | 0.01531 | 0 | 0 | 0 | [9 empty] | 0.10627 | 0 | 0 | 0 | 0 | 0 | 0 | 0 | 0 | 0 | 0 | 0 | 0 | 0 | 0 | 0 | 0 | 0 | 0 | 0 | 0 | 0 | 0.047552 | 0.00054 | 0.00108 | 0.00163 | 0.00217 | 0.093503 | 0 | 0.035602 |  | 0.1091 | 0.1448 | 0.2032 | 0.2039
2014-10-06 | 9時 |  | 0 | 0 | 0 | 0 | [9 empty] | 0 | 0 | 0 | 0 | 0 | 0 | 0 | 0 | 0 | 0 | 0 | 0 | 0 | 0 | 0 | 0 | 0 | 0 | 0 | 0 | 0 | 0 | 0.047552 | 0.00013 | 0.00025 | 0.00038 | 0.0005 | 0.17838 | 0.10971 | 0.042749 |  | 0.3011 | 0.3368 | 0.3953 | 0.396
2014-10-06 | 10時 |  | 0 | 0 | 0 | 0 | [9 empty] | 0 | 0 | 0 | 0 | 0 | 0 | 0 | 0 | 0 | 0 | 0 | 0 | 0 | 0 | 0 | 0 | 0 | 0 | 0 | 0 | 0 | 0 | 0.047552 | 0.00033 | 0.00067 | 0.001 | 0.00133 | 0.093503 | 0 | 0.012523 |  | 0.0483 | 0.0483 | 0.0711 | 0.0717
2014-10-06 | 11時 |  | 0.014775 | 0 | 0 | 0 | [9 empty] | 0.10129 | 0 | 0 | 0 | 0 | 0 | 0 | 0 | 0 | 0 | 0 | 0 | 0 | 0 | 0 | 0 | 0 | 0 | 0 | 0 | 0 | 0 | 0.047552 | 0.00013 | 0.00025 | 0.00038 | 0.0005 | 0 | 0 | 0.0052775 |  | 0.056 | 0.0561 | 0.0788 | 0.0795
2014-10-06 | 12時 |  | 0.00044612 | 0 | 0 | 0 | [9 empty] | 0.10105 | 0 | 0 | 0 | 0 | 0 | 0 | 0 | 0 | 0 | 0 | 0 | 0 | 0 | 0 | 0 | 0 | 0 | 0 | 0 | 0 | 0 | 0.047552 | 0.00338 | 0.00675 | 0.01013 | 0.01351 | 0.05371 | 0 | 0.0052775 |  | 0.1983 | 0.2727 | 0.3698 | 0.3705
2014-10-06 | 13時 |  | 0 | 0 | 0 | 0 | [9 empty] | 0 | 0 | 0 | 0 | 0 | 0 | 0 | 0 | 0 | 0 | 0 | 0 | 0 | 0 | 0 | 0 | 0 | 0 | 0 | 0 | 0 | 0 | 0.047552 | 0.00033 | 0.00067 | 0.001 | 0.00133 | 0.11604 | 0 | 0 |  | 0.0483 | 0.0483 | 0.0711 | 0.0717
2014-10-06 | 14時 |  | 0 | 0 | 0 | 0 | [9 empty] | 0 | 0 | 0 | 0 | 0 | 0 | 0 | 0 | 0 | 0 | 0 | 0 | 0 | 0 | 0 | 0 | 0 | 0 | 0 | 0 | 0 | 0 | 0.047552 | 0.00013 | 0.00025 | 0.00038 | 0.0005 | 0.031168 | 0 | 0.017801 |  | 0.056 | 0.0561 | 0.0788 | 0.0795
2014-10-06 | 15時 |  | 0.013874 | 0 | 0 | 0 | [9 empty] | 0.10525 | 0 | 0 | 0 | 0 | 0 | 0 | 0 | 0 | 0 | 0 | 0 | 0 | 0 | 0 | 0 | 0 | 0 | 0 | 0 | 0 | 0 | 0.047552 | 0.00013 | 0.00025 | 0.00038 | 0.0005 | 0 | 0 | 0 |  | 0.056 | 0.0561 | 0.0788 | 0.0795
2014-10-06 | 16時 |  | 0.0087033 | 0 | 0 | 0 | [9 empty] | 0.10626 | 0 | 0 | 0 | 0 | 0 | 0 | 0 | 0 | 0 | 0 | 0 | 0 | 0 | 0 | 0 | 0 | 0 | 0 | 0 | 0 | 0 | 0.047552 | 0.00033 | 0.00067 | 0.001 | 0.00133 | 0.062335 | 0 | 0.0052775 |  | 0.0483 | 0.0483 | 0.0711 | 0.0717
2014-10-06 | 17時 |  | 0.020037 | 0 | 0.01543 | 0 | [9 empty] | 0.10883 | 0 | 0 | 0 | 0 | 0.16416 | 0 | 0 | 0 | 0 | 0 | 0 | 0 | 0 | 0 | 0 | 0 | 0 | 0 | 0 | 0 | 0 | 0.047552 | 0.00033 | 0.00067 | 0.001 | 0.00133 | 0.10536 | 0 | 0.0082775 |  | 0.1304 | 0.2048 | 0.3019 | 0.3026
2014-10-06 | 18時 |  | 0.021006 | 0 | 0 | 0 | [9 empty] | 0.109 | 0 | 0 | 0 | 0 | 0 | 0 | 0 | 0 | 0 | 0 | 0 | 0 | 0 | 0 | 0 | 0 | 0 | 0 | 0 | 0 | 0 | 0.047552 | 0.00642 | 0.01284 | 0.01926 | 0.02568 | 0.12467 | 0 | 0.0082775 |  | 0.303 | 0.3387 | 0.3972 | 0.5469
2014-10-06 | 19時 |  | 0.015467 | 0 | 0.021101 | 0 | [9 empty] | 0.11267 | 0 | 0 | 0 | 0 | 0.16907 | 0 | 0 | 0 | 0 | 0 | 0 | 0 | 0 | 0 | 0 | 0 | 0 | 0 | 0 | 0 | 0 | 0.047552 | 0.00642 | 0.01284 | 0.01926 | 0.02568 | 0.21072 | 0.10708 | 0.0082775 |  | 0.0991 | 0.1348 | 0.1932 | 0.1939
2014-10-06 | 20時 |  | 0.054493 | 0 | 0.11851 | 0 | [9 empty] | 0.11604 | 0 | 0 | 0 | 0 | 0.17128 | 0 | 0 | 0 | 0 | 0 | 0 | 0 | 0 | 0 | 0 | 0 | 0 | 0 | 0 | 0 | 0 | 0.047552 | 0.00033 | 0.00067 | 0.001 | 0.00133 | 0.14927 | 0.027125 | 0 |  | 0.0917 | 0.1275 | 0.2102 | 0.2109
2014-10-06 | 21時 |  | 0.077952 | 0 | 0.42342 | 0 | [9 empty] | 0.11797 | 0 | 0 | 0 | 0 | 0.34523 | 0 | 0 | 0 | 0 | 0 | 0 | 0 | 0 | 0 | 0 | 0 | 0 | 0 | 0 | 0 | 0 | 0.047552 | 0.00033 | 0.00067 | 0.001 | 0.00133 | 0.14618 | 0.10814 | 0.031304 |  | 0.1216 | 0.1873 | 0.2837 | 0.2844
2014-10-06 | 22時 |  | 1.6258 | 0 | 0.50805 | 0 | [9 empty] | 0.20057 | 0 | 0 | 0 | 0 | 0.17514 | 0 | 0 | 0 | 0 | 0 | 0 | 0 | 0 | 0 | 0 | 0 | 0 | 0 | 0 | 0 | 0 | 0.047552 | 0.00628 | 0.01256 | 0.01884 | 0.02512 | 0.12467 | 0.16133 | 0.043827 |  | 0.1738 | 0.1917 | 0.262 | 0.2626
2014-10-06 | 23時 |  | 0 | 0 | 0 | 0 | [9 empty] | 0 | 0 | 0 | 0 | 0 | 0 | 0 | 0 | 0 | 0 | 0 | 0 | 0 | 0 | 0 | 0 | 0 | 0 | 0 | 0 | 0 | 0 | 0.047552 | 0.0067 | 0.01339 | 0.02009 | 0.02679 | 0.12467 | 0.18881 | 0.031848 |  | 0.1877 | 0.2176 | 0.2756 | 0.2763
2014-10-07 | 0時 |  | 0 | 0 | 0 | 0 | [9 empty] | 0 | 0 | 0 | 0 | 0 | 0 | 0 | 0 | 0 | 0 | 0 | 0 | 0 | 0 | 0 | 0 | 0 | 0 | 0 | 0 | 0 | 0 | 0.047552 | 0.00013 | 0.00025 | 0.00038 | 0.0005 | 0 | 0 | 0 |  | 0.1578 | 0.1578 | 0.1806 | 0.1812
2014-10-07 | 1時 |  | 0 | 0 | 0 | 0 | [9 empty] | 0 | 0 | 0 | 0 | 0 | 0 | 0 | 0 | 0 | 0 | 0 | 0 | 0 | 0 | 0 | 0 | 0 | 0 | 0 | 0 | 0 | 0 | 0.047552 | 0.00013 | 0.00025 | 0.00038 | 0.0005 | 0 | 0 | 0 |  | 0.0483 | 0.0483 | 0.0711 | 0.0717
2014-10-07 | 2時 |  | 0 | 0 | 0 | 0 | [9 empty] | 0 | 0 | 0 | 0 | 0 | 0 | 0 | 0 | 0 | 0 | 0 | 0 | 0 | 0 | 0 | 0 | 0 | 0 | 0 | 0 | 0 | 0 | 0.047552 | 0.00013 | 0.00025 | 0.00038 | 0.0005 | 0 | 0 | 0 |  | 0.056 | 0.0561 | 0.0788 | 0.0795
2014-10-07 | 3時 |  | 0 | 0 | 0 | 0 | [9 empty] | 0 | 0 | 0 | 0 | 0 | 0 | 0 | 0 | 0 | 0 | 0 | 0 | 0 | 0 | 0 | 0 | 0 | 0 | 0 | 0 | 0 | 0 | 0.047552 | 0.00013 | 0.00025 | 0.00038 | 0.0005 | 0 | 0 | 0 |  | 0.056 | 0.0561 | 0.0788 | 0.0795
2014-10-07 | 4時 |  | 0 | 0 | 0 | 0 | [9 empty] | 0 | 0 | 0 | 0 | 0 | 0 | 0 | 0 | 0 | 0 | 0 | 0 | 0 | 0 | 0 | 0 | 0 | 0 | 0 | 0 | 0 | 0 | 0.047552 | 0.00013 | 0.00025 | 0.00038 | 0.0005 | 0 | 0 | 0 |  | 0.0483 | 0.0483 | 0.0711 | 0.0717
2014-10-07 | 5時 |  | 0 | 0 | 0 | 0 | [9 empty] | 0 | 0 | 0 | 0 | 0 | 0 | 0 | 0 | 0 | 0 | 0 | 0 | 0 | 0 | 0 | 0 | 0 | 0 | 0 | 0 | 0 | 0 | 0.047552 | 0.00013 | 0.00025 | 0.00038 | 0.0005 | 0 | 0 | 0 |  | 0.056 | 0.0561 | 0.0788 | 0.0795
2014-10-07 | 6時 |  | 0 | 0 | 0 | 0 | [9 empty] | 0 | 0 | 0 | 0 | 0 | 0 | 0 | 0 | 0 | 0 | 0 | 0 | 0 | 0 | 0 | 0 | 0 | 0 | 0 | 0 | 0 | 0 | 0.047552 | 0.00013 | 0.00025 | 0.00038 | 0.0005 | 0 | 0 | 0 |  | 0.056 | 0.0561 | 0.0788 | 0.0795
2014-10-07 | 7時 |  | 8.7372 | 0 | 3.9104 | 0 | [9 empty] | 0.6118 | 0 | 0 | 0 | 0 | 0.27667 | 0 | 0 | 0 | 0 | 0 | 0 | 0 | 0 | 0 | 0 | 0 | 0 | 0 | 0 | 0 | 0 | 0.047552 | 0.00054 | 0.00108 | 0.00163 | 0.00217 | 0 | 0.024649 | 0.022689 |  | 0.1168 | 0.1854 | 0.2767 | 0.2774
2014-10-07 | 8時 |  | 0.028184 | 0 | 1.7101 | 0 | [9 empty] | 0.10981 | 0 | 0 | 0 | 0 | 0.34782 | 0 | 0 | 0 | 0 | 0 | 0 | 0 | 0 | 0 | 0 | 0 | 0 | 0 | 0 | 0 | 0 | 0.047552 | 0.00379 | 0.00759 | 0.01138 | 0.01518 | 0.084877 | 0.078545 | 0.064582 |  | 0.2156 | 0.2812 | 0.3696 | 0.3702
2014-10-07 | 9時 |  | 0.010208 | 0 | 0.00855 | 0 | [9 empty] | 0.1049 | 0 | 0 | 0 | 0 | 0.3214 | 0 | 0 | 0 | 0 | 0 | 0 | 0 | 0 | 0 | 0 | 0 | 0 | 0 | 0 | 0 | 0 | 0.047552 | 0.00033 | 0.00067 | 0.001 | 0.00133 | 0.23209 | 0.16325 | 0.052059 |  | 0.2163 | 0.252 | 0.3265 | 0.3272
2014-10-07 | 10時 |  | 0.0017847 | 0 | 0 | 0 | [9 empty] | 0.10296 | 0 | 0 | 0 | 0 | 0 | 0 | 0 | 0 | 0 | 0 | 0 | 0 | 0 | 0 | 0 | 0 | 0 | 0 | 0 | 0 | 0 | 0.047552 | 0.00054 | 0.00108 | 0.00163 | 0.00217 | 0.12467 | 0.21558 | 0.037471 |  | 0.1917 | 0.2274 | 0.3128 | 0.3134
2014-10-07 | 11時 |  | 0 | 0 | 0 | 0 | [9 empty] | 0 | 0 | 0 | 0 | 0 | 0 | 0 | 0 | 0 | 0 | 0 | 0 | 0 | 0 | 0 | 0 | 0 | 0 | 0 | 0 | 0 | 0 | 0.047552 | 0.00033 | 0.00067 | 0.001 | 0.00133 | 0.12467 | 0.21558 | 0 |  | 0.1994 | 0.2352 | 0.315 | 0.3157
2014-10-07 | 12時 |  | 0.00059307 | 0 | 0 | 0 | [9 empty] | 0.1005 | 0 | 0 | 0 | 0 | 0 | 0 | 0 | 0 | 0 | 0 | 0 | 0 | 0 | 0 | 0 | 0 | 0 | 0 | 0 | 0 | 0 | 0.047552 | 0.00338 | 0.00675 | 0.01013 | 0.01351 | 0.14721 | 0.13456 | 0.018352 |  | 0.1983 | 0.2727 | 0.3698 | 0.3705
2014-10-07 | 13時 |  | 0 | 0 | 0 | 0 | [9 empty] | 0 | 0 | 0 | 0 | 0 | 0 | 0 | 0 | 0 | 0 | 0 | 0 | 0 | 0 | 0 | 0 | 0 | 0 | 0 | 0 | 0 | 0 | 0.047552 | 0.00033 | 0.00067 | 0.001 | 0.00133 | 0.13756 | 0.026771 | 0.023629 |  | 0.0483 | 0.0483 | 0.0711 | 0.0717
2014-10-07 | 14時 |  | 0 | 0 | 0 | 0 | [9 empty] | 0 | 0 | 0 | 0 | 0 | 0 | 0 | 0 | 0 | 0 | 0 | 0 | 0 | 0 | 0 | 0 | 0 | 0 | 0 | 0 | 0 | 0 | 0.047552 | 0.00013 | 0.00025 | 0.00038 | 0.0005 | 0 | 0 | 0 |  | 0.056 | 0.0561 | 0.0788 | 0.0795
2014-10-07 | 15時 |  | 0.010729 | 0 | 0.0031659 | 0 | [9 empty] | 0.10308 | 0 | 0 | 0 | 0 | 0.15938 | 0 | 0 | 0 | 0 | 0 | 0 | 0 | 0 | 0 | 0 | 0 | 0 | 0 | 0 | 0 | 0 | 0.047552 | 0.00013 | 0.00025 | 0.00038 | 0.0005 | 0 | 0 | 0 |  | 0.056 | 0.0561 | 0.0788 | 0.0795
2014-10-07 | 16時 |  | 0.011864 | 0 | 0.0026031 | 0 | [9 empty] | 0.10577 | 0 | 0 | 0 | 0 | 0.16136 | 0 | 0 | 0 | 0 | 0 | 0 | 0 | 0 | 0 | 0 | 0 | 0 | 0 | 0 | 0 | 0 | 0.047552 | 0.00054 | 0.00108 | 0.00163 | 0.00217 | 0.062335 | 0.054249 | 0.024058 |  | 0.2095 | 0.275 | 0.3956 | 0.5453
2014-10-07 | 17時 |  | 0.014746 | 0 | 0.0045774 | 0 | [9 empty] | 0.10654 | 0 | 0 | 0 | 0 | 0.16198 | 0 | 0 | 0 | 0 | 0 | 0 | 0 | 0 | 0 | 0 | 0 | 0 | 0 | 0 | 0 | 0 | 0.047552 | 0.00642 | 0.01284 | 0.01926 | 0.02568 | 0.12467 | 0.1085 | 0.026923 |  | 0.2423 | 0.2781 | 0.3689 | 0.5187
2014-10-07 | 18時 |  | 0.008148 | 0 | 0 | 0 | [9 empty] | 0.10792 | 0 | 0 | 0 | 0 | 0 | 0 | 0 | 0 | 0 | 0 | 0 | 0 | 0 | 0 | 0 | 0 | 0 | 0 | 0 | 0 | 0 | 0.047552 | 0.00642 | 0.01284 | 0.01926 | 0.02568 | 0.21072 | 0.1085 | 0 |  | 0.1819 | 0.2177 | 0.2978 | 0.4476
2014-10-07 | 19時 |  | 0.014327 | 0 | 0.033004 | 0 | [9 empty] | 0.11078 | 0 | 0 | 0 | 0 | 0.33327 | 0 | 0 | 0 | 0 | 0 | 0 | 0 | 0 | 0 | 0 | 0 | 0 | 0 | 0 | 0 | 0 | 0.047552 | 0.00013 | 0.00025 | 0.00038 | 0.0005 | 0.12879 | 0 | 0.006537 |  | 0.0998 | 0.1355 | 0.2049 | 0.2056
2014-10-07 | 20時 |  | 0.045887 | 0 | 0.03964 | 0 | [9 empty] | 0.11378 | 0 | 0 | 0 | 0 | 0.33783 | 0 | 0 | 0 | 0 | 0 | 0 | 0 | 0 | 0 | 0 | 0 | 0 | 0 | 0 | 0 | 0 | 0.047552 | 0.00033 | 0.00067 | 0.001 | 0.00133 | 0.16769 | 0.10779 | 0.006537 |  | 0.0917 | 0.1275 | 0.2183 | 0.219
2014-10-07 | 21時 |  | 0.070803 | 0 | 0.042614 | 0 | [9 empty] | 0.11597 | 0 | 0 | 0 | 0 | 0.34071 | 0 | 0 | 0 | 0 | 0 | 0 | 0 | 0 | 0 | 0 | 0 | 0 | 0 | 0 | 0 | 0 | 0.047552 | 0.00628 | 0.01256 | 0.01884 | 0.02512 | 0.12467 | 0.18846 | 0.012659 |  | 0.1755 | 0.2411 | 0.3458 | 0.3465
2014-10-07 | 22時 |  | 0 | 0 | 0 | 0 | [9 empty] | 0 | 0 | 0 | 0 | 0 | 0 | 0 | 0 | 0 | 0 | 0 | 0 | 0 | 0 | 0 | 0 | 0 | 0 | 0 | 0 | 0 | 0 | 0.047552 | 0.00649 | 0.01298 | 0.01947 | 0.02595 | 0.12467 | 0.16133 | 0.043827 |  | 0.1139 | 0.1795 | 0.3002 | 0.3009
2014-10-07 | 23時 |  | 0 | 0 | 0 | 0 | [9 empty] | 0 | 0 | 0 | 0 | 0 | 0 | 0 | 0 | 0 | 0 | 0 | 0 | 0 | 0 | 0 | 0 | 0 | 0 | 0 | 0 | 0 | 0 | 0.047552 | 0.00331 | 0.00661 | 0.00992 | 0.01323 | 0.062335 | 0.15709 | 0.04296 |  | 0.1578 | 0.1578 | 0.1806 | 0.1812
2014-10-08 | 0時 |  | 0 | 0 | 0 | 0 | [9 empty] | 0 | 0 | 0 | 0 | 0 | 0 | 0 | 0 | 0 | 0 | 0 | 0 | 0 | 0 | 0 | 0 | 0 | 0 | 0 | 0 | 0 | 0 | 0.047552 | 0.00013 | 0.00025 | 0.00038 | 0.0005 | 0 | 0 | 0 |  | 0.1578 | 0.1578 | 0.1806 | 0.1812
2014-10-08 | 1時 |  | 0 | 0 | 0 | 0 | [9 empty] | 0 | 0 | 0 | 0 | 0 | 0 | 0 | 0 | 0 | 0 | 0 | 0 | 0 | 0 | 0 | 0 | 0 | 0 | 0 | 0 | 0 | 0 | 0.047552 | 0.00013 | 0.00025 | 0.00038 | 0.0005 | 0 | 0 | 0 |  | 0.0483 | 0.0483 | 0.0711 | 0.0717
2014-10-08 | 2時 |  | 0 | 0 | 0 | 0 | [9 empty] | 0 | 0 | 0 | 0 | 0 | 0 | 0 | 0 | 0 | 0 | 0 | 0 | 0 | 0 | 0 | 0 | 0 | 0 | 0 | 0 | 0 | 0 | 0.047552 | 0.00013 | 0.00025 | 0.00038 | 0.0005 | 0 | 0 | 0 |  | 0.056 | 0.0561 | 0.0788 | 0.0795
2014-10-08 | 3時 |  | 0 | 0 | 0 | 0 | [9 empty] | 0 | 0 | 0 | 0 | 0 | 0 | 0 | 0 | 0 | 0 | 0 | 0 | 0 | 0 | 0 | 0 | 0 | 0 | 0 | 0 | 0 | 0 | 0.047552 | 0.00013 | 0.00025 | 0.00038 | 0.0005 | 0 | 0 | 0 |  | 0.056 | 0.0561 | 0.0788 | 0.0795
2014-10-08 | 4時 |  | 0 | 0 | 0 | 0 | [9 empty] | 0 | 0 | 0 | 0 | 0 | 0 | 0 | 0 | 0 | 0 | 0 | 0 | 0 | 0 | 0 | 0 | 0 | 0 | 0 | 0 | 0 | 0 | 0.047552 | 0.00013 | 0.00025 | 0.00038 | 0.0005 | 0 | 0 | 0 |  | 0.0483 | 0.0483 | 0.0711 | 0.0717
2014-10-08 | 5時 |  | 0 | 0 | 0 | 0 | [9 empty] | 0 | 0 | 0 | 0 | 0 | 0 | 0 | 0 | 0 | 0 | 0 | 0 | 0 | 0 | 0 | 0 | 0 | 0 | 0 | 0 | 0 | 0 | 0.047552 | 0.00013 | 0.00025 | 0.00038 | 0.0005 | 0 | 0 | 0 |  | 0.056 | 0.0561 | 0.0788 | 0.0795
2014-10-08 | 6時 |  | 0 | 0 | 0 | 0 | [9 empty] | 0 | 0 | 0 | 0 | 0 | 0 | 0 | 0 | 0 | 0 | 0 | 0 | 0 | 0 | 0 | 0 | 0 | 0 | 0 | 0 | 0 | 0 | 0.047552 | 0.00013 | 0.00025 | 0.00038 | 0.0005 | 0 | 0 | 0 |  | 0.056 | 0.0561 | 0.0788 | 0.0795
2014-10-08 | 7時 |  | 6.6143 | 0 | 2.8493 | 0 | [9 empty] | 0.41334 | 0 | 0 | 0 | 0 | 0.21424 | 0 | 0 | 0 | 0 | 0 | 0 | 0 | 0 | 0 | 0 | 0 | 0 | 0 | 0 | 0 | 0 | 0.047552 | 0.00054 | 0.00108 | 0.00163 | 0.00217 | 0 | 0.024649 | 0.022689 |  | 0.1168 | 0.1854 | 0.2767 | 0.2774
2014-10-08 | 8時 |  | 0.018291 | 0 | 0.94577 | 0 | [9 empty] | 0.10447 | 0 | 0 | 0 | 0 | 0.32328 | 0 | 0 | 0 | 0 | 0 | 0 | 0 | 0 | 0 | 0 | 0 | 0 | 0 | 0 | 0 | 0 | 0.047552 | 0.00379 | 0.00759 | 0.01138 | 0.01518 | 0.084877 | 0.078545 | 0.064582 |  | 0.2156 | 0.2812 | 0.3696 | 0.3702
2014-10-08 | 9時 |  | 0.0023826 | 0 | 0.0026242 | 0 | [9 empty] | 0.10133 | 0 | 0 | 0 | 0 | 0.31699 | 0 | 0 | 0 | 0 | 0 | 0 | 0 | 0 | 0 | 0 | 0 | 0 | 0 | 0 | 0 | 0 | 0.047552 | 0.00033 | 0.00067 | 0.001 | 0.00133 | 0.23209 | 0.16325 | 0.052059 |  | 0.2163 | 0.252 | 0.3265 | 0.3272
2014-10-08 | 10時 |  | 0 | 0 | 0 | 0 | [9 empty] | 0 | 0 | 0 | 0 | 0 | 0 | 0 | 0 | 0 | 0 | 0 | 0 | 0 | 0 | 0 | 0 | 0 | 0 | 0 | 0 | 0 | 0 | 0.047552 | 0.00054 | 0.00108 | 0.00163 | 0.00217 | 0.12467 | 0.21558 | 0.037471 |  | 0.1917 | 0.2274 | 0.3128 | 0.3134
2014-10-08 | 11時 |  | 0 | 0 | 0 | 0 | [9 empty] | 0 | 0 | 0 | 0 | 0 | 0 | 0 | 0 | 0 | 0 | 0 | 0 | 0 | 0 | 0 | 0 | 0 | 0 | 0 | 0 | 0 | 0 | 0.047552 | 0.00033 | 0.00067 | 0.001 | 0.00133 | 0.12467 | 0.21558 | 0 |  | 0.1994 | 0.2352 | 0.315 | 0.3157
2014-10-08 | 12時 |  | 0.0020257 | 0 | 0 | 0 | [9 empty] | 0.10065 | 0 | 0 | 0 | 0 | 0 | 0 | 0 | 0 | 0 | 0 | 0 | 0 | 0 | 0 | 0 | 0 | 0 | 0 | 0 | 0 | 0 | 0.047552 | 0.00338 | 0.00675 | 0.01013 | 0.01351 | 0.14721 | 0.13456 | 0.018352 |  | 0.1983 | 0.2727 | 0.3698 | 0.3705
2014-10-08 | 13時 |  | 0 | 0 | 0 | 0 | [9 empty] | 0 | 0 | 0 | 0 | 0 | 0 | 0 | 0 | 0 | 0 | 0 | 0 | 0 | 0 | 0 | 0 | 0 | 0 | 0 | 0 | 0 | 0 | 0.047552 | 0.00033 | 0.00067 | 0.001 | 0.00133 | 0.13756 | 0.026771 | 0.023629 |  | 0.0483 | 0.0483 | 0.0711 | 0.0717
2014-10-08 | 14時 |  | 0 | 0 | 0 | 0 | [9 empty] | 0 | 0 | 0 | 0 | 0 | 0 | 0 | 0 | 0 | 0 | 0 | 0 | 0 | 0 | 0 | 0 | 0 | 0 | 0 | 0 | 0 | 0 | 0.047552 | 0.00013 | 0.00025 | 0.00038 | 0.0005 | 0 | 0 | 0 |  | 0.056 | 0.0561 | 0.0788 | 0.0795
2014-10-08 | 15時 |  | 0.01523 | 0 | 0.0063007 | 0 | [9 empty] | 0.10258 | 0 | 0 | 0 | 0 | 0.15903 | 0 | 0 | 0 | 0 | 0 | 0 | 0 | 0 | 0 | 0 | 0 | 0 | 0 | 0 | 0 | 0 | 0.047552 | 0.00013 | 0.00025 | 0.00038 | 0.0005 | 0 | 0 | 0 |  | 0.056 | 0.0561 | 0.0788 | 0.0795
2014-10-08 | 16時 |  | 0.010039 | 0 | 0.0028667 | 0 | [9 empty] | 0.10391 | 0 | 0 | 0 | 0 | 0.15994 | 0 | 0 | 0 | 0 | 0 | 0 | 0 | 0 | 0 | 0 | 0 | 0 | 0 | 0 | 0 | 0 | 0.047552 | 0.00054 | 0.00108 | 0.00163 | 0.00217 | 0.062335 | 0.054249 | 0.024058 |  | 0.2095 | 0.275 | 0.3956 | 0.5453
2014-10-08 | 17時 |  | 0.011537 | 0 | 0.0041479 | 0 | [9 empty] | 0.10464 | 0 | 0 | 0 | 0 | 0.16045 | 0 | 0 | 0 | 0 | 0 | 0 | 0 | 0 | 0 | 0 | 0 | 0 | 0 | 0 | 0 | 0 | 0.047552 | 0.00642 | 0.01284 | 0.01926 | 0.02568 | 0.12467 | 0.1085 | 0.026923 |  | 0.2423 | 0.2781 | 0.3689 | 0.5187
2014-10-08 | 18時 |  | 0.0039583 | 0 | 0 | 0 | [9 empty] | 0.10437 | 0 | 0 | 0 | 0 | 0 | 0 | 0 | 0 | 0 | 0 | 0 | 0 | 0 | 0 | 0 | 0 | 0 | 0 | 0 | 0 | 0 | 0.047552 | 0.00642 | 0.01284 | 0.01926 | 0.02568 | 0.21072 | 0.1085 | 0 |  | 0.1819 | 0.2177 | 0.2978 | 0.4476
2014-10-08 | 19時 |  | 0.012958 | 0 | 0.039802 | 0 | [9 empty] | 0.10537 | 0 | 0 | 0 | 0 | 0.32198 | 0 | 0 | 0 | 0 | 0 | 0 | 0 | 0 | 0 | 0 | 0 | 0 | 0 | 0 | 0 | 0 | 0.047552 | 0.00013 | 0.00025 | 0.00038 | 0.0005 | 0.12879 | 0 | 0.006537 |  | 0.0998 | 0.1355 | 0.2049 | 0.2056
2014-10-08 | 20時 |  | 0.022529 | 0 | 0.023337 | 0 | [9 empty] | 0.10614 | 0 | 0 | 0 | 0 | 0.32298 | 0 | 0 | 0 | 0 | 0 | 0 | 0 | 0 | 0 | 0 | 0 | 0 | 0 | 0 | 0 | 0 | 0.047552 | 0.00033 | 0.00067 | 0.001 | 0.00133 | 0.16769 | 0.10779 | 0.006537 |  | 0.0917 | 0.1275 | 0.2183 | 0.219
2014-10-08 | 21時 |  | 0.033538 | 0 | 0.013541 | 0 | [9 empty] | 0.10623 | 0 | 0 | 0 | 0 | 0.32277 | 0 | 0 | 0 | 0 | 0 | 0 | 0 | 0 | 0 | 0 | 0 | 0 | 0 | 0 | 0 | 0 | 0.047552 | 0.00628 | 0.01256 | 0.01884 | 0.02512 | 0.12467 | 0.18846 | 0.012659 |  | 0.1755 | 0.2411 | 0.3458 | 0.3465
2014-10-08 | 22時 |  | 0 | 0 | 0 | 0 | [9 empty] | 0 | 0 | 0 | 0 | 0 | 0 | 0 | 0 | 0 | 0 | 0 | 0 | 0 | 0 | 0 | 0 | 0 | 0 | 0 | 0 | 0 | 0 | 0.047552 | 0.00649 | 0.01298 | 0.01947 | 0.02595 | 0.12467 | 0.16133 | 0.043827 |  | 0.1139 | 0.1795 | 0.3002 | 0.3009
2014-10-08 | 23時 |  | 0 | 0 | 0 | 0 | [9 empty] | 0 | 0 | 0 | 0 | 0 | 0 | 0 | 0 | 0 | 0 | 0 | 0 | 0 | 0 | 0 | 0 | 0 | 0 | 0 | 0 | 0 | 0 | 0.047552 | 0.00331 | 0.00661 | 0.00992 | 0.01323 | 0.062335 | 0.15709 | 0.04296 |  | 0.1578 | 0.1578 | 0.1806 | 0.1812
2014-10-09 | 0時 |  | 0 | 0 | 0 | 0 | [9 empty] | 0 | 0 | 0 | 0 | 0 | 0 | 0 | 0 | 0 | 0 | 0 | 0 | 0 | 0 | 0 | 0 | 0 | 0 | 0 | 0 | 0 | 0 | 0.047552 | 0.00013 | 0.00025 | 0.00038 | 0.0005 | 0 | 0.078899 | 0.011656 |  | 0.1578 | 0.1578 | 0.1806 | 0.1812
2014-10-09 | 1時 |  | 0 | 0 | 0 | 0 | [9 empty] | 0 | 0 | 0 | 0 | 0 | 0 | 0 | 0 | 0 | 0 | 0 | 0 | 0 | 0 | 0 | 0 | 0 | 0 | 0 | 0 | 0 | 0 | 0.047552 | 0.00013 | 0.00025 | 0.00038 | 0.0005 | 0 | 0 | 0 |  | 0.0483 | 0.0483 | 0.0711 | 0.0717
2014-10-09 | 2時 |  | 0 | 0 | 0 | 0 | [9 empty] | 0 | 0 | 0 | 0 | 0 | 0 | 0 | 0 | 0 | 0 | 0 | 0 | 0 | 0 | 0 | 0 | 0 | 0 | 0 | 0 | 0 | 0 | 0.047552 | 0.00013 | 0.00025 | 0.00038 | 0.0005 | 0 | 0 | 0 |  | 0.056 | 0.0561 | 0.0788 | 0.0795
2014-10-09 | 3時 |  | 0 | 0 | 0 | 0 | [9 empty] | 0 | 0 | 0 | 0 | 0 | 0 | 0 | 0 | 0 | 0 | 0 | 0 | 0 | 0 | 0 | 0 | 0 | 0 | 0 | 0 | 0 | 0 | 0.047552 | 0.00013 | 0.00025 | 0.00038 | 0.0005 | 0 | 0 | 0 |  | 0.056 | 0.0561 | 0.0788 | 0.0795
2014-10-09 | 4時 |  | 0 | 0 | 0 | 0 | [9 empty] | 0 | 0 | 0 | 0 | 0 | 0 | 0 | 0 | 0 | 0 | 0 | 0 | 0 | 0 | 0 | 0 | 0 | 0 | 0 | 0 | 0 | 0 | 0.047552 | 0.00013 | 0.00025 | 0.00038 | 0.0005 | 0 | 0 | 0 |  | 0.0483 | 0.0483 | 0.0711 | 0.0717
2014-10-09 | 5時 |  | 7.5151 | 0 | 0 | 0 | [9 empty] | 0.46459 | 0 | 0 | 0 | 0 | 0 | 0 | 0 | 0 | 0 | 0 | 0 | 0 | 0 | 0 | 0 | 0 | 0 | 0 | 0 | 0 | 0 | 0.047552 | 0.00013 | 0.00025 | 0.00038 | 0.0005 | 0 | 0 | 0 |  | 0.056 | 0.0561 | 0.0788 | 0.0795
2014-10-09 | 6時 |  | 1.8591 | 0 | 0 | 0 | [9 empty] | 0.16635 | 0 | 0 | 0 | 0 | 0 | 0 | 0 | 0 | 0 | 0 | 0 | 0 | 0 | 0 | 0 | 0 | 0 | 0 | 0 | 0 | 0 | 0.047552 | 0.00338 | 0.00675 | 0.01013 | 0.01351 | 0 | 0.024649 | 0.011815 |  | 0.1925 | 0.2611 | 0.3525 | 0.3531
2014-10-09 | 7時 |  | 1.6799 | 0 | 0 | 0 | [9 empty] | 0.15763 | 0 | 0 | 0 | 0 | 0 | 0 | 0 | 0 | 0 | 0 | 0 | 0 | 0 | 0 | 0 | 0 | 0 | 0 | 0 | 0 | 0 | 0.047552 | 0.00054 | 0.00108 | 0.00163 | 0.00217 | 0.13859 | 0.053895 | 0.036861 |  | 0.1524 | 0.248 | 0.3662 | 0.3669
2014-10-09 | 8時 |  | 1.3274 | 0 | 0 | 0 | [9 empty] | 0.14504 | 0 | 0 | 0 | 0 | 0 | 0 | 0 | 0 | 0 | 0 | 0 | 0 | 0 | 0 | 0 | 0 | 0 | 0 | 0 | 0 | 0 | 0.047552 | 0.00054 | 0.00108 | 0.00163 | 0.00217 | 0.093503 | 0 | 0.035602 |  | 0.1091 | 0.1448 | 0.2032 | 0.2039
2014-10-09 | 9時 |  | 0 | 0 | 0 | 0 | [9 empty] | 0 | 0 | 0 | 0 | 0 | 0 | 0 | 0 | 0 | 0 | 0 | 0 | 0 | 0 | 0 | 0 | 0 | 0 | 0 | 0 | 0 | 0 | 0.047552 | 0.00013 | 0.00025 | 0.00038 | 0.0005 | 0.17838 | 0.10971 | 0.042749 |  | 0.3011 | 0.3368 | 0.3953 | 0.396
2014-10-09 | 10時 |  | 0 | 0 | 0 | 0 | [9 empty] | 0 | 0 | 0 | 0 | 0 | 0 | 0 | 0 | 0 | 0 | 0 | 0 | 0 | 0 | 0 | 0 | 0 | 0 | 0 | 0 | 0 | 0 | 0.047552 | 0.00033 | 0.00067 | 0.001 | 0.00133 | 0.093503 | 0 | 0.012523 |  | 0.0483 | 0.0483 | 0.0711 | 0.0717
2014-10-09 | 11時 |  | 4.6164 | 0 | 0 | 0 | [9 empty] | 0.28436 | 0 | 0 | 0 | 0 | 0 | 0 | 0 | 0 | 0 | 0 | 0 | 0 | 0 | 0 | 0 | 0 | 0 | 0 | 0 | 0 | 0 | 0.047552 | 0.00013 | 0.00025 | 0.00038 | 0.0005 | 0 | 0 | 0.0052775 |  | 0.056 | 0.0561 | 0.0788 | 0.0795
2014-10-09 | 12時 |  | 1.6073 | 0 | 0 | 0 | [9 empty] | 0.15224 | 0 | 0 | 0 | 0 | 0 | 0 | 0 | 0 | 0 | 0 | 0 | 0 | 0 | 0 | 0 | 0 | 0 | 0 | 0 | 0 | 0 | 0.047552 | 0.00338 | 0.00675 | 0.01013 | 0.01351 | 0.05371 | 0 | 0.0052775 |  | 0.1983 | 0.2727 | 0.3698 | 0.3705
2014-10-09 | 13時 |  | 0 | 0 | 0 | 0 | [9 empty] | 0 | 0 | 0 | 0 | 0 | 0 | 0 | 0 | 0 | 0 | 0 | 0 | 0 | 0 | 0 | 0 | 0 | 0 | 0 | 0 | 0 | 0 | 0.047552 | 0.00033 | 0.00067 | 0.001 | 0.00133 | 0.11604 | 0 | 0 |  | 0.0483 | 0.0483 | 0.0711 | 0.0717
2014-10-09 | 14時 |  | 0 | 0 | 0 | 0 | [9 empty] | 0 | 0 | 0 | 0 | 0 | 0 | 0 | 0 | 0 | 0 | 0 | 0 | 0 | 0 | 0 | 0 | 0 | 0 | 0 | 0 | 0 | 0 | 0.047552 | 0.00013 | 0.00025 | 0.00038 | 0.0005 | 0.031168 | 0 | 0.017801 |  | 0.056 | 0.0561 | 0.0788 | 0.0795
2014-10-09 | 15時 |  | 2.2565 | 0 | 0 | 0 | [9 empty] | 0.15269 | 0 | 0 | 0 | 0 | 0 | 0 | 0 | 0 | 0 | 0 | 0 | 0 | 0 | 0 | 0 | 0 | 0 | 0 | 0 | 0 | 0 | 0.047552 | 0.00013 | 0.00025 | 0.00038 | 0.0005 | 0 | 0 | 0 |  | 0.056 | 0.0561 | 0.0788 | 0.0795
2014-10-09 | 16時 |  | 0.76895 | 0 | 0 | 0 | [9 empty] | 0.11634 | 0 | 0 | 0 | 0 | 0 | 0 | 0 | 0 | 0 | 0 | 0 | 0 | 0 | 0 | 0 | 0 | 0 | 0 | 0 | 0 | 0 | 0.047552 | 0.00033 | 0.00067 | 0.001 | 0.00133 | 0.062335 | 0 | 0.0052775 |  | 0.0483 | 0.0483 | 0.0711 | 0.0717
2014-10-09 | 17時 |  | 1.4848 | 0 | 2.2468 | 0 | [9 empty] | 0.13668 | 0 | 0 | 0 | 0 | 0.18493 | 0 | 0 | 0 | 0 | 0 | 0 | 0 | 0 | 0 | 0 | 0 | 0 | 0 | 0 | 0 | 0 | 0.047552 | 0.00033 | 0.00067 | 0.001 | 0.00133 | 0.10536 | 0 | 0.0082775 |  | 0.1304 | 0.2048 | 0.3019 | 0.3026
2014-10-09 | 18時 |  | 1.3386 | 0 | 0 | 0 | [9 empty] | 0.1334 | 0 | 0 | 0 | 0 | 0 | 0 | 0 | 0 | 0 | 0 | 0 | 0 | 0 | 0 | 0 | 0 | 0 | 0 | 0 | 0 | 0 | 0.047552 | 0.00642 | 0.01284 | 0.01926 | 0.02568 | 0.12467 | 0 | 0.0082775 |  | 0.303 | 0.3387 | 0.3972 | 0.5469
2014-10-09 | 19時 |  | 0.031223 | 0 | 1.8517 | 0 | [9 empty] | 0.1047 | 0 | 0 | 0 | 0 | 0.17649 | 0 | 0 | 0 | 0 | 0 | 0 | 0 | 0 | 0 | 0 | 0 | 0 | 0 | 0 | 0 | 0 | 0.047552 | 0.00642 | 0.01284 | 0.01926 | 0.02568 | 0.21072 | 0.10708 | 0.0082775 |  | 0.0991 | 0.1348 | 0.1932 | 0.1939
2014-10-09 | 20時 |  | 0.71959 | 0 | 1.5037 | 0 | [9 empty] | 0.12458 | 0 | 0 | 0 | 0 | 0.17393 | 0 | 0 | 0 | 0 | 0 | 0 | 0 | 0 | 0 | 0 | 0 | 0 | 0 | 0 | 0 | 0 | 0.047552 | 0.00033 | 0.00067 | 0.001 | 0.00133 | 0.14927 | 0.027125 | 0 |  | 0.0917 | 0.1275 | 0.2102 | 0.2109
2014-10-09 | 21時 |  | 1.1512 | 0 | 1.2355 | 0 | [9 empty] | 0.13881 | 0 | 0 | 0 | 0 | 0.32769 | 0 | 0 | 0 | 0 | 0 | 0 | 0 | 0 | 0 | 0 | 0 | 0 | 0 | 0 | 0 | 0 | 0.047552 | 0.00033 | 0.00067 | 0.001 | 0.00133 | 0.14618 | 0.10814 | 0.031304 |  | 0.1216 | 0.1873 | 0.2837 | 0.2844
2014-10-09 | 22時 |  | 1.4414 | 0 | 0.43355 | 0 | [9 empty] | 0.14946 | 0 | 0 | 0 | 0 | 0.16286 | 0 | 0 | 0 | 0 | 0 | 0 | 0 | 0 | 0 | 0 | 0 | 0 | 0 | 0 | 0 | 0 | 0.047552 | 0.00628 | 0.01256 | 0.01884 | 0.02512 | 0.12467 | 0.16133 | 0.043827 |  | 0.1738 | 0.1917 | 0.262 | 0.2626
2014-10-09 | 23時 |  | 0 | 0 | 0 | 0 | [9 empty] | 0 | 0 | 0 | 0 | 0 | 0 | 0 | 0 | 0 | 0 | 0 | 0 | 0 | 0 | 0 | 0 | 0 | 0 | 0 | 0 | 0 | 0 | 0.047552 | 0.0067 | 0.01339 | 0.02009 | 0.02679 | 0.12467 | 0.18881 | 0.031848 |  | 0.1877 | 0.2176 | 0.2756 | 0.2763
2014-10-10 | 0時 |  | 0 | 0 | 0 | 0 | [9 empty] | 0 | 0 | 0 | 0 | 0 | 0 | 0 | 0 | 0 | 0 | 0 | 0 | 0 | 0 | 0 | 0 | 0 | 0 | 0 | 0 | 0 | 0 | 0.047552 | 0.00013 | 0.00025 | 0.00038 | 0.0005 | 0 | 0 | 0 |  | 0.1578 | 0.1578 | 0.1806 | 0.1812
2014-10-10 | 1時 |  | 0 | 0 | 0 | 0 | [9 empty] | 0 | 0 | 0 | 0 | 0 | 0 | 0 | 0 | 0 | 0 | 0 | 0 | 0 | 0 | 0 | 0 | 0 | 0 | 0 | 0 | 0 | 0 | 0.047552 | 0.00013 | 0.00025 | 0.00038 | 0.0005 | 0 | 0 | 0 |  | 0.0483 | 0.0483 | 0.0711 | 0.0717
2014-10-10 | 2時 |  | 0 | 0 | 0 | 0 | [9 empty] | 0 | 0 | 0 | 0 | 0 | 0 | 0 | 0 | 0 | 0 | 0 | 0 | 0 | 0 | 0 | 0 | 0 | 0 | 0 | 0 | 0 | 0 | 0.047552 | 0.00013 | 0.00025 | 0.00038 | 0.0005 | 0 | 0 | 0 |  | 0.056 | 0.0561 | 0.0788 | 0.0795
2014-10-10 | 3時 |  | 0 | 0 | 0 | 0 | [9 empty] | 0 | 0 | 0 | 0 | 0 | 0 | 0 | 0 | 0 | 0 | 0 | 0 | 0 | 0 | 0 | 0 | 0 | 0 | 0 | 0 | 0 | 0 | 0.047552 | 0.00013 | 0.00025 | 0.00038 | 0.0005 | 0 | 0 | 0 |  | 0.056 | 0.0561 | 0.0788 | 0.0795
2014-10-10 | 4時 |  | 0 | 0 | 0 | 0 | [9 empty] | 0 | 0 | 0 | 0 | 0 | 0 | 0 | 0 | 0 | 0 | 0 | 0 | 0 | 0 | 0 | 0 | 0 | 0 | 0 | 0 | 0 | 0 | 0.047552 | 0.00013 | 0.00025 | 0.00038 | 0.0005 | 0 | 0 | 0 |  | 0.0483 | 0.0483 | 0.0711 | 0.0717
2014-10-10 | 5時 |  | 0 | 0 | 0 | 0 | [9 empty] | 0 | 0 | 0 | 0 | 0 | 0 | 0 | 0 | 0 | 0 | 0 | 0 | 0 | 0 | 0 | 0 | 0 | 0 | 0 | 0 | 0 | 0 | 0.047552 | 0.00013 | 0.00025 | 0.00038 | 0.0005 | 0 | 0 | 0 |  | 0.056 | 0.0561 | 0.0788 | 0.0795
2014-10-10 | 6時 |  | 0 | 0 | 0 | 0 | [9 empty] | 0 | 0 | 0 | 0 | 0 | 0 | 0 | 0 | 0 | 0 | 0 | 0 | 0 | 0 | 0 | 0 | 0 | 0 | 0 | 0 | 0 | 0 | 0.047552 | 0.00013 | 0.00025 | 0.00038 | 0.0005 | 0 | 0 | 0 |  | 0.056 | 0.0561 | 0.0788 | 0.0795
2014-10-10 | 7時 |  | 5.4733 | 0 | 2.0334 | 0 | [9 empty] | 0.32043 | 0 | 0 | 0 | 0 | 0.18431 | 0 | 0 | 0 | 0 | 0 | 0 | 0 | 0 | 0 | 0 | 0 | 0 | 0 | 0 | 0 | 0 | 0.047552 | 0.00054 | 0.00108 | 0.00163 | 0.00217 | 0 | 0.024649 | 0.022689 |  | 0.1168 | 0.1854 | 0.2767 | 0.2774
2014-10-10 | 8時 |  | 0.0084633 | 0 | 0.51156 | 0 | [9 empty] | 0.10291 | 0 | 0 | 0 | 0 | 0.31822 | 0 | 0 | 0 | 0 | 0 | 0 | 0 | 0 | 0 | 0 | 0 | 0 | 0 | 0 | 0 | 0 | 0.047552 | 0.00379 | 0.00759 | 0.01138 | 0.01518 | 0.084877 | 0.078545 | 0.064582 |  | 0.2156 | 0.2812 | 0.3696 | 0.3702
2014-10-10 | 9時 |  | 0 | 0 | 0.00061232 | 0 | [9 empty] | 0 | 0 | 0 | 0 | 0 | 0.15805 | 0 | 0 | 0 | 0 | 0 | 0 | 0 | 0 | 0 | 0 | 0 | 0 | 0 | 0 | 0 | 0 | 0.047552 | 0.00033 | 0.00067 | 0.001 | 0.00133 | 0.23209 | 0.16325 | 0.052059 |  | 0.2163 | 0.252 | 0.3265 | 0.3272
2014-10-10 | 10時 |  | 0 | 0 | 0 | 0 | [9 empty] | 0 | 0 | 0 | 0 | 0 | 0 | 0 | 0 | 0 | 0 | 0 | 0 | 0 | 0 | 0 | 0 | 0 | 0 | 0 | 0 | 0 | 0 | 0.047552 | 0.00054 | 0.00108 | 0.00163 | 0.00217 | 0.12467 | 0.21558 | 0.037471 |  | 0.1917 | 0.2274 | 0.3128 | 0.3134
2014-10-10 | 11時 |  | 0 | 0 | 0 | 0 | [9 empty] | 0 | 0 | 0 | 0 | 0 | 0 | 0 | 0 | 0 | 0 | 0 | 0 | 0 | 0 | 0 | 0 | 0 | 0 | 0 | 0 | 0 | 0 | 0.047552 | 0.00033 | 0.00067 | 0.001 | 0.00133 | 0.12467 | 0.21558 | 0 |  | 0.1994 | 0.2352 | 0.315 | 0.3157
2014-10-10 | 12時 |  | 0 | 0 | 0 | 0 | [9 empty] | 0 | 0 | 0 | 0 | 0 | 0 | 0 | 0 | 0 | 0 | 0 | 0 | 0 | 0 | 0 | 0 | 0 | 0 | 0 | 0 | 0 | 0 | 0.047552 | 0.00338 | 0.00675 | 0.01013 | 0.01351 | 0.14721 | 0.13456 | 0.018352 |  | 0.1983 | 0.2727 | 0.3698 | 0.3705
2014-10-10 | 13時 |  | 0 | 0 | 0 | 0 | [9 empty] | 0 | 0 | 0 | 0 | 0 | 0 | 0 | 0 | 0 | 0 | 0 | 0 | 0 | 0 | 0 | 0 | 0 | 0 | 0 | 0 | 0 | 0 | 0.047552 | 0.00033 | 0.00067 | 0.001 | 0.00133 | 0.13756 | 0.026771 | 0.023629 |  | 0.0483 | 0.0483 | 0.0711 | 0.0717
2014-10-10 | 14時 |  | 0 | 0 | 0 | 0 | [9 empty] | 0 | 0 | 0 | 0 | 0 | 0 | 0 | 0 | 0 | 0 | 0 | 0 | 0 | 0 | 0 | 0 | 0 | 0 | 0 | 0 | 0 | 0 | 0.047552 | 0.00013 | 0.00025 | 0.00038 | 0.0005 | 0 | 0 | 0 |  | 0.056 | 0.0561 | 0.0788 | 0.0795
2014-10-10 | 15時 |  | 0 | 0 | 0 | 0 | [9 empty] | 0 | 0 | 0 | 0 | 0 | 0 | 0 | 0 | 0 | 0 | 0 | 0 | 0 | 0 | 0 | 0 | 0 | 0 | 0 | 0 | 0 | 0 | 0.047552 | 0.00013 | 0.00025 | 0.00038 | 0.0005 | 0 | 0 | 0 |  | 0.056 | 0.0561 | 0.0788 | 0.0795
2014-10-10 | 16時 |  | 0 | 0 | 0 | 0 | [9 empty] | 0 | 0 | 0 | 0 | 0 | 0 | 0 | 0 | 0 | 0 | 0 | 0 | 0 | 0 | 0 | 0 | 0 | 0 | 0 | 0 | 0 | 0 | 0.047552 | 0.00054 | 0.00108 | 0.00163 | 0.00217 | 0.062335 | 0.054249 | 0.024058 |  | 0.2095 | 0.275 | 0.3956 | 0.5453
2014-10-10 | 17時 |  | 0.00072046 | 0 | 0 | 0 | [9 empty] | 0.10309 | 0 | 0 | 0 | 0 | 0 | 0 | 0 | 0 | 0 | 0 | 0 | 0 | 0 | 0 | 0 | 0 | 0 | 0 | 0 | 0 | 0 | 0.047552 | 0.00642 | 0.01284 | 0.01926 | 0.02568 | 0.12467 | 0.1085 | 0.026923 |  | 0.2423 | 0.2781 | 0.3689 | 0.5187
2014-10-10 | 18時 |  | 9.6789e-05 | 0 | 0 | 0 | [9 empty] | 0.10538 | 0 | 0 | 0 | 0 | 0 | 0 | 0 | 0 | 0 | 0 | 0 | 0 | 0 | 0 | 0 | 0 | 0 | 0 | 0 | 0 | 0 | 0.047552 | 0.00642 | 0.01284 | 0.01926 | 0.02568 | 0.21072 | 0.1085 | 0 |  | 0.1819 | 0.2177 | 0.2978 | 0.4476
2014-10-10 | 19時 |  | 0.006827 | 0 | 0.010932 | 0 | [9 empty] | 0.10788 | 0 | 0 | 0 | 0 | 0.32708 | 0 | 0 | 0 | 0 | 0 | 0 | 0 | 0 | 0 | 0 | 0 | 0 | 0 | 0 | 0 | 0 | 0.047552 | 0.00013 | 0.00025 | 0.00038 | 0.0005 | 0.12879 | 0 | 0.006537 |  | 0.0998 | 0.1355 | 0.2049 | 0.2056
2014-10-10 | 20時 |  | 0.010081 | 0 | 0.0088513 | 0 | [9 empty] | 0.10923 | 0 | 0 | 0 | 0 | 0.32989 | 0 | 0 | 0 | 0 | 0 | 0 | 0 | 0 | 0 | 0 | 0 | 0 | 0 | 0 | 0 | 0 | 0.047552 | 0.00033 | 0.00067 | 0.001 | 0.00133 | 0.16769 | 0.10779 | 0.006537 |  | 0.0917 | 0.1275 | 0.2183 | 0.219
2014-10-10 | 21時 |  | 0.019924 | 0 | 0.0097891 | 0 | [9 empty] | 0.10997 | 0 | 0 | 0 | 0 | 0.33089 | 0 | 0 | 0 | 0 | 0 | 0 | 0 | 0 | 0 | 0 | 0 | 0 | 0 | 0 | 0 | 0 | 0.047552 | 0.00628 | 0.01256 | 0.01884 | 0.02512 | 0.12467 | 0.18846 | 0.012659 |  | 0.1755 | 0.2411 | 0.3458 | 0.3465
2014-10-10 | 22時 |  | 0 | 0 | 0 | 0 | [9 empty] | 0 | 0 | 0 | 0 | 0 | 0 | 0 | 0 | 0 | 0 | 0 | 0 | 0 | 0 | 0 | 0 | 0 | 0 | 0 | 0 | 0 | 0 | 0.047552 | 0.00649 | 0.01298 | 0.01947 | 0.02595 | 0.12467 | 0.16133 | 0.043827 |  | 0.1139 | 0.1795 | 0.3002 | 0.3009
2014-10-10 | 23時 |  | 0 | 0 | 0 | 0 | [9 empty] | 0 | 0 | 0 | 0 | 0 | 0 | 0 | 0 | 0 | 0 | 0 | 0 | 0 | 0 | 0 | 0 | 0 | 0 | 0 | 0 | 0 | 0 | 0.047552 | 0.00331 | 0.00661 | 0.00992 | 0.01323 | 0.062335 | 0.15709 | 0.04296 |  | 0.1578 | 0.1578 | 0.1806 | 0.1812
2014-10-11 | 0時 |  | 0 | 0 | 0 | 0 | [9 empty] | 0 | 0 | 0 | 0 | 0 | 0 | 0 | 0 | 0 | 0 | 0 | 0 | 0 | 0 | 0 | 0 | 0 | 0 | 0 | 0 | 0 | 0 | 0.047552 | 0.00013 | 0.00025 | 0.00038 | 0.0005 | 0 | 0.078899 | 0.011656 |  | 0.1578 | 0.1578 | 0.1806 | 0.1812
2014-10-11 | 1時 |  | 0 | 0 | 0 | 0 | [9 empty] | 0 | 0 | 0 | 0 | 0 | 0 | 0 | 0 | 0 | 0 | 0 | 0 | 0 | 0 | 0 | 0 | 0 | 0 | 0 | 0 | 0 | 0 | 0.047552 | 0.00013 | 0.00025 | 0.00038 | 0.0005 | 0 | 0 | 0 |  | 0.0483 | 0.0483 | 0.0711 | 0.0717
2014-10-11 | 2時 |  | 0 | 0 | 0 | 0 | [9 empty] | 0 | 0 | 0 | 0 | 0 | 0 | 0 | 0 | 0 | 0 | 0 | 0 | 0 | 0 | 0 | 0 | 0 | 0 | 0 | 0 | 0 | 0 | 0.047552 | 0.00013 | 0.00025 | 0.00038 | 0.0005 | 0 | 0 | 0 |  | 0.056 | 0.0561 | 0.0788 | 0.0795
2014-10-11 | 3時 |  | 0 | 0 | 0 | 0 | [9 empty] | 0 | 0 | 0 | 0 | 0 | 0 | 0 | 0 | 0 | 0 | 0 | 0 | 0 | 0 | 0 | 0 | 0 | 0 | 0 | 0 | 0 | 0 | 0.047552 | 0.00013 | 0.00025 | 0.00038 | 0.0005 | 0 | 0 | 0 |  | 0.056 | 0.0561 | 0.0788 | 0.0795
2014-10-11 | 4時 |  | 0 | 0 | 0 | 0 | [9 empty] | 0 | 0 | 0 | 0 | 0 | 0 | 0 | 0 | 0 | 0 | 0 | 0 | 0 | 0 | 0 | 0 | 0 | 0 | 0 | 0 | 0 | 0 | 0.047552 | 0.00013 | 0.00025 | 0.00038 | 0.0005 | 0 | 0 | 0 |  | 0.0483 | 0.0483 | 0.0711 | 0.0717
2014-10-11 | 5時 |  | 11.3084 | 0 | 0 | 0 | [9 empty] | 0.83704 | 0 | 0 | 0 | 0 | 0 | 0 | 0 | 0 | 0 | 0 | 0 | 0 | 0 | 0 | 0 | 0 | 0 | 0 | 0 | 0 | 0 | 0.047552 | 0.00013 | 0.00025 | 0.00038 | 0.0005 | 0 | 0 | 0 |  | 0.056 | 0.0561 | 0.0788 | 0.0795
2014-10-11 | 6時 |  | 2.8048 | 0 | 0 | 0 | [9 empty] | 0.24896 | 0 | 0 | 0 | 0 | 0 | 0 | 0 | 0 | 0 | 0 | 0 | 0 | 0 | 0 | 0 | 0 | 0 | 0 | 0 | 0 | 0 | 0.047552 | 0.00338 | 0.00675 | 0.01013 | 0.01351 | 0 | 0.024649 | 0.011815 |  | 0.1925 | 0.2611 | 0.3525 | 0.3531
2014-10-11 | 7時 |  | 1.098 | 0 | 0 | 0 | [9 empty] | 0.15264 | 0 | 0 | 0 | 0 | 0 | 0 | 0 | 0 | 0 | 0 | 0 | 0 | 0 | 0 | 0 | 0 | 0 | 0 | 0 | 0 | 0 | 0.047552 | 0.00054 | 0.00108 | 0.00163 | 0.00217 | 0.13859 | 0.053895 | 0.036861 |  | 0.1524 | 0.248 | 0.3662 | 0.3669
2014-10-11 | 8時 |  | 0.033676 | 0 | 0 | 0 | [9 empty] | 0.10848 | 0 | 0 | 0 | 0 | 0 | 0 | 0 | 0 | 0 | 0 | 0 | 0 | 0 | 0 | 0 | 0 | 0 | 0 | 0 | 0 | 0 | 0.047552 | 0.00054 | 0.00108 | 0.00163 | 0.00217 | 0.093503 | 0 | 0.035602 |  | 0.1091 | 0.1448 | 0.2032 | 0.2039
2014-10-11 | 9時 |  | 0 | 0 | 0 | 0 | [9 empty] | 0 | 0 | 0 | 0 | 0 | 0 | 0 | 0 | 0 | 0 | 0 | 0 | 0 | 0 | 0 | 0 | 0 | 0 | 0 | 0 | 0 | 0 | 0.047552 | 0.00013 | 0.00025 | 0.00038 | 0.0005 | 0.17838 | 0.10971 | 0.042749 |  | 0.3011 | 0.3368 | 0.3953 | 0.396
2014-10-11 | 10時 |  | 0 | 0 | 0 | 0 | [9 empty] | 0 | 0 | 0 | 0 | 0 | 0 | 0 | 0 | 0 | 0 | 0 | 0 | 0 | 0 | 0 | 0 | 0 | 0 | 0 | 0 | 0 | 0 | 0.047552 | 0.00033 | 0.00067 | 0.001 | 0.00133 | 0.093503 | 0 | 0.012523 |  | 0.0483 | 0.0483 | 0.0711 | 0.0717
2014-10-11 | 11時 |  | 0.020125 | 0 | 0 | 0 | [9 empty] | 0.10004 | 0 | 0 | 0 | 0 | 0 | 0 | 0 | 0 | 0 | 0 | 0 | 0 | 0 | 0 | 0 | 0 | 0 | 0 | 0 | 0 | 0 | 0.047552 | 0.00013 | 0.00025 | 0.00038 | 0.0005 | 0 | 0 | 0.0052775 |  | 0.056 | 0.0561 | 0.0788 | 0.0795
2014-10-11 | 12時 |  | 0.00033083 | 0 | 0 | 0 | [9 empty] | 0.098873 | 0 | 0 | 0 | 0 | 0 | 0 | 0 | 0 | 0 | 0 | 0 | 0 | 0 | 0 | 0 | 0 | 0 | 0 | 0 | 0 | 0 | 0.047552 | 0.00338 | 0.00675 | 0.01013 | 0.01351 | 0.05371 | 0 | 0.0052775 |  | 0.1983 | 0.2727 | 0.3698 | 0.3705
2014-10-11 | 13時 |  | 0 | 0 | 0 | 0 | [9 empty] | 0 | 0 | 0 | 0 | 0 | 0 | 0 | 0 | 0 | 0 | 0 | 0 | 0 | 0 | 0 | 0 | 0 | 0 | 0 | 0 | 0 | 0 | 0.047552 | 0.00033 | 0.00067 | 0.001 | 0.00133 | 0.11604 | 0 | 0 |  | 0.0483 | 0.0483 | 0.0711 | 0.0717
2014-10-11 | 14時 |  | 0 | 0 | 0 | 0 | [9 empty] | 0 | 0 | 0 | 0 | 0 | 0 | 0 | 0 | 0 | 0 | 0 | 0 | 0 | 0 | 0 | 0 | 0 | 0 | 0 | 0 | 0 | 0 | 0.047552 | 0.00013 | 0.00025 | 0.00038 | 0.0005 | 0.031168 | 0 | 0.017801 |  | 0.056 | 0.0561 | 0.0788 | 0.0795
2014-10-11 | 15時 |  | 0.0053074 | 0 | 0 | 0 | [9 empty] | 0.10108 | 0 | 0 | 0 | 0 | 0 | 0 | 0 | 0 | 0 | 0 | 0 | 0 | 0 | 0 | 0 | 0 | 0 | 0 | 0 | 0 | 0 | 0.047552 | 0.00013 | 0.00025 | 0.00038 | 0.0005 | 0 | 0 | 0 |  | 0.056 | 0.0561 | 0.0788 | 0.0795
2014-10-11 | 16時 |  | 0.0031109 | 0 | 0 | 0 | [9 empty] | 0.10285 | 0 | 0 | 0 | 0 | 0 | 0 | 0 | 0 | 0 | 0 | 0 | 0 | 0 | 0 | 0 | 0 | 0 | 0 | 0 | 0 | 0 | 0.047552 | 0.00033 | 0.00067 | 0.001 | 0.00133 | 0.062335 | 0 | 0.0052775 |  | 0.0483 | 0.0483 | 0.0711 | 0.0717
2014-10-11 | 17時 |  | 0.011114 | 0 | 0.010187 | 0 | [9 empty] | 0.10505 | 0 | 0 | 0 | 0 | 0.16083 | 0 | 0 | 0 | 0 | 0 | 0 | 0 | 0 | 0 | 0 | 0 | 0 | 0 | 0 | 0 | 0 | 0.047552 | 0.00033 | 0.00067 | 0.001 | 0.00133 | 0.10536 | 0 | 0.0082775 |  | 0.1304 | 0.2048 | 0.3019 | 0.3026
2014-10-11 | 18時 |  | 0.015752 | 0 | 0 | 0 | [9 empty] | 0.10756 | 0 | 0 | 0 | 0 | 0 | 0 | 0 | 0 | 0 | 0 | 0 | 0 | 0 | 0 | 0 | 0 | 0 | 0 | 0 | 0 | 0 | 0.047552 | 0.00642 | 0.01284 | 0.01926 | 0.02568 | 0.12467 | 0 | 0.0082775 |  | 0.303 | 0.3387 | 0.3972 | 0.5469
2014-10-11 | 19時 |  | 0.0068773 | 0 | 0.012221 | 0 | [9 empty] | 0.10774 | 0 | 0 | 0 | 0 | 0.16334 | 0 | 0 | 0 | 0 | 0 | 0 | 0 | 0 | 0 | 0 | 0 | 0 | 0 | 0 | 0 | 0 | 0.047552 | 0.00642 | 0.01284 | 0.01926 | 0.02568 | 0.21072 | 0.10708 | 0.0082775 |  | 0.0991 | 0.1348 | 0.1932 | 0.1939
2014-10-11 | 20時 |  | 0.011157 | 0 | 0.024804 | 0 | [9 empty] | 0.10814 | 0 | 0 | 0 | 0 | 0.16368 | 0 | 0 | 0 | 0 | 0 | 0 | 0 | 0 | 0 | 0 | 0 | 0 | 0 | 0 | 0 | 0 | 0.047552 | 0.00033 | 0.00067 | 0.001 | 0.00133 | 0.14927 | 0.027125 | 0 |  | 0.0917 | 0.1275 | 0.2102 | 0.2109
2014-10-11 | 21時 |  | 0.034165 | 0 | 0.029696 | 0 | [9 empty] | 0.10985 | 0 | 0 | 0 | 0 | 0.32951 | 0 | 0 | 0 | 0 | 0 | 0 | 0 | 0 | 0 | 0 | 0 | 0 | 0 | 0 | 0 | 0 | 0.047552 | 0.00033 | 0.00067 | 0.001 | 0.00133 | 0.14618 | 0.10814 | 0.031304 |  | 0.1216 | 0.1873 | 0.2837 | 0.2844
2014-10-11 | 22時 |  | 0.050753 | 0 | 0.014351 | 0 | [9 empty] | 0.1099 | 0 | 0 | 0 | 0 | 0.16424 | 0 | 0 | 0 | 0 | 0 | 0 | 0 | 0 | 0 | 0 | 0 | 0 | 0 | 0 | 0 | 0 | 0.047552 | 0.00628 | 0.01256 | 0.01884 | 0.02512 | 0.12467 | 0.16133 | 0.043827 |  | 0.1738 | 0.1917 | 0.262 | 0.2626
2014-10-11 | 23時 |  | 0 | 0 | 0 | 0 | [9 empty] | 0 | 0 | 0 | 0 | 0 | 0 | 0 | 0 | 0 | 0 | 0 | 0 | 0 | 0 | 0 | 0 | 0 | 0 | 0 | 0 | 0 | 0 | 0.047552 | 0.0067 | 0.01339 | 0.02009 | 0.02679 | 0.12467 | 0.18881 | 0.031848 |  | 0.1877 | 0.2176 | 0.2756 | 0.2763
2014-10-12 | 0時 |  | 0 | 0 | 0 | 0 | [9 empty] | 0 | 0 | 0 | 0 | 0 | 0 | 0 | 0 | 0 | 0 | 0 | 0 | 0 | 0 | 0 | 0 | 0 | 0 | 0 | 0 | 0 | 0 | 0.047552 | 0.00013 | 0.00025 | 0.00038 | 0.0005 | 0 | 0.078899 | 0.011656 |  | 0.1578 | 0.1578 | 0.1806 | 0.1812
2014-10-12 | 1時 |  | 0 | 0 | 0 | 0 | [9 empty] | 0 | 0 | 0 | 0 | 0 | 0 | 0 | 0 | 0 | 0 | 0 | 0 | 0 | 0 | 0 | 0 | 0 | 0 | 0 | 0 | 0 | 0 | 0.047552 | 0.00013 | 0.00025 | 0.00038 | 0.0005 | 0 | 0 | 0 |  | 0.0483 | 0.0483 | 0.0711 | 0.0717
2014-10-12 | 2時 |  | 0 | 0 | 0 | 0 | [9 empty] | 0 | 0 | 0 | 0 | 0 | 0 | 0 | 0 | 0 | 0 | 0 | 0 | 0 | 0 | 0 | 0 | 0 | 0 | 0 | 0 | 0 | 0 | 0.047552 | 0.00013 | 0.00025 | 0.00038 | 0.0005 | 0 | 0 | 0 |  | 0.056 | 0.0561 | 0.0788 | 0.0795
2014-10-12 | 3時 |  | 0 | 0 | 0 | 0 | [9 empty] | 0 | 0 | 0 | 0 | 0 | 0 | 0 | 0 | 0 | 0 | 0 | 0 | 0 | 0 | 0 | 0 | 0 | 0 | 0 | 0 | 0 | 0 | 0.047552 | 0.00013 | 0.00025 | 0.00038 | 0.0005 | 0 | 0 | 0 |  | 0.056 | 0.0561 | 0.0788 | 0.0795
2014-10-12 | 4時 |  | 0 | 0 | 0 | 0 | [9 empty] | 0 | 0 | 0 | 0 | 0 | 0 | 0 | 0 | 0 | 0 | 0 | 0 | 0 | 0 | 0 | 0 | 0 | 0 | 0 | 0 | 0 | 0 | 0.047552 | 0.00013 | 0.00025 | 0.00038 | 0.0005 | 0 | 0 | 0 |  | 0.0483 | 0.0483 | 0.0711 | 0.0717
2014-10-12 | 5時 |  | 7.003 | 0 | 0 | 0 | [9 empty] | 0.42909 | 0 | 0 | 0 | 0 | 0 | 0 | 0 | 0 | 0 | 0 | 0 | 0 | 0 | 0 | 0 | 0 | 0 | 0 | 0 | 0 | 0 | 0.047552 | 0.00013 | 0.00025 | 0.00038 | 0.0005 | 0 | 0 | 0 |  | 0.056 | 0.0561 | 0.0788 | 0.0795
2014-10-12 | 6時 |  | 1.4084 | 0 | 0 | 0 | [9 empty] | 0.14704 | 0 | 0 | 0 | 0 | 0 | 0 | 0 | 0 | 0 | 0 | 0 | 0 | 0 | 0 | 0 | 0 | 0 | 0 | 0 | 0 | 0 | 0.047552 | 0.00338 | 0.00675 | 0.01013 | 0.01351 | 0 | 0.024649 | 0.011815 |  | 0.1925 | 0.2611 | 0.3525 | 0.3531
2014-10-12 | 7時 |  | 1.0557 | 0 | 0 | 0 | [9 empty] | 0.131 | 0 | 0 | 0 | 0 | 0 | 0 | 0 | 0 | 0 | 0 | 0 | 0 | 0 | 0 | 0 | 0 | 0 | 0 | 0 | 0 | 0 | 0.047552 | 0.00054 | 0.00108 | 0.00163 | 0.00217 | 0.13859 | 0.053895 | 0.036861 |  | 0.1524 | 0.248 | 0.3662 | 0.3669
2014-10-12 | 8時 |  | 0.57421 | 0 | 0 | 0 | [9 empty] | 0.11623 | 0 | 0 | 0 | 0 | 0 | 0 | 0 | 0 | 0 | 0 | 0 | 0 | 0 | 0 | 0 | 0 | 0 | 0 | 0 | 0 | 0 | 0.047552 | 0.00054 | 0.00108 | 0.00163 | 0.00217 | 0.093503 | 0 | 0.035602 |  | 0.1091 | 0.1448 | 0.2032 | 0.2039
2014-10-12 | 9時 |  | 0 | 0 | 0 | 0 | [9 empty] | 0 | 0 | 0 | 0 | 0 | 0 | 0 | 0 | 0 | 0 | 0 | 0 | 0 | 0 | 0 | 0 | 0 | 0 | 0 | 0 | 0 | 0 | 0.047552 | 0.00013 | 0.00025 | 0.00038 | 0.0005 | 0.17838 | 0.10971 | 0.042749 |  | 0.3011 | 0.3368 | 0.3953 | 0.396
2014-10-12 | 10時 |  | 0 | 0 | 0 | 0 | [9 empty] | 0 | 0 | 0 | 0 | 0 | 0 | 0 | 0 | 0 | 0 | 0 | 0 | 0 | 0 | 0 | 0 | 0 | 0 | 0 | 0 | 0 | 0 | 0.047552 | 0.00033 | 0.00067 | 0.001 | 0.00133 | 0.093503 | 0 | 0.012523 |  | 0.0483 | 0.0483 | 0.0711 | 0.0717
2014-10-12 | 11時 |  | 2.2047 | 0 | 0 | 0 | [9 empty] | 0.15994 | 0 | 0 | 0 | 0 | 0 | 0 | 0 | 0 | 0 | 0 | 0 | 0 | 0 | 0 | 0 | 0 | 0 | 0 | 0 | 0 | 0 | 0.047552 | 0.00013 | 0.00025 | 0.00038 | 0.0005 | 0 | 0 | 0.0052775 |  | 0.056 | 0.0561 | 0.0788 | 0.0795
2014-10-12 | 12時 |  | 0.3366 | 0 | 0 | 0 | [9 empty] | 0.10949 | 0 | 0 | 0 | 0 | 0 | 0 | 0 | 0 | 0 | 0 | 0 | 0 | 0 | 0 | 0 | 0 | 0 | 0 | 0 | 0 | 0 | 0.047552 | 0.00338 | 0.00675 | 0.01013 | 0.01351 | 0.05371 | 0 | 0.0052775 |  | 0.1983 | 0.2727 | 0.3698 | 0.3705
2014-10-12 | 13時 |  | 0 | 0 | 0 | 0 | [9 empty] | 0 | 0 | 0 | 0 | 0 | 0 | 0 | 0 | 0 | 0 | 0 | 0 | 0 | 0 | 0 | 0 | 0 | 0 | 0 | 0 | 0 | 0 | 0.047552 | 0.00033 | 0.00067 | 0.001 | 0.00133 | 0.11604 | 0 | 0 |  | 0.0483 | 0.0483 | 0.0711 | 0.0717
2014-10-12 | 14時 |  | 0 | 0 | 0 | 0 | [9 empty] | 0 | 0 | 0 | 0 | 0 | 0 | 0 | 0 | 0 | 0 | 0 | 0 | 0 | 0 | 0 | 0 | 0 | 0 | 0 | 0 | 0 | 0 | 0.047552 | 0.00013 | 0.00025 | 0.00038 | 0.0005 | 0.031168 | 0 | 0.017801 |  | 0.056 | 0.0561 | 0.0788 | 0.0795
2014-10-12 | 15時 |  | 2.2033 | 0 | 0 | 0 | [9 empty] | 0.15548 | 0 | 0 | 0 | 0 | 0 | 0 | 0 | 0 | 0 | 0 | 0 | 0 | 0 | 0 | 0 | 0 | 0 | 0 | 0 | 0 | 0 | 0.047552 | 0.00013 | 0.00025 | 0.00038 | 0.0005 | 0 | 0 | 0 |  | 0.056 | 0.0561 | 0.0788 | 0.0795
2014-10-12 | 16時 |  | 0.74473 | 0 | 0 | 0 | [9 empty] | 0.11757 | 0 | 0 | 0 | 0 | 0 | 0 | 0 | 0 | 0 | 0 | 0 | 0 | 0 | 0 | 0 | 0 | 0 | 0 | 0 | 0 | 0 | 0.047552 | 0.00033 | 0.00067 | 0.001 | 0.00133 | 0.062335 | 0 | 0.0052775 |  | 0.0483 | 0.0483 | 0.0711 | 0.0717
2014-10-12 | 17時 |  | 1.3397 | 0 | 1.9761 | 0 | [9 empty] | 0.13216 | 0 | 0 | 0 | 0 | 0.17853 | 0 | 0 | 0 | 0 | 0 | 0 | 0 | 0 | 0 | 0 | 0 | 0 | 0 | 0 | 0 | 0 | 0.047552 | 0.00033 | 0.00067 | 0.001 | 0.00133 | 0.10536 | 0 | 0.0082775 |  | 0.1304 | 0.2048 | 0.3019 | 0.3026
2014-10-12 | 18時 |  | 1.1494 | 0 | 0 | 0 | [9 empty] | 0.12735 | 0 | 0 | 0 | 0 | 0 | 0 | 0 | 0 | 0 | 0 | 0 | 0 | 0 | 0 | 0 | 0 | 0 | 0 | 0 | 0 | 0 | 0.047552 | 0.00642 | 0.01284 | 0.01926 | 0.02568 | 0.12467 | 0 | 0.0082775 |  | 0.303 | 0.3387 | 0.3972 | 0.5469
2014-10-12 | 19時 |  | 0.016803 | 0 | 1.6113 | 0 | [9 empty] | 0.10416 | 0 | 0 | 0 | 0 | 0.1715 | 0 | 0 | 0 | 0 | 0 | 0 | 0 | 0 | 0 | 0 | 0 | 0 | 0 | 0 | 0 | 0 | 0.047552 | 0.00642 | 0.01284 | 0.01926 | 0.02568 | 0.21072 | 0.10708 | 0.0082775 |  | 0.0991 | 0.1348 | 0.1932 | 0.1939
2014-10-12 | 20時 |  | 0.2262 | 0 | 1.2475 | 0 | [9 empty] | 0.10774 | 0 | 0 | 0 | 0 | 0.16611 | 0 | 0 | 0 | 0 | 0 | 0 | 0 | 0 | 0 | 0 | 0 | 0 | 0 | 0 | 0 | 0 | 0.047552 | 0.00033 | 0.00067 | 0.001 | 0.00133 | 0.14927 | 0.027125 | 0 |  | 0.0917 | 0.1275 | 0.2102 | 0.2109
2014-10-12 | 21時 |  | 0.60049 | 0 | 0.70553 | 0 | [9 empty] | 0.11495 | 0 | 0 | 0 | 0 | 0.31958 | 0 | 0 | 0 | 0 | 0 | 0 | 0 | 0 | 0 | 0 | 0 | 0 | 0 | 0 | 0 | 0 | 0.047552 | 0.00033 | 0.00067 | 0.001 | 0.00133 | 0.14618 | 0.10814 | 0.031304 |  | 0.1216 | 0.1873 | 0.2837 | 0.2844
2014-10-12 | 22時 |  | 0.83598 | 0 | 0.19123 | 0 | [9 empty] | 0.12092 | 0 | 0 | 0 | 0 | 0.15978 | 0 | 0 | 0 | 0 | 0 | 0 | 0 | 0 | 0 | 0 | 0 | 0 | 0 | 0 | 0 | 0 | 0.047552 | 0.00628 | 0.01256 | 0.01884 | 0.02512 | 0.12467 | 0.16133 | 0.043827 |  | 0.1738 | 0.1917 | 0.262 | 0.2626
2014-10-12 | 23時 |  | 0 | 0 | 0 | 0 | [9 empty] | 0 | 0 | 0 | 0 | 0 | 0 | 0 | 0 | 0 | 0 | 0 | 0 | 0 | 0 | 0 | 0 | 0 | 0 | 0 | 0 | 0 | 0 | 0.047552 | 0.0067 | 0.01339 | 0.02009 | 0.02679 | 0.12467 | 0.18881 | 0.031848 |  | 0.1877 | 0.2176 | 0.2756 | 0.2763
2014-10-13 | 0時 |  | 0 | 0 | 0 | 0 | [9 empty] | 0 | 0 | 0 | 0 | 0 | 0 | 0 | 0 | 0 | 0 | 0 | 0 | 0 | 0 | 0 | 0 | 0 | 0 | 0 | 0 | 0 | 0 | 0.047552 | 0.00013 | 0.00025 | 0.00038 | 0.0005 | 0 | 0.078899 | 0.011656 |  | 0.1578 | 0.1578 | 0.1806 | 0.1812
2014-10-13 | 1時 |  | 0 | 0 | 0 | 0 | [9 empty] | 0 | 0 | 0 | 0 | 0 | 0 | 0 | 0 | 0 | 0 | 0 | 0 | 0 | 0 | 0 | 0 | 0 | 0 | 0 | 0 | 0 | 0 | 0.047552 | 0.00013 | 0.00025 | 0.00038 | 0.0005 | 0 | 0 | 0 |  | 0.0483 | 0.0483 | 0.0711 | 0.0717
2014-10-13 | 2時 |  | 0 | 0 | 0 | 0 | [9 empty] | 0 | 0 | 0 | 0 | 0 | 0 | 0 | 0 | 0 | 0 | 0 | 0 | 0 | 0 | 0 | 0 | 0 | 0 | 0 | 0 | 0 | 0 | 0.047552 | 0.00013 | 0.00025 | 0.00038 | 0.0005 | 0 | 0 | 0 |  | 0.056 | 0.0561 | 0.0788 | 0.0795
2014-10-13 | 3時 |  | 0 | 0 | 0 | 0 | [9 empty] | 0 | 0 | 0 | 0 | 0 | 0 | 0 | 0 | 0 | 0 | 0 | 0 | 0 | 0 | 0 | 0 | 0 | 0 | 0 | 0 | 0 | 0 | 0.047552 | 0.00013 | 0.00025 | 0.00038 | 0.0005 | 0 | 0 | 0 |  | 0.056 | 0.0561 | 0.0788 | 0.0795
2014-10-13 | 4時 |  | 0 | 0 | 0 | 0 | [9 empty] | 0 | 0 | 0 | 0 | 0 | 0 | 0 | 0 | 0 | 0 | 0 | 0 | 0 | 0 | 0 | 0 | 0 | 0 | 0 | 0 | 0 | 0 | 0.047552 | 0.00013 | 0.00025 | 0.00038 | 0.0005 | 0 | 0 | 0 |  | 0.0483 | 0.0483 | 0.0711 | 0.0717
2014-10-13 | 5時 |  | 6.2052 | 0 | 0 | 0 | [9 empty] | 0.34635 | 0 | 0 | 0 | 0 | 0 | 0 | 0 | 0 | 0 | 0 | 0 | 0 | 0 | 0 | 0 | 0 | 0 | 0 | 0 | 0 | 0 | 0.047552 | 0.00013 | 0.00025 | 0.00038 | 0.0005 | 0 | 0 | 0 |  | 0.056 | 0.0561 | 0.0788 | 0.0795
2014-10-13 | 6時 |  | 0.9133 | 0 | 0 | 0 | [9 empty] | 0.12224 | 0 | 0 | 0 | 0 | 0 | 0 | 0 | 0 | 0 | 0 | 0 | 0 | 0 | 0 | 0 | 0 | 0 | 0 | 0 | 0 | 0 | 0.047552 | 0.00338 | 0.00675 | 0.01013 | 0.01351 | 0 | 0.024649 | 0.011815 |  | 0.1925 | 0.2611 | 0.3525 | 0.3531
2014-10-13 | 7時 |  | 0.019101 | 0 | 0 | 0 | [9 empty] | 0.10363 | 0 | 0 | 0 | 0 | 0 | 0 | 0 | 0 | 0 | 0 | 0 | 0 | 0 | 0 | 0 | 0 | 0 | 0 | 0 | 0 | 0 | 0.047552 | 0.00054 | 0.00108 | 0.00163 | 0.00217 | 0.13859 | 0.053895 | 0.036861 |  | 0.1524 | 0.248 | 0.3662 | 0.3669
2014-10-13 | 8時 |  | 0.0014736 | 0 | 0 | 0 | [9 empty] | 0.10105 | 0 | 0 | 0 | 0 | 0 | 0 | 0 | 0 | 0 | 0 | 0 | 0 | 0 | 0 | 0 | 0 | 0 | 0 | 0 | 0 | 0 | 0.047552 | 0.00054 | 0.00108 | 0.00163 | 0.00217 | 0.093503 | 0 | 0.035602 |  | 0.1091 | 0.1448 | 0.2032 | 0.2039
2014-10-13 | 9時 |  | 0 | 0 | 0 | 0 | [9 empty] | 0 | 0 | 0 | 0 | 0 | 0 | 0 | 0 | 0 | 0 | 0 | 0 | 0 | 0 | 0 | 0 | 0 | 0 | 0 | 0 | 0 | 0 | 0.047552 | 0.00013 | 0.00025 | 0.00038 | 0.0005 | 0.17838 | 0.10971 | 0.042749 |  | 0.3011 | 0.3368 | 0.3953 | 0.396
2014-10-13 | 10時 |  | 0 | 0 | 0 | 0 | [9 empty] | 0 | 0 | 0 | 0 | 0 | 0 | 0 | 0 | 0 | 0 | 0 | 0 | 0 | 0 | 0 | 0 | 0 | 0 | 0 | 0 | 0 | 0 | 0.047552 | 0.00033 | 0.00067 | 0.001 | 0.00133 | 0.093503 | 0 | 0.012523 |  | 0.0483 | 0.0483 | 0.0711 | 0.0717
2014-10-13 | 11時 |  | 0 | 0 | 0 | 0 | [9 empty] | 0 | 0 | 0 | 0 | 0 | 0 | 0 | 0 | 0 | 0 | 0 | 0 | 0 | 0 | 0 | 0 | 0 | 0 | 0 | 0 | 0 | 0 | 0.047552 | 0.00013 | 0.00025 | 0.00038 | 0.0005 | 0 | 0 | 0.0052775 |  | 0.056 | 0.0561 | 0.0788 | 0.0795
2014-10-13 | 12時 |  | 0 | 0 | 0 | 0 | [9 empty] | 0 | 0 | 0 | 0 | 0 | 0 | 0 | 0 | 0 | 0 | 0 | 0 | 0 | 0 | 0 | 0 | 0 | 0 | 0 | 0 | 0 | 0 | 0.047552 | 0.00338 | 0.00675 | 0.01013 | 0.01351 | 0.05371 | 0 | 0.0052775 |  | 0.1983 | 0.2727 | 0.3698 | 0.3705
2014-10-13 | 13時 |  | 0 | 0 | 0 | 0 | [9 empty] | 0 | 0 | 0 | 0 | 0 | 0 | 0 | 0 | 0 | 0 | 0 | 0 | 0 | 0 | 0 | 0 | 0 | 0 | 0 | 0 | 0 | 0 | 0.047552 | 0.00033 | 0.00067 | 0.001 | 0.00133 | 0.11604 | 0 | 0 |  | 0.0483 | 0.0483 | 0.0711 | 0.0717
2014-10-13 | 14時 |  | 0 | 0 | 0 | 0 | [9 empty] | 0 | 0 | 0 | 0 | 0 | 0 | 0 | 0 | 0 | 0 | 0 | 0 | 0 | 0 | 0 | 0 | 0 | 0 | 0 | 0 | 0 | 0 | 0.047552 | 0.00013 | 0.00025 | 0.00038 | 0.0005 | 0.031168 | 0 | 0.017801 |  | 0.056 | 0.0561 | 0.0788 | 0.0795
2014-10-13 | 15時 |  | 0 | 0 | 0 | 0 | [9 empty] | 0 | 0 | 0 | 0 | 0 | 0 | 0 | 0 | 0 | 0 | 0 | 0 | 0 | 0 | 0 | 0 | 0 | 0 | 0 | 0 | 0 | 0 | 0.047552 | 0.00013 | 0.00025 | 0.00038 | 0.0005 | 0 | 0 | 0 |  | 0.056 | 0.0561 | 0.0788 | 0.0795
2014-10-13 | 16時 |  | 0 | 0 | 0 | 0 | [9 empty] | 0 | 0 | 0 | 0 | 0 | 0 | 0 | 0 | 0 | 0 | 0 | 0 | 0 | 0 | 0 | 0 | 0 | 0 | 0 | 0 | 0 | 0 | 0.047552 | 0.00033 | 0.00067 | 0.001 | 0.00133 | 0.062335 | 0 | 0.0052775 |  | 0.0483 | 0.0483 | 0.0711 | 0.0717
2014-10-13 | 17時 |  | 0 | 0 | 0.0015127 | 0 | [9 empty] | 0 | 0 | 0 | 0 | 0 | 0.15897 | 0 | 0 | 0 | 0 | 0 | 0 | 0 | 0 | 0 | 0 | 0 | 0 | 0 | 0 | 0 | 0 | 0.047552 | 0.00033 | 0.00067 | 0.001 | 0.00133 | 0.10536 | 0 | 0.0082775 |  | 0.1304 | 0.2048 | 0.3019 | 0.3026
2014-10-13 | 18時 |  | 0 | 0 | 0 | 0 | [9 empty] | 0 | 0 | 0 | 0 | 0 | 0 | 0 | 0 | 0 | 0 | 0 | 0 | 0 | 0 | 0 | 0 | 0 | 0 | 0 | 0 | 0 | 0 | 0.047552 | 0.00642 | 0.01284 | 0.01926 | 0.02568 | 0.12467 | 0 | 0.0082775 |  | 0.303 | 0.3387 | 0.3972 | 0.5469
2014-10-13 | 19時 |  | 0 | 0 | 0.0030866 | 0 | [9 empty] | 0 | 0 | 0 | 0 | 0 | 0.15938 | 0 | 0 | 0 | 0 | 0 | 0 | 0 | 0 | 0 | 0 | 0 | 0 | 0 | 0 | 0 | 0 | 0.047552 | 0.00642 | 0.01284 | 0.01926 | 0.02568 | 0.21072 | 0.10708 | 0.0082775 |  | 0.0991 | 0.1348 | 0.1932 | 0.1939
2014-10-13 | 20時 |  | 0 | 0 | 0.0060551 | 0 | [9 empty] | 0 | 0 | 0 | 0 | 0 | 0.1599 | 0 | 0 | 0 | 0 | 0 | 0 | 0 | 0 | 0 | 0 | 0 | 0 | 0 | 0 | 0 | 0 | 0.047552 | 0.00033 | 0.00067 | 0.001 | 0.00133 | 0.14927 | 0.027125 | 0 |  | 0.0917 | 0.1275 | 0.2102 | 0.2109
2014-10-13 | 21時 |  | 0.0048074 | 0 | 0.0040429 | 0 | [9 empty] | 0.10383 | 0 | 0 | 0 | 0 | 0.31996 | 0 | 0 | 0 | 0 | 0 | 0 | 0 | 0 | 0 | 0 | 0 | 0 | 0 | 0 | 0 | 0 | 0.047552 | 0.00033 | 0.00067 | 0.001 | 0.00133 | 0.14618 | 0.10814 | 0.031304 |  | 0.1216 | 0.1873 | 0.2837 | 0.2844
2014-10-13 | 22時 |  | 0.0080939 | 0 | 0.0018324 | 0 | [9 empty] | 0.10472 | 0 | 0 | 0 | 0 | 0.16056 | 0 | 0 | 0 | 0 | 0 | 0 | 0 | 0 | 0 | 0 | 0 | 0 | 0 | 0 | 0 | 0 | 0.047552 | 0.00628 | 0.01256 | 0.01884 | 0.02512 | 0.12467 | 0.16133 | 0.043827 |  | 0.1738 | 0.1917 | 0.262 | 0.2626
2014-10-13 | 23時 |  | 0 | 0 | 0 | 0 | [9 empty] | 0 | 0 | 0 | 0 | 0 | 0 | 0 | 0 | 0 | 0 | 0 | 0 | 0 | 0 | 0 | 0 | 0 | 0 | 0 | 0 | 0 | 0 | 0.047552 | 0.0067 | 0.01339 | 0.02009 | 0.02679 | 0.12467 | 0.18881 | 0.031848 |  | 0.1877 | 0.2176 | 0.2756 | 0.2763
2014-10-14 | 0時 |  | 0 | 0 | 0 | 0 | [9 empty] | 0 | 0 | 0 | 0 | 0 | 0 | 0 | 0 | 0 | 0 | 0 | 0 | 0 | 0 | 0 | 0 | 0 | 0 | 0 | 0 | 0 | 0 | 0.047552 | 0.00013 | 0.00025 | 0.00038 | 0.0005 | 0 | 0 | 0 |  | 0.1578 | 0.1578 | 0.1806 | 0.1812
2014-10-14 | 1時 |  | 0 | 0 | 0 | 0 | [9 empty] | 0 | 0 | 0 | 0 | 0 | 0 | 0 | 0 | 0 | 0 | 0 | 0 | 0 | 0 | 0 | 0 | 0 | 0 | 0 | 0 | 0 | 0 | 0.047552 | 0.00013 | 0.00025 | 0.00038 | 0.0005 | 0 | 0 | 0 |  | 0.0483 | 0.0483 | 0.0711 | 0.0717
2014-10-14 | 2時 |  | 0 | 0 | 0 | 0 | [9 empty] | 0 | 0 | 0 | 0 | 0 | 0 | 0 | 0 | 0 | 0 | 0 | 0 | 0 | 0 | 0 | 0 | 0 | 0 | 0 | 0 | 0 | 0 | 0.047552 | 0.00013 | 0.00025 | 0.00038 | 0.0005 | 0 | 0 | 0 |  | 0.056 | 0.0561 | 0.0788 | 0.0795
2014-10-14 | 3時 |  | 0 | 0 | 0 | 0 | [9 empty] | 0 | 0 | 0 | 0 | 0 | 0 | 0 | 0 | 0 | 0 | 0 | 0 | 0 | 0 | 0 | 0 | 0 | 0 | 0 | 0 | 0 | 0 | 0.047552 | 0.00013 | 0.00025 | 0.00038 | 0.0005 | 0 | 0 | 0 |  | 0.056 | 0.0561 | 0.0788 | 0.0795
2014-10-14 | 4時 |  | 0 | 0 | 0 | 0 | [9 empty] | 0 | 0 | 0 | 0 | 0 | 0 | 0 | 0 | 0 | 0 | 0 | 0 | 0 | 0 | 0 | 0 | 0 | 0 | 0 | 0 | 0 | 0 | 0.047552 | 0.00013 | 0.00025 | 0.00038 | 0.0005 | 0 | 0 | 0 |  | 0.0483 | 0.0483 | 0.0711 | 0.0717
2014-10-14 | 5時 |  | 0 | 0 | 0 | 0 | [9 empty] | 0 | 0 | 0 | 0 | 0 | 0 | 0 | 0 | 0 | 0 | 0 | 0 | 0 | 0 | 0 | 0 | 0 | 0 | 0 | 0 | 0 | 0 | 0.047552 | 0.00013 | 0.00025 | 0.00038 | 0.0005 | 0 | 0 | 0 |  | 0.056 | 0.0561 | 0.0788 | 0.0795
2014-10-14 | 6時 |  | 0 | 0 | 0 | 0 | [9 empty] | 0 | 0 | 0 | 0 | 0 | 0 | 0 | 0 | 0 | 0 | 0 | 0 | 0 | 0 | 0 | 0 | 0 | 0 | 0 | 0 | 0 | 0 | 0.047552 | 0.00013 | 0.00025 | 0.00038 | 0.0005 | 0 | 0 | 0 |  | 0.056 | 0.0561 | 0.0788 | 0.0795
2014-10-14 | 7時 |  | 0.096365 | 0 | 0.21387 | 0 | [9 empty] | 0.10601 | 0 | 0 | 0 | 0 | 0.15988 | 0 | 0 | 0 | 0 | 0 | 0 | 0 | 0 | 0 | 0 | 0 | 0 | 0 | 0 | 0 | 0 | 0.047552 | 0.00054 | 0.00108 | 0.00163 | 0.00217 | 0 | 0.024649 | 0.022689 |  | 0.1168 | 0.1854 | 0.2767 | 0.2774
2014-10-14 | 8時 |  | 0.00073295 | 0 | 0.012335 | 0 | [9 empty] | 0.1005 | 0 | 0 | 0 | 0 | 0.31618 | 0 | 0 | 0 | 0 | 0 | 0 | 0 | 0 | 0 | 0 | 0 | 0 | 0 | 0 | 0 | 0 | 0.047552 | 0.00379 | 0.00759 | 0.01138 | 0.01518 | 0.084877 | 0.078545 | 0.064582 |  | 0.2156 | 0.2812 | 0.3696 | 0.3702
2014-10-14 | 9時 |  | 0 | 0 | 0 | 0 | [9 empty] | 0 | 0 | 0 | 0 | 0 | 0 | 0 | 0 | 0 | 0 | 0 | 0 | 0 | 0 | 0 | 0 | 0 | 0 | 0 | 0 | 0 | 0 | 0.047552 | 0.00033 | 0.00067 | 0.001 | 0.00133 | 0.23209 | 0.16325 | 0.052059 |  | 0.2163 | 0.252 | 0.3265 | 0.3272
2014-10-14 | 10時 |  | 0 | 0 | 0 | 0 | [9 empty] | 0 | 0 | 0 | 0 | 0 | 0 | 0 | 0 | 0 | 0 | 0 | 0 | 0 | 0 | 0 | 0 | 0 | 0 | 0 | 0 | 0 | 0 | 0.047552 | 0.00054 | 0.00108 | 0.00163 | 0.00217 | 0.12467 | 0.21558 | 0.037471 |  | 0.1917 | 0.2274 | 0.3128 | 0.3134
2014-10-14 | 11時 |  | 0 | 0 | 0 | 0 | [9 empty] | 0 | 0 | 0 | 0 | 0 | 0 | 0 | 0 | 0 | 0 | 0 | 0 | 0 | 0 | 0 | 0 | 0 | 0 | 0 | 0 | 0 | 0 | 0.047552 | 0.00033 | 0.00067 | 0.001 | 0.00133 | 0.12467 | 0.21558 | 0 |  | 0.1994 | 0.2352 | 0.315 | 0.3157
2014-10-14 | 12時 |  | 0 | 0 | 0 | 0 | [9 empty] | 0 | 0 | 0 | 0 | 0 | 0 | 0 | 0 | 0 | 0 | 0 | 0 | 0 | 0 | 0 | 0 | 0 | 0 | 0 | 0 | 0 | 0 | 0.047552 | 0.00338 | 0.00675 | 0.01013 | 0.01351 | 0.14721 | 0.13456 | 0.018352 |  | 0.1983 | 0.2727 | 0.3698 | 0.3705
2014-10-14 | 13時 |  | 0 | 0 | 0 | 0 | [9 empty] | 0 | 0 | 0 | 0 | 0 | 0 | 0 | 0 | 0 | 0 | 0 | 0 | 0 | 0 | 0 | 0 | 0 | 0 | 0 | 0 | 0 | 0 | 0.047552 | 0.00033 | 0.00067 | 0.001 | 0.00133 | 0.13756 | 0.026771 | 0.023629 |  | 0.0483 | 0.0483 | 0.0711 | 0.0717
2014-10-14 | 14時 |  | 0 | 0 | 0 | 0 | [9 empty] | 0 | 0 | 0 | 0 | 0 | 0 | 0 | 0 | 0 | 0 | 0 | 0 | 0 | 0 | 0 | 0 | 0 | 0 | 0 | 0 | 0 | 0 | 0.047552 | 0.00013 | 0.00025 | 0.00038 | 0.0005 | 0 | 0 | 0 |  | 0.056 | 0.0561 | 0.0788 | 0.0795
2014-10-14 | 15時 |  | 0 | 0 | 0 | 0 | [9 empty] | 0 | 0 | 0 | 0 | 0 | 0 | 0 | 0 | 0 | 0 | 0 | 0 | 0 | 0 | 0 | 0 | 0 | 0 | 0 | 0 | 0 | 0 | 0.047552 | 0.00013 | 0.00025 | 0.00038 | 0.0005 | 0 | 0 | 0 |  | 0.056 | 0.0561 | 0.0788 | 0.0795
2014-10-14 | 16時 |  | 0 | 0 | 0 | 0 | [9 empty] | 0 | 0 | 0 | 0 | 0 | 0 | 0 | 0 | 0 | 0 | 0 | 0 | 0 | 0 | 0 | 0 | 0 | 0 | 0 | 0 | 0 | 0 | 0.047552 | 0.00054 | 0.00108 | 0.00163 | 0.00217 | 0.062335 | 0.054249 | 0.024058 |  | 0.2095 | 0.275 | 0.3956 | 0.5453
2014-10-14 | 17時 |  | 0 | 0 | 0 | 0 | [9 empty] | 0 | 0 | 0 | 0 | 0 | 0 | 0 | 0 | 0 | 0 | 0 | 0 | 0 | 0 | 0 | 0 | 0 | 0 | 0 | 0 | 0 | 0 | 0.047552 | 0.00642 | 0.01284 | 0.01926 | 0.02568 | 0.12467 | 0.1085 | 0.026923 |  | 0.2423 | 0.2781 | 0.3689 | 0.5187
2014-10-14 | 18時 |  | 0 | 0 | 0 | 0 | [9 empty] | 0 | 0 | 0 | 0 | 0 | 0 | 0 | 0 | 0 | 0 | 0 | 0 | 0 | 0 | 0 | 0 | 0 | 0 | 0 | 0 | 0 | 0 | 0.047552 | 0.00642 | 0.01284 | 0.01926 | 0.02568 | 0.21072 | 0.1085 | 0 |  | 0.1819 | 0.2177 | 0.2978 | 0.4476
2014-10-14 | 19時 |  | 0 | 0 | 0.00024938 | 0 | [9 empty] | 0 | 0 | 0 | 0 | 0 | 0.15993 | 0 | 0 | 0 | 0 | 0 | 0 | 0 | 0 | 0 | 0 | 0 | 0 | 0 | 0 | 0 | 0 | 0.047552 | 0.00013 | 0.00025 | 0.00038 | 0.0005 | 0.12879 | 0 | 0.006537 |  | 0.0998 | 0.1355 | 0.2049 | 0.2056
2014-10-14 | 20時 |  | 0 | 0 | 0 | 0 | [9 empty] | 0 | 0 | 0 | 0 | 0 | 0 | 0 | 0 | 0 | 0 | 0 | 0 | 0 | 0 | 0 | 0 | 0 | 0 | 0 | 0 | 0 | 0 | 0.047552 | 0.00033 | 0.00067 | 0.001 | 0.00133 | 0.16769 | 0.10779 | 0.006537 |  | 0.0917 | 0.1275 | 0.2183 | 0.219
2014-10-14 | 21時 |  | 0 | 0 | 0 | 0 | [9 empty] | 0 | 0 | 0 | 0 | 0 | 0 | 0 | 0 | 0 | 0 | 0 | 0 | 0 | 0 | 0 | 0 | 0 | 0 | 0 | 0 | 0 | 0 | 0.047552 | 0.00628 | 0.01256 | 0.01884 | 0.02512 | 0.12467 | 0.18846 | 0.012659 |  | 0.1755 | 0.2411 | 0.3458 | 0.3465
2014-10-14 | 22時 |  | 0 | 0 | 0 | 0 | [9 empty] | 0 | 0 | 0 | 0 | 0 | 0 | 0 | 0 | 0 | 0 | 0 | 0 | 0 | 0 | 0 | 0 | 0 | 0 | 0 | 0 | 0 | 0 | 0.047552 | 0.00649 | 0.01298 | 0.01947 | 0.02595 | 0.12467 | 0.16133 | 0.043827 |  | 0.1139 | 0.1795 | 0.3002 | 0.3009
2014-10-14 | 23時 |  | 0 | 0 | 0 | 0 | [9 empty] | 0 | 0 | 0 | 0 | 0 | 0 | 0 | 0 | 0 | 0 | 0 | 0 | 0 | 0 | 0 | 0 | 0 | 0 | 0 | 0 | 0 | 0 | 0.047552 | 0.00331 | 0.00661 | 0.00992 | 0.01323 | 0.062335 | 0.15709 | 0.04296 |  | 0.1578 | 0.1578 | 0.1806 | 0.1812
2014-10-15 | 0時 |  | 0 | 0 | 0 | 0 | [9 empty] | 0 | 0 | 0 | 0 | 0 | 0 | 0 | 0 | 0 | 0 | 0 | 0 | 0 | 0 | 0 | 0 | 0 | 0 | 0 | 0 | 0 | 0 | 0.047552 | 0.00013 | 0.00025 | 0.00038 | 0.0005 | 0 | 0 | 0 |  | 0.1578 | 0.1578 | 0.1806 | 0.1812
2014-10-15 | 1時 |  | 0 | 0 | 0 | 0 | [9 empty] | 0 | 0 | 0 | 0 | 0 | 0 | 0 | 0 | 0 | 0 | 0 | 0 | 0 | 0 | 0 | 0 | 0 | 0 | 0 | 0 | 0 | 0 | 0.047552 | 0.00013 | 0.00025 | 0.00038 | 0.0005 | 0 | 0 | 0 |  | 0.0483 | 0.0483 | 0.0711 | 0.0717
2014-10-15 | 2時 |  | 0 | 0 | 0 | 0 | [9 empty] | 0 | 0 | 0 | 0 | 0 | 0 | 0 | 0 | 0 | 0 | 0 | 0 | 0 | 0 | 0 | 0 | 0 | 0 | 0 | 0 | 0 | 0 | 0.047552 | 0.00013 | 0.00025 | 0.00038 | 0.0005 | 0 | 0 | 0 |  | 0.056 | 0.0561 | 0.0788 | 0.0795
2014-10-15 | 3時 |  | 0 | 0 | 0 | 0 | [9 empty] | 0 | 0 | 0 | 0 | 0 | 0 | 0 | 0 | 0 | 0 | 0 | 0 | 0 | 0 | 0 | 0 | 0 | 0 | 0 | 0 | 0 | 0 | 0.047552 | 0.00013 | 0.00025 | 0.00038 | 0.0005 | 0 | 0 | 0 |  | 0.056 | 0.0561 | 0.0788 | 0.0795
2014-10-15 | 4時 |  | 0 | 0 | 0 | 0 | [9 empty] | 0 | 0 | 0 | 0 | 0 | 0 | 0 | 0 | 0 | 0 | 0 | 0 | 0 | 0 | 0 | 0 | 0 | 0 | 0 | 0 | 0 | 0 | 0.047552 | 0.00013 | 0.00025 | 0.00038 | 0.0005 | 0 | 0 | 0 |  | 0.0483 | 0.0483 | 0.0711 | 0.0717
2014-10-15 | 5時 |  | 0 | 0 | 0 | 0 | [9 empty] | 0 | 0 | 0 | 0 | 0 | 0 | 0 | 0 | 0 | 0 | 0 | 0 | 0 | 0 | 0 | 0 | 0 | 0 | 0 | 0 | 0 | 0 | 0.047552 | 0.00013 | 0.00025 | 0.00038 | 0.0005 | 0 | 0 | 0 |  | 0.056 | 0.0561 | 0.0788 | 0.0795
2014-10-15 | 6時 |  | 0 | 0 | 0 | 0 | [9 empty] | 0 | 0 | 0 | 0 | 0 | 0 | 0 | 0 | 0 | 0 | 0 | 0 | 0 | 0 | 0 | 0 | 0 | 0 | 0 | 0 | 0 | 0 | 0.047552 | 0.00033 | 0.00067 | 0.001 | 0.00133 | 0 | 0.024649 | 0.011815 |  | 0.0859 | 0.1159 | 0.1685 | 0.1692
2014-10-15 | 7時 |  | 2.5139 | 0 | 0.68023 | 0 | [9 empty] | 0.18293 | 0 | 0 | 0 | 0 | 0.16325 | 0 | 0 | 0 | 0 | 0 | 0 | 0 | 0 | 0 | 0 | 0 | 0 | 0 | 0 | 0 | 0 | 0.047552 | 0.00033 | 0.00067 | 0.001 | 0.00133 | 0.093503 | 0 | 0.015347 |  | 0.2346 | 0.2703 | 0.3287 | 0.3294
2014-10-15 | 8時 |  | 0.031561 | 0 | 0.68871 | 0 | [9 empty] | 0.10515 | 0 | 0 | 0 | 0 | 0.32206 | 0 | 0 | 0 | 0 | 0 | 0 | 0 | 0 | 0 | 0 | 0 | 0 | 0 | 0 | 0 | 0 | 0.047552 | 0.00705 | 0.01409 | 0.02114 | 0.02818 | 0.13653 | 0.078545 | 0.060527 |  | 0.2282 | 0.3325 | 0.4595 | 0.4602
2014-10-15 | 9時 |  | 0.004826 | 0 | 0.0098278 | 0 | [9 empty] | 0.10369 | 0 | 0 | 0 | 0 | 0.31974 | 0 | 0 | 0 | 0 | 0 | 0 | 0 | 0 | 0 | 0 | 0 | 0 | 0 | 0 | 0 | 0 | 0.047552 | 0.00013 | 0.00025 | 0.00038 | 0.0005 | 0.084877 | 0.053895 | 0.0052775 |  | 0.056 | 0.0561 | 0.0788 | 0.0795
2014-10-15 | 10時 |  | 0.0012158 | 0 | 0.0015959 | 0 | [9 empty] | 0.10241 | 0 | 0 | 0 | 0 | 0.15912 | 0 | 0 | 0 | 0 | 0 | 0 | 0 | 0 | 0 | 0 | 0 | 0 | 0 | 0 | 0 | 0 | 0.047552 | 0.00013 | 0.00025 | 0.00038 | 0.0005 | 0 | 0 | 0 |  | 0.0483 | 0.0483 | 0.0711 | 0.0717
2014-10-15 | 11時 |  | 0.0033954 | 0 | 0.0018663 | 0 | [9 empty] | 0.1023 | 0 | 0 | 0 | 0 | 0.15904 | 0 | 0 | 0 | 0 | 0 | 0 | 0 | 0 | 0 | 0 | 0 | 0 | 0 | 0 | 0 | 0 | 0.047552 | 0.00013 | 0.00025 | 0.00038 | 0.0005 | 0 | 0 | 0 |  | 0.056 | 0.0561 | 0.0788 | 0.0795
2014-10-15 | 12時 |  | 0.0070758 | 0 | 0 | 0 | [9 empty] | 0.10206 | 0 | 0 | 0 | 0 | 0 | 0 | 0 | 0 | 0 | 0 | 0 | 0 | 0 | 0 | 0 | 0 | 0 | 0 | 0 | 0 | 0 | 0.047552 | 0.00013 | 0.00025 | 0.00038 | 0.0005 | 0 | 0 | 0 |  | 0.056 | 0.0561 | 0.0788 | 0.0795
2014-10-15 | 13時 |  | 0 | 0 | 0 | 0 | [9 empty] | 0 | 0 | 0 | 0 | 0 | 0 | 0 | 0 | 0 | 0 | 0 | 0 | 0 | 0 | 0 | 0 | 0 | 0 | 0 | 0 | 0 | 0 | 0.047552 | 0.00013 | 0.00025 | 0.00038 | 0.0005 | 0 | 0 | 0 |  | 0.0483 | 0.0483 | 0.0711 | 0.0717
2014-10-15 | 14時 |  | 0 | 0 | 0 | 0 | [9 empty] | 0 | 0 | 0 | 0 | 0 | 0 | 0 | 0 | 0 | 0 | 0 | 0 | 0 | 0 | 0 | 0 | 0 | 0 | 0 | 0 | 0 | 0 | 0.047552 | 0.00013 | 0.00025 | 0.00038 | 0.0005 | 0 | 0 | 0 |  | 0.056 | 0.0561 | 0.0788 | 0.0795
2014-10-15 | 15時 |  | 0.040364 | 0 | 0.017842 | 0 | [9 empty] | 0.10318 | 0 | 0 | 0 | 0 | 0.15914 | 0 | 0 | 0 | 0 | 0 | 0 | 0 | 0 | 0 | 0 | 0 | 0 | 0 | 0 | 0 | 0 | 0.047552 | 0.00013 | 0.00025 | 0.00038 | 0.0005 | 0 | 0 | 0 |  | 0.056 | 0.0561 | 0.0788 | 0.0795
2014-10-15 | 16時 |  | 0.026846 | 0 | 0.0075215 | 0 | [9 empty] | 0.10345 | 0 | 0 | 0 | 0 | 0.15945 | 0 | 0 | 0 | 0 | 0 | 0 | 0 | 0 | 0 | 0 | 0 | 0 | 0 | 0 | 0 | 0 | 0.047552 | 0.00013 | 0.00025 | 0.00038 | 0.0005 | 0 | 0 | 0 |  | 0.0483 | 0.0483 | 0.0711 | 0.0717
2014-10-15 | 17時 |  | 0.036803 | 0 | 0.013429 | 0 | [9 empty] | 0.10479 | 0 | 0 | 0 | 0 | 0.1602 | 0 | 0 | 0 | 0 | 0 | 0 | 0 | 0 | 0 | 0 | 0 | 0 | 0 | 0 | 0 | 0 | 0.047552 | 0.00013 | 0.00025 | 0.00038 | 0.0005 | 0 | 0 | 0 |  | 0.056 | 0.0561 | 0.0788 | 0.0795
2014-10-15 | 18時 |  | 0.0097013 | 0 | 0 | 0 | [9 empty] | 0.10433 | 0 | 0 | 0 | 0 | 0 | 0 | 0 | 0 | 0 | 0 | 0 | 0 | 0 | 0 | 0 | 0 | 0 | 0 | 0 | 0 | 0 | 0.047552 | 0.00013 | 0.00025 | 0.00038 | 0.0005 | 0 | 0 | 0 |  | 0.056 | 0.0561 | 0.0788 | 0.0795
2014-10-15 | 19時 |  | 0.023342 | 0 | 0.90345 | 0 | [9 empty] | 0.10514 | 0 | 0 | 0 | 0 | 0.32222 | 0 | 0 | 0 | 0 | 0 | 0 | 0 | 0 | 0 | 0 | 0 | 0 | 0 | 0 | 0 | 0 | 0.047552 | 0.00013 | 0.00025 | 0.00038 | 0.0005 | 0 | 0 | 0 |  | 0.0483 | 0.0483 | 0.0711 | 0.0717
2014-10-15 | 20時 |  | 0.029009 | 0 | 0.38765 | 0 | [9 empty] | 0.10614 | 0 | 0 | 0 | 0 | 0.32224 | 0 | 0 | 0 | 0 | 0 | 0 | 0 | 0 | 0 | 0 | 0 | 0 | 0 | 0 | 0 | 0 | 0.047552 | 0.00054 | 0.00108 | 0.00163 | 0.00217 | 0.062335 | 0 | 0.0082775 |  | 0.1304 | 0.2048 | 0.3129 | 0.4626
2014-10-15 | 21時 |  | 0.44516 | 0 | 0.058346 | 0 | [9 empty] | 0.11531 | 0 | 0 | 0 | 0 | 0.3224 | 0 | 0 | 0 | 0 | 0 | 0 | 0 | 0 | 0 | 0 | 0 | 0 | 0 | 0 | 0 | 0 | 0.047552 | 0.00033 | 0.00067 | 0.001 | 0.00133 | 0.12467 | 0.026771 | 0.031304 |  | 0.1755 | 0.2411 | 0.3322 | 0.4447
2014-10-15 | 22時 |  | 0 | 0 | 0 | 0 | [9 empty] | 0 | 0 | 0 | 0 | 0 | 0 | 0 | 0 | 0 | 0 | 0 | 0 | 0 | 0 | 0 | 0 | 0 | 0 | 0 | 0 | 0 | 0 | 0.047552 | 0.00352 | 0.00703 | 0.01055 | 0.01406 | 0.12467 | 0.16133 | 0.043827 |  | 0.051 | 0.0511 | 0.0952 | 0.0959
2014-10-15 | 23時 |  | 0 | 0 | 0 | 0 | [9 empty] | 0 | 0 | 0 | 0 | 0 | 0 | 0 | 0 | 0 | 0 | 0 | 0 | 0 | 0 | 0 | 0 | 0 | 0 | 0 | 0 | 0 | 0 | 0.047552 | 0.00628 | 0.01256 | 0.01884 | 0.02512 | 0.062335 | 0.15709 | 0.044922 |  | 0.1877 | 0.2176 | 0.2703 | 0.2709
2014-10-16 | 0時 |  | 0 | 0 | 0 | 0 | [9 empty] | 0 | 0 | 0 | 0 | 0 | 0 | 0 | 0 | 0 | 0 | 0 | 0 | 0 | 0 | 0 | 0 | 0 | 0 | 0 | 0 | 0 | 0 | 0.047552 | 0.00013 | 0.00025 | 0.00038 | 0.0005 | 0 | 0.078899 | 0.011656 |  | 0.1578 | 0.1578 | 0.1806 | 0.1812
2014-10-16 | 1時 |  | 0 | 0 | 0 | 0 | [9 empty] | 0 | 0 | 0 | 0 | 0 | 0 | 0 | 0 | 0 | 0 | 0 | 0 | 0 | 0 | 0 | 0 | 0 | 0 | 0 | 0 | 0 | 0 | 0.047552 | 0.00013 | 0.00025 | 0.00038 | 0.0005 | 0 | 0 | 0 |  | 0.0483 | 0.0483 | 0.0711 | 0.0717
2014-10-16 | 2時 |  | 0 | 0 | 0 | 0 | [9 empty] | 0 | 0 | 0 | 0 | 0 | 0 | 0 | 0 | 0 | 0 | 0 | 0 | 0 | 0 | 0 | 0 | 0 | 0 | 0 | 0 | 0 | 0 | 0.047552 | 0.00013 | 0.00025 | 0.00038 | 0.0005 | 0 | 0 | 0 |  | 0.056 | 0.0561 | 0.0788 | 0.0795
2014-10-16 | 3時 |  | 0 | 0 | 0 | 0 | [9 empty] | 0 | 0 | 0 | 0 | 0 | 0 | 0 | 0 | 0 | 0 | 0 | 0 | 0 | 0 | 0 | 0 | 0 | 0 | 0 | 0 | 0 | 0 | 0.047552 | 0.00013 | 0.00025 | 0.00038 | 0.0005 | 0 | 0 | 0 |  | 0.056 | 0.0561 | 0.0788 | 0.0795
2014-10-16 | 4時 |  | 0 | 0 | 0 | 0 | [9 empty] | 0 | 0 | 0 | 0 | 0 | 0 | 0 | 0 | 0 | 0 | 0 | 0 | 0 | 0 | 0 | 0 | 0 | 0 | 0 | 0 | 0 | 0 | 0.047552 | 0.00013 | 0.00025 | 0.00038 | 0.0005 | 0 | 0 | 0 |  | 0.0483 | 0.0483 | 0.0711 | 0.0717
2014-10-16 | 5時 |  | 9.6373 | 0 | 0 | 0 | [9 empty] | 0.64518 | 0 | 0 | 0 | 0 | 0 | 0 | 0 | 0 | 0 | 0 | 0 | 0 | 0 | 0 | 0 | 0 | 0 | 0 | 0 | 0 | 0 | 0.047552 | 0.00013 | 0.00025 | 0.00038 | 0.0005 | 0 | 0 | 0 |  | 0.056 | 0.0561 | 0.0788 | 0.0795
2014-10-16 | 6時 |  | 1.1436 | 0 | 0 | 0 | [9 empty] | 0.15107 | 0 | 0 | 0 | 0 | 0 | 0 | 0 | 0 | 0 | 0 | 0 | 0 | 0 | 0 | 0 | 0 | 0 | 0 | 0 | 0 | 0 | 0.047552 | 0.00338 | 0.00675 | 0.01013 | 0.01351 | 0 | 0.024649 | 0.011815 |  | 0.1925 | 0.2611 | 0.3525 | 0.3531
2014-10-16 | 7時 |  | 0.016588 | 0 | 0 | 0 | [9 empty] | 0.10758 | 0 | 0 | 0 | 0 | 0 | 0 | 0 | 0 | 0 | 0 | 0 | 0 | 0 | 0 | 0 | 0 | 0 | 0 | 0 | 0 | 0 | 0.047552 | 0.00054 | 0.00108 | 0.00163 | 0.00217 | 0.13859 | 0.053895 | 0.036861 |  | 0.1524 | 0.248 | 0.3662 | 0.3669
2014-10-16 | 8時 |  | 0.0073994 | 0 | 0 | 0 | [9 empty] | 0.10401 | 0 | 0 | 0 | 0 | 0 | 0 | 0 | 0 | 0 | 0 | 0 | 0 | 0 | 0 | 0 | 0 | 0 | 0 | 0 | 0 | 0 | 0.047552 | 0.00054 | 0.00108 | 0.00163 | 0.00217 | 0.093503 | 0 | 0.035602 |  | 0.1091 | 0.1448 | 0.2032 | 0.2039
2014-10-16 | 9時 |  | 0 | 0 | 0 | 0 | [9 empty] | 0 | 0 | 0 | 0 | 0 | 0 | 0 | 0 | 0 | 0 | 0 | 0 | 0 | 0 | 0 | 0 | 0 | 0 | 0 | 0 | 0 | 0 | 0.047552 | 0.00013 | 0.00025 | 0.00038 | 0.0005 | 0.17838 | 0.10971 | 0.042749 |  | 0.3011 | 0.3368 | 0.3953 | 0.396
2014-10-16 | 10時 |  | 0 | 0 | 0 | 0 | [9 empty] | 0 | 0 | 0 | 0 | 0 | 0 | 0 | 0 | 0 | 0 | 0 | 0 | 0 | 0 | 0 | 0 | 0 | 0 | 0 | 0 | 0 | 0 | 0.047552 | 0.00033 | 0.00067 | 0.001 | 0.00133 | 0.093503 | 0 | 0.012523 |  | 0.0483 | 0.0483 | 0.0711 | 0.0717
2014-10-16 | 11時 |  | 0.00045424 | 0 | 0 | 0 | [9 empty] | 0.098194 | 0 | 0 | 0 | 0 | 0 | 0 | 0 | 0 | 0 | 0 | 0 | 0 | 0 | 0 | 0 | 0 | 0 | 0 | 0 | 0 | 0 | 0.047552 | 0.00013 | 0.00025 | 0.00038 | 0.0005 | 0 | 0 | 0.0052775 |  | 0.056 | 0.0561 | 0.0788 | 0.0795
2014-10-16 | 12時 |  | 0 | 0 | 0 | 0 | [9 empty] | 0 | 0 | 0 | 0 | 0 | 0 | 0 | 0 | 0 | 0 | 0 | 0 | 0 | 0 | 0 | 0 | 0 | 0 | 0 | 0 | 0 | 0 | 0.047552 | 0.00338 | 0.00675 | 0.01013 | 0.01351 | 0.05371 | 0 | 0.0052775 |  | 0.1983 | 0.2727 | 0.3698 | 0.3705
2014-10-16 | 13時 |  | 0 | 0 | 0 | 0 | [9 empty] | 0 | 0 | 0 | 0 | 0 | 0 | 0 | 0 | 0 | 0 | 0 | 0 | 0 | 0 | 0 | 0 | 0 | 0 | 0 | 0 | 0 | 0 | 0.047552 | 0.00033 | 0.00067 | 0.001 | 0.00133 | 0.11604 | 0 | 0 |  | 0.0483 | 0.0483 | 0.0711 | 0.0717
2014-10-16 | 14時 |  | 0 | 0 | 0 | 0 | [9 empty] | 0 | 0 | 0 | 0 | 0 | 0 | 0 | 0 | 0 | 0 | 0 | 0 | 0 | 0 | 0 | 0 | 0 | 0 | 0 | 0 | 0 | 0 | 0.047552 | 0.00013 | 0.00025 | 0.00038 | 0.0005 | 0.031168 | 0 | 0.017801 |  | 0.056 | 0.0561 | 0.0788 | 0.0795
2014-10-16 | 15時 |  | 0 | 0 | 0 | 0 | [9 empty] | 0 | 0 | 0 | 0 | 0 | 0 | 0 | 0 | 0 | 0 | 0 | 0 | 0 | 0 | 0 | 0 | 0 | 0 | 0 | 0 | 0 | 0 | 0.047552 | 0.00013 | 0.00025 | 0.00038 | 0.0005 | 0 | 0 | 0 |  | 0.056 | 0.0561 | 0.0788 | 0.0795
2014-10-16 | 16時 |  | 0 | 0 | 0 | 0 | [9 empty] | 0 | 0 | 0 | 0 | 0 | 0 | 0 | 0 | 0 | 0 | 0 | 0 | 0 | 0 | 0 | 0 | 0 | 0 | 0 | 0 | 0 | 0 | 0.047552 | 0.00033 | 0.00067 | 0.001 | 0.00133 | 0.062335 | 0 | 0.0052775 |  | 0.0483 | 0.0483 | 0.0711 | 0.0717
2014-10-16 | 17時 |  | 0.0039758 | 0 | 0.0040853 | 0 | [9 empty] | 0.1056 | 0 | 0 | 0 | 0 | 0.16143 | 0 | 0 | 0 | 0 | 0 | 0 | 0 | 0 | 0 | 0 | 0 | 0 | 0 | 0 | 0 | 0 | 0.047552 | 0.00033 | 0.00067 | 0.001 | 0.00133 | 0.10536 | 0 | 0.0082775 |  | 0.1304 | 0.2048 | 0.3019 | 0.3026
2014-10-16 | 18時 |  | 0.015164 | 0 | 0 | 0 | [9 empty] | 0.10882 | 0 | 0 | 0 | 0 | 0 | 0 | 0 | 0 | 0 | 0 | 0 | 0 | 0 | 0 | 0 | 0 | 0 | 0 | 0 | 0 | 0 | 0.047552 | 0.00642 | 0.01284 | 0.01926 | 0.02568 | 0.12467 | 0 | 0.0082775 |  | 0.303 | 0.3387 | 0.3972 | 0.5469
2014-10-16 | 19時 |  | 0.0076911 | 0 | 0.0095668 | 0 | [9 empty] | 0.10999 | 0 | 0 | 0 | 0 | 0.1659 | 0 | 0 | 0 | 0 | 0 | 0 | 0 | 0 | 0 | 0 | 0 | 0 | 0 | 0 | 0 | 0 | 0.047552 | 0.00642 | 0.01284 | 0.01926 | 0.02568 | 0.21072 | 0.10708 | 0.0082775 |  | 0.0991 | 0.1348 | 0.1932 | 0.1939
2014-10-16 | 20時 |  | 0.014318 | 0 | 0.017189 | 0 | [9 empty] | 0.11163 | 0 | 0 | 0 | 0 | 0.16779 | 0 | 0 | 0 | 0 | 0 | 0 | 0 | 0 | 0 | 0 | 0 | 0 | 0 | 0 | 0 | 0 | 0.047552 | 0.00033 | 0.00067 | 0.001 | 0.00133 | 0.14927 | 0.027125 | 0 |  | 0.0917 | 0.1275 | 0.2102 | 0.2109
2014-10-16 | 21時 |  | 0.034771 | 0 | 0.031504 | 0 | [9 empty] | 0.11347 | 0 | 0 | 0 | 0 | 0.33825 | 0 | 0 | 0 | 0 | 0 | 0 | 0 | 0 | 0 | 0 | 0 | 0 | 0 | 0 | 0 | 0 | 0.047552 | 0.00033 | 0.00067 | 0.001 | 0.00133 | 0.14618 | 0.10814 | 0.031304 |  | 0.1216 | 0.1873 | 0.2837 | 0.2844
2014-10-16 | 22時 |  | 0.070204 | 0 | 0.021495 | 0 | [9 empty] | 0.11561 | 0 | 0 | 0 | 0 | 0.16989 | 0 | 0 | 0 | 0 | 0 | 0 | 0 | 0 | 0 | 0 | 0 | 0 | 0 | 0 | 0 | 0 | 0.047552 | 0.00628 | 0.01256 | 0.01884 | 0.02512 | 0.12467 | 0.16133 | 0.043827 |  | 0.1738 | 0.1917 | 0.262 | 0.2626
2014-10-16 | 23時 |  | 0 | 0 | 0 | 0 | [9 empty] | 0 | 0 | 0 | 0 | 0 | 0 | 0 | 0 | 0 | 0 | 0 | 0 | 0 | 0 | 0 | 0 | 0 | 0 | 0 | 0 | 0 | 0 | 0.047552 | 0.0067 | 0.01339 | 0.02009 | 0.02679 | 0.12467 | 0.18881 | 0.031848 |  | 0.1877 | 0.2176 | 0.2756 | 0.2763
2014-10-17 | 0時 |  | 0 | 0 | 0 | 0 | [9 empty] | 0 | 0 | 0 | 0 | 0 | 0 | 0 | 0 | 0 | 0 | 0 | 0 | 0 | 0 | 0 | 0 | 0 | 0 | 0 | 0 | 0 | 0 | 0.047552 | 0.00013 | 0.00025 | 0.00038 | 0.0005 | 0 | 0.078899 | 0.011656 |  | 0.1578 | 0.1578 | 0.1806 | 0.1812
2014-10-17 | 1時 |  | 0 | 0 | 0 | 0 | [9 empty] | 0 | 0 | 0 | 0 | 0 | 0 | 0 | 0 | 0 | 0 | 0 | 0 | 0 | 0 | 0 | 0 | 0 | 0 | 0 | 0 | 0 | 0 | 0.047552 | 0.00013 | 0.00025 | 0.00038 | 0.0005 | 0 | 0 | 0 |  | 0.0483 | 0.0483 | 0.0711 | 0.0717
2014-10-17 | 2時 |  | 0 | 0 | 0 | 0 | [9 empty] | 0 | 0 | 0 | 0 | 0 | 0 | 0 | 0 | 0 | 0 | 0 | 0 | 0 | 0 | 0 | 0 | 0 | 0 | 0 | 0 | 0 | 0 | 0.047552 | 0.00013 | 0.00025 | 0.00038 | 0.0005 | 0 | 0 | 0 |  | 0.056 | 0.0561 | 0.0788 | 0.0795
2014-10-17 | 3時 |  | 0 | 0 | 0 | 0 | [9 empty] | 0 | 0 | 0 | 0 | 0 | 0 | 0 | 0 | 0 | 0 | 0 | 0 | 0 | 0 | 0 | 0 | 0 | 0 | 0 | 0 | 0 | 0 | 0.047552 | 0.00013 | 0.00025 | 0.00038 | 0.0005 | 0 | 0 | 0 |  | 0.056 | 0.0561 | 0.0788 | 0.0795
2014-10-17 | 4時 |  | 0 | 0 | 0 | 0 | [9 empty] | 0 | 0 | 0 | 0 | 0 | 0 | 0 | 0 | 0 | 0 | 0 | 0 | 0 | 0 | 0 | 0 | 0 | 0 | 0 | 0 | 0 | 0 | 0.047552 | 0.00013 | 0.00025 | 0.00038 | 0.0005 | 0 | 0 | 0 |  | 0.0483 | 0.0483 | 0.0711 | 0.0717
2014-10-17 | 5時 |  | 13.3797 | 0 | 0 | 0 | [9 empty] | 1.5176 | 0 | 0 | 0 | 0 | 0 | 0 | 0 | 0 | 0 | 0 | 0 | 0 | 0 | 0 | 0 | 0 | 0 | 0 | 0 | 0 | 0 | 0.047552 | 0.00013 | 0.00025 | 0.00038 | 0.0005 | 0 | 0 | 0 |  | 0.056 | 0.0561 | 0.0788 | 0.0795
2014-10-17 | 6時 |  | 2.3977 | 0 | 0 | 0 | [9 empty] | 0.2431 | 0 | 0 | 0 | 0 | 0 | 0 | 0 | 0 | 0 | 0 | 0 | 0 | 0 | 0 | 0 | 0 | 0 | 0 | 0 | 0 | 0 | 0.047552 | 0.00338 | 0.00675 | 0.01013 | 0.01351 | 0 | 0.024649 | 0.011815 |  | 0.1925 | 0.2611 | 0.3525 | 0.3531
2014-10-17 | 7時 |  | 0.065672 | 0 | 0 | 0 | [9 empty] | 0.11329 | 0 | 0 | 0 | 0 | 0 | 0 | 0 | 0 | 0 | 0 | 0 | 0 | 0 | 0 | 0 | 0 | 0 | 0 | 0 | 0 | 0 | 0.047552 | 0.00054 | 0.00108 | 0.00163 | 0.00217 | 0.13859 | 0.053895 | 0.036861 |  | 0.1524 | 0.248 | 0.3662 | 0.3669
2014-10-17 | 8時 |  | 0.022926 | 0 | 0 | 0 | [9 empty] | 0.10877 | 0 | 0 | 0 | 0 | 0 | 0 | 0 | 0 | 0 | 0 | 0 | 0 | 0 | 0 | 0 | 0 | 0 | 0 | 0 | 0 | 0 | 0.047552 | 0.00054 | 0.00108 | 0.00163 | 0.00217 | 0.093503 | 0 | 0.035602 |  | 0.1091 | 0.1448 | 0.2032 | 0.2039
2014-10-17 | 9時 |  | 0 | 0 | 0 | 0 | [9 empty] | 0 | 0 | 0 | 0 | 0 | 0 | 0 | 0 | 0 | 0 | 0 | 0 | 0 | 0 | 0 | 0 | 0 | 0 | 0 | 0 | 0 | 0 | 0.047552 | 0.00013 | 0.00025 | 0.00038 | 0.0005 | 0.17838 | 0.10971 | 0.042749 |  | 0.3011 | 0.3368 | 0.3953 | 0.396
2014-10-17 | 10時 |  | 0 | 0 | 0 | 0 | [9 empty] | 0 | 0 | 0 | 0 | 0 | 0 | 0 | 0 | 0 | 0 | 0 | 0 | 0 | 0 | 0 | 0 | 0 | 0 | 0 | 0 | 0 | 0 | 0.047552 | 0.00033 | 0.00067 | 0.001 | 0.00133 | 0.093503 | 0 | 0.012523 |  | 0.0483 | 0.0483 | 0.0711 | 0.0717
2014-10-17 | 11時 |  | 0.017379 | 0 | 0 | 0 | [9 empty] | 0.099028 | 0 | 0 | 0 | 0 | 0 | 0 | 0 | 0 | 0 | 0 | 0 | 0 | 0 | 0 | 0 | 0 | 0 | 0 | 0 | 0 | 0 | 0.047552 | 0.00013 | 0.00025 | 0.00038 | 0.0005 | 0 | 0 | 0.0052775 |  | 0.056 | 0.0561 | 0.0788 | 0.0795
2014-10-17 | 12時 |  | 0 | 0 | 0 | 0 | [9 empty] | 0 | 0 | 0 | 0 | 0 | 0 | 0 | 0 | 0 | 0 | 0 | 0 | 0 | 0 | 0 | 0 | 0 | 0 | 0 | 0 | 0 | 0 | 0.047552 | 0.00338 | 0.00675 | 0.01013 | 0.01351 | 0.05371 | 0 | 0.0052775 |  | 0.1983 | 0.2727 | 0.3698 | 0.3705
2014-10-17 | 13時 |  | 0 | 0 | 0 | 0 | [9 empty] | 0 | 0 | 0 | 0 | 0 | 0 | 0 | 0 | 0 | 0 | 0 | 0 | 0 | 0 | 0 | 0 | 0 | 0 | 0 | 0 | 0 | 0 | 0.047552 | 0.00033 | 0.00067 | 0.001 | 0.00133 | 0.11604 | 0 | 0 |  | 0.0483 | 0.0483 | 0.0711 | 0.0717
2014-10-17 | 14時 |  | 0 | 0 | 0 | 0 | [9 empty] | 0 | 0 | 0 | 0 | 0 | 0 | 0 | 0 | 0 | 0 | 0 | 0 | 0 | 0 | 0 | 0 | 0 | 0 | 0 | 0 | 0 | 0 | 0.047552 | 0.00013 | 0.00025 | 0.00038 | 0.0005 | 0.031168 | 0 | 0.017801 |  | 0.056 | 0.0561 | 0.0788 | 0.0795
2014-10-17 | 15時 |  | 0.0048644 | 0 | 0 | 0 | [9 empty] | 0.10067 | 0 | 0 | 0 | 0 | 0 | 0 | 0 | 0 | 0 | 0 | 0 | 0 | 0 | 0 | 0 | 0 | 0 | 0 | 0 | 0 | 0 | 0.047552 | 0.00013 | 0.00025 | 0.00038 | 0.0005 | 0 | 0 | 0 |  | 0.056 | 0.0561 | 0.0788 | 0.0795
2014-10-17 | 16時 |  | 0.0039352 | 0 | 0 | 0 | [9 empty] | 0.10286 | 0 | 0 | 0 | 0 | 0 | 0 | 0 | 0 | 0 | 0 | 0 | 0 | 0 | 0 | 0 | 0 | 0 | 0 | 0 | 0 | 0 | 0.047552 | 0.00033 | 0.00067 | 0.001 | 0.00133 | 0.062335 | 0 | 0.0052775 |  | 0.0483 | 0.0483 | 0.0711 | 0.0717
2014-10-17 | 17時 |  | 0.010777 | 0 | 0.010481 | 0 | [9 empty] | 0.10421 | 0 | 0 | 0 | 0 | 0.16019 | 0 | 0 | 0 | 0 | 0 | 0 | 0 | 0 | 0 | 0 | 0 | 0 | 0 | 0 | 0 | 0 | 0.047552 | 0.00033 | 0.00067 | 0.001 | 0.00133 | 0.10536 | 0 | 0.0082775 |  | 0.1304 | 0.2048 | 0.3019 | 0.3026
2014-10-17 | 18時 |  | 0.021062 | 0 | 0 | 0 | [9 empty] | 0.11001 | 0 | 0 | 0 | 0 | 0 | 0 | 0 | 0 | 0 | 0 | 0 | 0 | 0 | 0 | 0 | 0 | 0 | 0 | 0 | 0 | 0 | 0.047552 | 0.00642 | 0.01284 | 0.01926 | 0.02568 | 0.12467 | 0 | 0.0082775 |  | 0.303 | 0.3387 | 0.3972 | 0.5469
2014-10-17 | 19時 |  | 0.011754 | 0 | 0.014917 | 0 | [9 empty] | 0.11069 | 0 | 0 | 0 | 0 | 0.1666 | 0 | 0 | 0 | 0 | 0 | 0 | 0 | 0 | 0 | 0 | 0 | 0 | 0 | 0 | 0 | 0 | 0.047552 | 0.00642 | 0.01284 | 0.01926 | 0.02568 | 0.21072 | 0.10708 | 0.0082775 |  | 0.0991 | 0.1348 | 0.1932 | 0.1939
2014-10-17 | 20時 |  | 0.023666 | 0 | 0.03424 | 0 | [9 empty] | 0.11228 | 0 | 0 | 0 | 0 | 0.16813 | 0 | 0 | 0 | 0 | 0 | 0 | 0 | 0 | 0 | 0 | 0 | 0 | 0 | 0 | 0 | 0 | 0.047552 | 0.00033 | 0.00067 | 0.001 | 0.00133 | 0.14927 | 0.027125 | 0 |  | 0.0917 | 0.1275 | 0.2102 | 0.2109
2014-10-17 | 21時 |  | 0.062976 | 0 | 0.051472 | 0 | [9 empty] | 0.11481 | 0 | 0 | 0 | 0 | 0.33861 | 0 | 0 | 0 | 0 | 0 | 0 | 0 | 0 | 0 | 0 | 0 | 0 | 0 | 0 | 0 | 0 | 0.047552 | 0.00033 | 0.00067 | 0.001 | 0.00133 | 0.14618 | 0.10814 | 0.031304 |  | 0.1216 | 0.1873 | 0.2837 | 0.2844
2014-10-17 | 22時 |  | 0.086208 | 0 | 0.027888 | 0 | [9 empty] | 0.11768 | 0 | 0 | 0 | 0 | 0.1716 | 0 | 0 | 0 | 0 | 0 | 0 | 0 | 0 | 0 | 0 | 0 | 0 | 0 | 0 | 0 | 0 | 0.047552 | 0.00628 | 0.01256 | 0.01884 | 0.02512 | 0.12467 | 0.16133 | 0.043827 |  | 0.1738 | 0.1917 | 0.262 | 0.2626
2014-10-17 | 23時 |  | 0 | 0 | 0 | 0 | [9 empty] | 0 | 0 | 0 | 0 | 0 | 0 | 0 | 0 | 0 | 0 | 0 | 0 | 0 | 0 | 0 | 0 | 0 | 0 | 0 | 0 | 0 | 0 | 0.047552 | 0.0067 | 0.01339 | 0.02009 | 0.02679 | 0.12467 | 0.18881 | 0.031848 |  | 0.1877 | 0.2176 | 0.2756 | 0.2763
2014-10-18 | 0時 |  | 0 | 0 | 0 | 0 | [9 empty] | 0 | 0 | 0 | 0 | 0 | 0 | 0 | 0 | 0 | 0 | 0 | 0 | 0 | 0 | 0 | 0 | 0 | 0 | 0 | 0 | 0 | 0 | 0.047552 | 0.00013 | 0.00025 | 0.00038 | 0.0005 | 0 | 0.078899 | 0.011656 |  | 0.1578 | 0.1578 | 0.1806 | 0.1812
2014-10-18 | 1時 |  | 0 | 0 | 0 | 0 | [9 empty] | 0 | 0 | 0 | 0 | 0 | 0 | 0 | 0 | 0 | 0 | 0 | 0 | 0 | 0 | 0 | 0 | 0 | 0 | 0 | 0 | 0 | 0 | 0.047552 | 0.00013 | 0.00025 | 0.00038 | 0.0005 | 0 | 0 | 0 |  | 0.0483 | 0.0483 | 0.0711 | 0.0717
2014-10-18 | 2時 |  | 0 | 0 | 0 | 0 | [9 empty] | 0 | 0 | 0 | 0 | 0 | 0 | 0 | 0 | 0 | 0 | 0 | 0 | 0 | 0 | 0 | 0 | 0 | 0 | 0 | 0 | 0 | 0 | 0.047552 | 0.00013 | 0.00025 | 0.00038 | 0.0005 | 0 | 0 | 0 |  | 0.056 | 0.0561 | 0.0788 | 0.0795
2014-10-18 | 3時 |  | 0 | 0 | 0 | 0 | [9 empty] | 0 | 0 | 0 | 0 | 0 | 0 | 0 | 0 | 0 | 0 | 0 | 0 | 0 | 0 | 0 | 0 | 0 | 0 | 0 | 0 | 0 | 0 | 0.047552 | 0.00013 | 0.00025 | 0.00038 | 0.0005 | 0 | 0 | 0 |  | 0.056 | 0.0561 | 0.0788 | 0.0795
2014-10-18 | 4時 |  | 0 | 0 | 0 | 0 | [9 empty] | 0 | 0 | 0 | 0 | 0 | 0 | 0 | 0 | 0 | 0 | 0 | 0 | 0 | 0 | 0 | 0 | 0 | 0 | 0 | 0 | 0 | 0 | 0.047552 | 0.00013 | 0.00025 | 0.00038 | 0.0005 | 0 | 0 | 0 |  | 0.0483 | 0.0483 | 0.0711 | 0.0717
2014-10-18 | 5時 |  | 14.4094 | 0 | 0 | 0 | [9 empty] | 1.7026 | 0 | 0 | 0 | 0 | 0 | 0 | 0 | 0 | 0 | 0 | 0 | 0 | 0 | 0 | 0 | 0 | 0 | 0 | 0 | 0 | 0 | 0.047552 | 0.00013 | 0.00025 | 0.00038 | 0.0005 | 0 | 0 | 0 |  | 0.056 | 0.0561 | 0.0788 | 0.0795
2014-10-18 | 6時 |  | 3.0608 | 0 | 0 | 0 | [9 empty] | 0.28413 | 0 | 0 | 0 | 0 | 0 | 0 | 0 | 0 | 0 | 0 | 0 | 0 | 0 | 0 | 0 | 0 | 0 | 0 | 0 | 0 | 0 | 0.047552 | 0.00338 | 0.00675 | 0.01013 | 0.01351 | 0 | 0.024649 | 0.011815 |  | 0.1925 | 0.2611 | 0.3525 | 0.3531
2014-10-18 | 7時 |  | 0.20267 | 0 | 0 | 0 | [9 empty] | 0.12051 | 0 | 0 | 0 | 0 | 0 | 0 | 0 | 0 | 0 | 0 | 0 | 0 | 0 | 0 | 0 | 0 | 0 | 0 | 0 | 0 | 0 | 0.047552 | 0.00054 | 0.00108 | 0.00163 | 0.00217 | 0.13859 | 0.053895 | 0.036861 |  | 0.1524 | 0.248 | 0.3662 | 0.3669
2014-10-18 | 8時 |  | 0.021662 | 0 | 0 | 0 | [9 empty] | 0.10815 | 0 | 0 | 0 | 0 | 0 | 0 | 0 | 0 | 0 | 0 | 0 | 0 | 0 | 0 | 0 | 0 | 0 | 0 | 0 | 0 | 0 | 0.047552 | 0.00054 | 0.00108 | 0.00163 | 0.00217 | 0.093503 | 0 | 0.035602 |  | 0.1091 | 0.1448 | 0.2032 | 0.2039
2014-10-18 | 9時 |  | 0 | 0 | 0 | 0 | [9 empty] | 0 | 0 | 0 | 0 | 0 | 0 | 0 | 0 | 0 | 0 | 0 | 0 | 0 | 0 | 0 | 0 | 0 | 0 | 0 | 0 | 0 | 0 | 0.047552 | 0.00013 | 0.00025 | 0.00038 | 0.0005 | 0.17838 | 0.10971 | 0.042749 |  | 0.3011 | 0.3368 | 0.3953 | 0.396
2014-10-18 | 10時 |  | 0 | 0 | 0 | 0 | [9 empty] | 0 | 0 | 0 | 0 | 0 | 0 | 0 | 0 | 0 | 0 | 0 | 0 | 0 | 0 | 0 | 0 | 0 | 0 | 0 | 0 | 0 | 0 | 0.047552 | 0.00033 | 0.00067 | 0.001 | 0.00133 | 0.093503 | 0 | 0.012523 |  | 0.0483 | 0.0483 | 0.0711 | 0.0717
2014-10-18 | 11時 |  | 0.020052 | 0 | 0 | 0 | [9 empty] | 0.1009 | 0 | 0 | 0 | 0 | 0 | 0 | 0 | 0 | 0 | 0 | 0 | 0 | 0 | 0 | 0 | 0 | 0 | 0 | 0 | 0 | 0 | 0.047552 | 0.00013 | 0.00025 | 0.00038 | 0.0005 | 0 | 0 | 0.0052775 |  | 0.056 | 0.0561 | 0.0788 | 0.0795
2014-10-18 | 12時 |  | 0.0035949 | 0 | 0 | 0 | [9 empty] | 0.10107 | 0 | 0 | 0 | 0 | 0 | 0 | 0 | 0 | 0 | 0 | 0 | 0 | 0 | 0 | 0 | 0 | 0 | 0 | 0 | 0 | 0 | 0.047552 | 0.00338 | 0.00675 | 0.01013 | 0.01351 | 0.05371 | 0 | 0.0052775 |  | 0.1983 | 0.2727 | 0.3698 | 0.3705
2014-10-18 | 13時 |  | 0 | 0 | 0 | 0 | [9 empty] | 0 | 0 | 0 | 0 | 0 | 0 | 0 | 0 | 0 | 0 | 0 | 0 | 0 | 0 | 0 | 0 | 0 | 0 | 0 | 0 | 0 | 0 | 0.047552 | 0.00033 | 0.00067 | 0.001 | 0.00133 | 0.11604 | 0 | 0 |  | 0.0483 | 0.0483 | 0.0711 | 0.0717
2014-10-18 | 14時 |  | 0 | 0 | 0 | 0 | [9 empty] | 0 | 0 | 0 | 0 | 0 | 0 | 0 | 0 | 0 | 0 | 0 | 0 | 0 | 0 | 0 | 0 | 0 | 0 | 0 | 0 | 0 | 0 | 0.047552 | 0.00013 | 0.00025 | 0.00038 | 0.0005 | 0.031168 | 0 | 0.017801 |  | 0.056 | 0.0561 | 0.0788 | 0.0795
2014-10-18 | 15時 |  | 0.012482 | 0 | 0 | 0 | [9 empty] | 0.10226 | 0 | 0 | 0 | 0 | 0 | 0 | 0 | 0 | 0 | 0 | 0 | 0 | 0 | 0 | 0 | 0 | 0 | 0 | 0 | 0 | 0 | 0.047552 | 0.00013 | 0.00025 | 0.00038 | 0.0005 | 0 | 0 | 0 |  | 0.056 | 0.0561 | 0.0788 | 0.0795
2014-10-18 | 16時 |  | 0.011144 | 0 | 0 | 0 | [9 empty] | 0.10772 | 0 | 0 | 0 | 0 | 0 | 0 | 0 | 0 | 0 | 0 | 0 | 0 | 0 | 0 | 0 | 0 | 0 | 0 | 0 | 0 | 0 | 0.047552 | 0.00033 | 0.00067 | 0.001 | 0.00133 | 0.062335 | 0 | 0.0052775 |  | 0.0483 | 0.0483 | 0.0711 | 0.0717
2014-10-18 | 17時 |  | 0.023098 | 0 | 0.01677 | 0 | [9 empty] | 0.10979 | 0 | 0 | 0 | 0 | 0.16512 | 0 | 0 | 0 | 0 | 0 | 0 | 0 | 0 | 0 | 0 | 0 | 0 | 0 | 0 | 0 | 0 | 0.047552 | 0.00033 | 0.00067 | 0.001 | 0.00133 | 0.10536 | 0 | 0.0082775 |  | 0.1304 | 0.2048 | 0.3019 | 0.3026
2014-10-18 | 18時 |  | 0.020885 | 0 | 0 | 0 | [9 empty] | 0.10798 | 0 | 0 | 0 | 0 | 0 | 0 | 0 | 0 | 0 | 0 | 0 | 0 | 0 | 0 | 0 | 0 | 0 | 0 | 0 | 0 | 0 | 0.047552 | 0.00642 | 0.01284 | 0.01926 | 0.02568 | 0.12467 | 0 | 0.0082775 |  | 0.303 | 0.3387 | 0.3972 | 0.5469
2014-10-18 | 19時 |  | 0.011266 | 0 | 0.017375 | 0 | [9 empty] | 0.10842 | 0 | 0 | 0 | 0 | 0.16392 | 0 | 0 | 0 | 0 | 0 | 0 | 0 | 0 | 0 | 0 | 0 | 0 | 0 | 0 | 0 | 0 | 0.047552 | 0.00642 | 0.01284 | 0.01926 | 0.02568 | 0.21072 | 0.10708 | 0.0082775 |  | 0.0991 | 0.1348 | 0.1932 | 0.1939
2014-10-18 | 20時 |  | 0.029867 | 0 | 0.037136 | 0 | [9 empty] | 0.10942 | 0 | 0 | 0 | 0 | 0.16442 | 0 | 0 | 0 | 0 | 0 | 0 | 0 | 0 | 0 | 0 | 0 | 0 | 0 | 0 | 0 | 0 | 0.047552 | 0.00033 | 0.00067 | 0.001 | 0.00133 | 0.14927 | 0.027125 | 0 |  | 0.0917 | 0.1275 | 0.2102 | 0.2109
2014-10-18 | 21時 |  | 0.051317 | 0 | 0.044153 | 0 | [9 empty] | 0.11055 | 0 | 0 | 0 | 0 | 0.3298 | 0 | 0 | 0 | 0 | 0 | 0 | 0 | 0 | 0 | 0 | 0 | 0 | 0 | 0 | 0 | 0 | 0.047552 | 0.00033 | 0.00067 | 0.001 | 0.00133 | 0.14618 | 0.10814 | 0.031304 |  | 0.1216 | 0.1873 | 0.2837 | 0.2844
2014-10-18 | 22時 |  | 0.062624 | 0 | 0.019067 | 0 | [9 empty] | 0.11091 | 0 | 0 | 0 | 0 | 0.16487 | 0 | 0 | 0 | 0 | 0 | 0 | 0 | 0 | 0 | 0 | 0 | 0 | 0 | 0 | 0 | 0 | 0.047552 | 0.00628 | 0.01256 | 0.01884 | 0.02512 | 0.12467 | 0.16133 | 0.043827 |  | 0.1738 | 0.1917 | 0.262 | 0.2626
2014-10-18 | 23時 |  | 0 | 0 | 0 | 0 | [9 empty] | 0 | 0 | 0 | 0 | 0 | 0 | 0 | 0 | 0 | 0 | 0 | 0 | 0 | 0 | 0 | 0 | 0 | 0 | 0 | 0 | 0 | 0 | 0.047552 | 0.0067 | 0.01339 | 0.02009 | 0.02679 | 0.12467 | 0.18881 | 0.031848 |  | 0.1877 | 0.2176 | 0.2756 | 0.2763
2014-10-19 | 0時 |  | 0 | 0 | 0 | 0 | [9 empty] | 0 | 0 | 0 | 0 | 0 | 0 | 0 | 0 | 0 | 0 | 0 | 0 | 0 | 0 | 0 | 0 | 0 | 0 | 0 | 0 | 0 | 0 | 0.047552 | 0.00013 | 0.00025 | 0.00038 | 0.0005 | 0 | 0.078899 | 0.011656 |  | 0.1578 | 0.1578 | 0.1806 | 0.1812
2014-10-19 | 1時 |  | 0 | 0 | 0 | 0 | [9 empty] | 0 | 0 | 0 | 0 | 0 | 0 | 0 | 0 | 0 | 0 | 0 | 0 | 0 | 0 | 0 | 0 | 0 | 0 | 0 | 0 | 0 | 0 | 0.047552 | 0.00013 | 0.00025 | 0.00038 | 0.0005 | 0 | 0 | 0 |  | 0.0483 | 0.0483 | 0.0711 | 0.0717
2014-10-19 | 2時 |  | 0 | 0 | 0 | 0 | [9 empty] | 0 | 0 | 0 | 0 | 0 | 0 | 0 | 0 | 0 | 0 | 0 | 0 | 0 | 0 | 0 | 0 | 0 | 0 | 0 | 0 | 0 | 0 | 0.047552 | 0.00013 | 0.00025 | 0.00038 | 0.0005 | 0 | 0 | 0 |  | 0.056 | 0.0561 | 0.0788 | 0.0795
2014-10-19 | 3時 |  | 0 | 0 | 0 | 0 | [9 empty] | 0 | 0 | 0 | 0 | 0 | 0 | 0 | 0 | 0 | 0 | 0 | 0 | 0 | 0 | 0 | 0 | 0 | 0 | 0 | 0 | 0 | 0 | 0.047552 | 0.00013 | 0.00025 | 0.00038 | 0.0005 | 0 | 0 | 0 |  | 0.056 | 0.0561 | 0.0788 | 0.0795
2014-10-19 | 4時 |  | 0 | 0 | 0 | 0 | [9 empty] | 0 | 0 | 0 | 0 | 0 | 0 | 0 | 0 | 0 | 0 | 0 | 0 | 0 | 0 | 0 | 0 | 0 | 0 | 0 | 0 | 0 | 0 | 0.047552 | 0.00013 | 0.00025 | 0.00038 | 0.0005 | 0 | 0 | 0 |  | 0.0483 | 0.0483 | 0.0711 | 0.0717
2014-10-19 | 5時 |  | 9.9374 | 0 | 0 | 0 | [9 empty] | 0.68134 | 0 | 0 | 0 | 0 | 0 | 0 | 0 | 0 | 0 | 0 | 0 | 0 | 0 | 0 | 0 | 0 | 0 | 0 | 0 | 0 | 0 | 0.047552 | 0.00013 | 0.00025 | 0.00038 | 0.0005 | 0 | 0 | 0 |  | 0.056 | 0.0561 | 0.0788 | 0.0795
2014-10-19 | 6時 |  | 2.8525 | 0 | 0 | 0 | [9 empty] | 0.22743 | 0 | 0 | 0 | 0 | 0 | 0 | 0 | 0 | 0 | 0 | 0 | 0 | 0 | 0 | 0 | 0 | 0 | 0 | 0 | 0 | 0 | 0.047552 | 0.00338 | 0.00675 | 0.01013 | 0.01351 | 0 | 0.024649 | 0.011815 |  | 0.1925 | 0.2611 | 0.3525 | 0.3531
2014-10-19 | 7時 |  | 2.3775 | 0 | 0 | 0 | [9 empty] | 0.19822 | 0 | 0 | 0 | 0 | 0 | 0 | 0 | 0 | 0 | 0 | 0 | 0 | 0 | 0 | 0 | 0 | 0 | 0 | 0 | 0 | 0 | 0.047552 | 0.00054 | 0.00108 | 0.00163 | 0.00217 | 0.13859 | 0.053895 | 0.036861 |  | 0.1524 | 0.248 | 0.3662 | 0.3669
2014-10-19 | 8時 |  | 1.8273 | 0 | 0 | 0 | [9 empty] | 0.16986 | 0 | 0 | 0 | 0 | 0 | 0 | 0 | 0 | 0 | 0 | 0 | 0 | 0 | 0 | 0 | 0 | 0 | 0 | 0 | 0 | 0 | 0.047552 | 0.00054 | 0.00108 | 0.00163 | 0.00217 | 0.093503 | 0 | 0.035602 |  | 0.1091 | 0.1448 | 0.2032 | 0.2039
2014-10-19 | 9時 |  | 0 | 0 | 0 | 0 | [9 empty] | 0 | 0 | 0 | 0 | 0 | 0 | 0 | 0 | 0 | 0 | 0 | 0 | 0 | 0 | 0 | 0 | 0 | 0 | 0 | 0 | 0 | 0 | 0.047552 | 0.00013 | 0.00025 | 0.00038 | 0.0005 | 0.17838 | 0.10971 | 0.042749 |  | 0.3011 | 0.3368 | 0.3953 | 0.396
2014-10-19 | 10時 |  | 0 | 0 | 0 | 0 | [9 empty] | 0 | 0 | 0 | 0 | 0 | 0 | 0 | 0 | 0 | 0 | 0 | 0 | 0 | 0 | 0 | 0 | 0 | 0 | 0 | 0 | 0 | 0 | 0.047552 | 0.00033 | 0.00067 | 0.001 | 0.00133 | 0.093503 | 0 | 0.012523 |  | 0.0483 | 0.0483 | 0.0711 | 0.0717
2014-10-19 | 11時 |  | 4.1179 | 0 | 0 | 0 | [9 empty] | 0.25689 | 0 | 0 | 0 | 0 | 0 | 0 | 0 | 0 | 0 | 0 | 0 | 0 | 0 | 0 | 0 | 0 | 0 | 0 | 0 | 0 | 0 | 0.047552 | 0.00013 | 0.00025 | 0.00038 | 0.0005 | 0 | 0 | 0.0052775 |  | 0.056 | 0.0561 | 0.0788 | 0.0795
2014-10-19 | 12時 |  | 1.5847 | 0 | 0 | 0 | [9 empty] | 0.15362 | 0 | 0 | 0 | 0 | 0 | 0 | 0 | 0 | 0 | 0 | 0 | 0 | 0 | 0 | 0 | 0 | 0 | 0 | 0 | 0 | 0 | 0.047552 | 0.00338 | 0.00675 | 0.01013 | 0.01351 | 0.05371 | 0 | 0.0052775 |  | 0.1983 | 0.2727 | 0.3698 | 0.3705
2014-10-19 | 13時 |  | 0 | 0 | 0 | 0 | [9 empty] | 0 | 0 | 0 | 0 | 0 | 0 | 0 | 0 | 0 | 0 | 0 | 0 | 0 | 0 | 0 | 0 | 0 | 0 | 0 | 0 | 0 | 0 | 0.047552 | 0.00033 | 0.00067 | 0.001 | 0.00133 | 0.11604 | 0 | 0 |  | 0.0483 | 0.0483 | 0.0711 | 0.0717
2014-10-19 | 14時 |  | 0 | 0 | 0 | 0 | [9 empty] | 0 | 0 | 0 | 0 | 0 | 0 | 0 | 0 | 0 | 0 | 0 | 0 | 0 | 0 | 0 | 0 | 0 | 0 | 0 | 0 | 0 | 0 | 0.047552 | 0.00013 | 0.00025 | 0.00038 | 0.0005 | 0.031168 | 0 | 0.017801 |  | 0.056 | 0.0561 | 0.0788 | 0.0795
2014-10-19 | 15時 |  | 4.5096 | 0 | 0 | 0 | [9 empty] | 0.27757 | 0 | 0 | 0 | 0 | 0 | 0 | 0 | 0 | 0 | 0 | 0 | 0 | 0 | 0 | 0 | 0 | 0 | 0 | 0 | 0 | 0 | 0.047552 | 0.00013 | 0.00025 | 0.00038 | 0.0005 | 0 | 0 | 0 |  | 0.056 | 0.0561 | 0.0788 | 0.0795
2014-10-19 | 16時 |  | 2.087 | 0 | 0 | 0 | [9 empty] | 0.17402 | 0 | 0 | 0 | 0 | 0 | 0 | 0 | 0 | 0 | 0 | 0 | 0 | 0 | 0 | 0 | 0 | 0 | 0 | 0 | 0 | 0 | 0.047552 | 0.00033 | 0.00067 | 0.001 | 0.00133 | 0.062335 | 0 | 0.0052775 |  | 0.0483 | 0.0483 | 0.0711 | 0.0717
2014-10-19 | 17時 |  | 3.2304 | 0 | 3.3957 | 0 | [9 empty] | 0.22748 | 0 | 0 | 0 | 0 | 0.23335 | 0 | 0 | 0 | 0 | 0 | 0 | 0 | 0 | 0 | 0 | 0 | 0 | 0 | 0 | 0 | 0 | 0.047552 | 0.00033 | 0.00067 | 0.001 | 0.00133 | 0.10536 | 0 | 0.0082775 |  | 0.1304 | 0.2048 | 0.3019 | 0.3026
2014-10-19 | 18時 |  | 3.0757 | 0 | 0 | 0 | [9 empty] | 0.22164 | 0 | 0 | 0 | 0 | 0 | 0 | 0 | 0 | 0 | 0 | 0 | 0 | 0 | 0 | 0 | 0 | 0 | 0 | 0 | 0 | 0 | 0.047552 | 0.00642 | 0.01284 | 0.01926 | 0.02568 | 0.12467 | 0 | 0.0082775 |  | 0.303 | 0.3387 | 0.3972 | 0.5469
2014-10-19 | 19時 |  | 1.224 | 0 | 3.002 | 0 | [9 empty] | 0.14883 | 0 | 0 | 0 | 0 | 0.22003 | 0 | 0 | 0 | 0 | 0 | 0 | 0 | 0 | 0 | 0 | 0 | 0 | 0 | 0 | 0 | 0 | 0.047552 | 0.00642 | 0.01284 | 0.01926 | 0.02568 | 0.21072 | 0.10708 | 0.0082775 |  | 0.0991 | 0.1348 | 0.1932 | 0.1939
2014-10-19 | 20時 |  | 1.6459 | 0 | 2.3092 | 0 | [9 empty] | 0.16445 | 0 | 0 | 0 | 0 | 0.19759 | 0 | 0 | 0 | 0 | 0 | 0 | 0 | 0 | 0 | 0 | 0 | 0 | 0 | 0 | 0 | 0 | 0.047552 | 0.00033 | 0.00067 | 0.001 | 0.00133 | 0.14927 | 0.027125 | 0 |  | 0.0917 | 0.1275 | 0.2102 | 0.2109
2014-10-19 | 21時 |  | 1.9616 | 0 | 2.118 | 0 | [9 empty] | 0.17751 | 0 | 0 | 0 | 0 | 0.34277 | 0 | 0 | 0 | 0 | 0 | 0 | 0 | 0 | 0 | 0 | 0 | 0 | 0 | 0 | 0 | 0 | 0.047552 | 0.00033 | 0.00067 | 0.001 | 0.00133 | 0.14618 | 0.10814 | 0.031304 |  | 0.1216 | 0.1873 | 0.2837 | 0.2844
2014-10-19 | 22時 |  | 2.1553 | 0 | 0.73137 | 0 | [9 empty] | 0.18532 | 0 | 0 | 0 | 0 | 0.16682 | 0 | 0 | 0 | 0 | 0 | 0 | 0 | 0 | 0 | 0 | 0 | 0 | 0 | 0 | 0 | 0 | 0.047552 | 0.00628 | 0.01256 | 0.01884 | 0.02512 | 0.12467 | 0.16133 | 0.043827 |  | 0.1738 | 0.1917 | 0.262 | 0.2626
2014-10-19 | 23時 |  | 0 | 0 | 0 | 0 | [9 empty] | 0 | 0 | 0 | 0 | 0 | 0 | 0 | 0 | 0 | 0 | 0 | 0 | 0 | 0 | 0 | 0 | 0 | 0 | 0 | 0 | 0 | 0 | 0.047552 | 0.0067 | 0.01339 | 0.02009 | 0.02679 | 0.12467 | 0.18881 | 0.031848 |  | 0.1877 | 0.2176 | 0.2756 | 0.2763
2014-10-20 | 0時 |  | 0 | 0 | 0 | 0 | [9 empty] | 0 | 0 | 0 | 0 | 0 | 0 | 0 | 0 | 0 | 0 | 0 | 0 | 0 | 0 | 0 | 0 | 0 | 0 | 0 | 0 | 0 | 0 | 0.047552 | 0.00013 | 0.00025 | 0.00038 | 0.0005 | 0 | 0.078899 | 0.011656 |  | 0.1578 | 0.1578 | 0.1806 | 0.1812
2014-10-20 | 1時 |  | 0 | 0 | 0 | 0 | [9 empty] | 0 | 0 | 0 | 0 | 0 | 0 | 0 | 0 | 0 | 0 | 0 | 0 | 0 | 0 | 0 | 0 | 0 | 0 | 0 | 0 | 0 | 0 | 0.047552 | 0.00013 | 0.00025 | 0.00038 | 0.0005 | 0 | 0 | 0 |  | 0.0483 | 0.0483 | 0.0711 | 0.0717
2014-10-20 | 2時 |  | 0 | 0 | 0 | 0 | [9 empty] | 0 | 0 | 0 | 0 | 0 | 0 | 0 | 0 | 0 | 0 | 0 | 0 | 0 | 0 | 0 | 0 | 0 | 0 | 0 | 0 | 0 | 0 | 0.047552 | 0.00013 | 0.00025 | 0.00038 | 0.0005 | 0 | 0 | 0 |  | 0.056 | 0.0561 | 0.0788 | 0.0795
2014-10-20 | 3時 |  | 0 | 0 | 0 | 0 | [9 empty] | 0 | 0 | 0 | 0 | 0 | 0 | 0 | 0 | 0 | 0 | 0 | 0 | 0 | 0 | 0 | 0 | 0 | 0 | 0 | 0 | 0 | 0 | 0.047552 | 0.00013 | 0.00025 | 0.00038 | 0.0005 | 0 | 0 | 0 |  | 0.056 | 0.0561 | 0.0788 | 0.0795
2014-10-20 | 4時 |  | 0 | 0 | 0 | 0 | [9 empty] | 0 | 0 | 0 | 0 | 0 | 0 | 0 | 0 | 0 | 0 | 0 | 0 | 0 | 0 | 0 | 0 | 0 | 0 | 0 | 0 | 0 | 0 | 0.047552 | 0.00013 | 0.00025 | 0.00038 | 0.0005 | 0 | 0 | 0 |  | 0.0483 | 0.0483 | 0.0711 | 0.0717
2014-10-20 | 5時 |  | 10.2904 | 0 | 0 | 0 | [9 empty] | 0.68134 | 0 | 0 | 0 | 0 | 0 | 0 | 0 | 0 | 0 | 0 | 0 | 0 | 0 | 0 | 0 | 0 | 0 | 0 | 0 | 0 | 0 | 0.047552 | 0.00013 | 0.00025 | 0.00038 | 0.0005 | 0 | 0 | 0 |  | 0.056 | 0.0561 | 0.0788 | 0.0795
2014-10-20 | 6時 |  | 2.913 | 0 | 0 | 0 | [9 empty] | 0.21655 | 0 | 0 | 0 | 0 | 0 | 0 | 0 | 0 | 0 | 0 | 0 | 0 | 0 | 0 | 0 | 0 | 0 | 0 | 0 | 0 | 0 | 0.047552 | 0.00338 | 0.00675 | 0.01013 | 0.01351 | 0 | 0.024649 | 0.011815 |  | 0.1925 | 0.2611 | 0.3525 | 0.3531
2014-10-20 | 7時 |  | 2.5496 | 0 | 0 | 0 | [9 empty] | 0.19789 | 0 | 0 | 0 | 0 | 0 | 0 | 0 | 0 | 0 | 0 | 0 | 0 | 0 | 0 | 0 | 0 | 0 | 0 | 0 | 0 | 0 | 0.047552 | 0.00054 | 0.00108 | 0.00163 | 0.00217 | 0.13859 | 0.053895 | 0.036861 |  | 0.1524 | 0.248 | 0.3662 | 0.3669
2014-10-20 | 8時 |  | 1.8695 | 0 | 0 | 0 | [9 empty] | 0.16752 | 0 | 0 | 0 | 0 | 0 | 0 | 0 | 0 | 0 | 0 | 0 | 0 | 0 | 0 | 0 | 0 | 0 | 0 | 0 | 0 | 0 | 0.047552 | 0.00054 | 0.00108 | 0.00163 | 0.00217 | 0.093503 | 0 | 0.035602 |  | 0.1091 | 0.1448 | 0.2032 | 0.2039
2014-10-20 | 9時 |  | 0 | 0 | 0 | 0 | [9 empty] | 0 | 0 | 0 | 0 | 0 | 0 | 0 | 0 | 0 | 0 | 0 | 0 | 0 | 0 | 0 | 0 | 0 | 0 | 0 | 0 | 0 | 0 | 0.047552 | 0.00013 | 0.00025 | 0.00038 | 0.0005 | 0.17838 | 0.10971 | 0.042749 |  | 0.3011 | 0.3368 | 0.3953 | 0.396
2014-10-20 | 10時 |  | 0 | 0 | 0 | 0 | [9 empty] | 0 | 0 | 0 | 0 | 0 | 0 | 0 | 0 | 0 | 0 | 0 | 0 | 0 | 0 | 0 | 0 | 0 | 0 | 0 | 0 | 0 | 0 | 0.047552 | 0.00033 | 0.00067 | 0.001 | 0.00133 | 0.093503 | 0 | 0.012523 |  | 0.0483 | 0.0483 | 0.0711 | 0.0717
2014-10-20 | 11時 |  | 5.1833 | 0 | 0 | 0 | [9 empty] | 0.32003 | 0 | 0 | 0 | 0 | 0 | 0 | 0 | 0 | 0 | 0 | 0 | 0 | 0 | 0 | 0 | 0 | 0 | 0 | 0 | 0 | 0 | 0.047552 | 0.00013 | 0.00025 | 0.00038 | 0.0005 | 0 | 0 | 0.0052775 |  | 0.056 | 0.0561 | 0.0788 | 0.0795
2014-10-20 | 12時 |  | 2.306 | 0 | 0 | 0 | [9 empty] | 0.18879 | 0 | 0 | 0 | 0 | 0 | 0 | 0 | 0 | 0 | 0 | 0 | 0 | 0 | 0 | 0 | 0 | 0 | 0 | 0 | 0 | 0 | 0.047552 | 0.00338 | 0.00675 | 0.01013 | 0.01351 | 0.05371 | 0 | 0.0052775 |  | 0.1983 | 0.2727 | 0.3698 | 0.3705
2014-10-20 | 13時 |  | 0 | 0 | 0 | 0 | [9 empty] | 0 | 0 | 0 | 0 | 0 | 0 | 0 | 0 | 0 | 0 | 0 | 0 | 0 | 0 | 0 | 0 | 0 | 0 | 0 | 0 | 0 | 0 | 0.047552 | 0.00033 | 0.00067 | 0.001 | 0.00133 | 0.11604 | 0 | 0 |  | 0.0483 | 0.0483 | 0.0711 | 0.0717
2014-10-20 | 14時 |  | 0 | 0 | 0 | 0 | [9 empty] | 0 | 0 | 0 | 0 | 0 | 0 | 0 | 0 | 0 | 0 | 0 | 0 | 0 | 0 | 0 | 0 | 0 | 0 | 0 | 0 | 0 | 0 | 0.047552 | 0.00013 | 0.00025 | 0.00038 | 0.0005 | 0.031168 | 0 | 0.017801 |  | 0.056 | 0.0561 | 0.0788 | 0.0795
2014-10-20 | 15時 |  | 5.3873 | 0 | 0 | 0 | [9 empty] | 0.32993 | 0 | 0 | 0 | 0 | 0 | 0 | 0 | 0 | 0 | 0 | 0 | 0 | 0 | 0 | 0 | 0 | 0 | 0 | 0 | 0 | 0 | 0.047552 | 0.00013 | 0.00025 | 0.00038 | 0.0005 | 0 | 0 | 0 |  | 0.056 | 0.0561 | 0.0788 | 0.0795
2014-10-20 | 16時 |  | 2.6344 | 0 | 0 | 0 | [9 empty] | 0.2064 | 0 | 0 | 0 | 0 | 0 | 0 | 0 | 0 | 0 | 0 | 0 | 0 | 0 | 0 | 0 | 0 | 0 | 0 | 0 | 0 | 0 | 0.047552 | 0.00033 | 0.00067 | 0.001 | 0.00133 | 0.062335 | 0 | 0.0052775 |  | 0.0483 | 0.0483 | 0.0711 | 0.0717
2014-10-20 | 17時 |  | 4.015 | 0 | 3.9444 | 0 | [9 empty] | 0.28093 | 0 | 0 | 0 | 0 | 0.26396 | 0 | 0 | 0 | 0 | 0 | 0 | 0 | 0 | 0 | 0 | 0 | 0 | 0 | 0 | 0 | 0 | 0.047552 | 0.00033 | 0.00067 | 0.001 | 0.00133 | 0.10536 | 0 | 0.0082775 |  | 0.1304 | 0.2048 | 0.3019 | 0.3026
2014-10-20 | 18時 |  | 4.0154 | 0 | 0 | 0 | [9 empty] | 0.28726 | 0 | 0 | 0 | 0 | 0 | 0 | 0 | 0 | 0 | 0 | 0 | 0 | 0 | 0 | 0 | 0 | 0 | 0 | 0 | 0 | 0 | 0.047552 | 0.00642 | 0.01284 | 0.01926 | 0.02568 | 0.12467 | 0 | 0.0082775 |  | 0.303 | 0.3387 | 0.3972 | 0.5469
2014-10-20 | 19時 |  | 1.852 | 0 | 3.5887 | 0 | [9 empty] | 0.18501 | 0 | 0 | 0 | 0 | 0.25153 | 0 | 0 | 0 | 0 | 0 | 0 | 0 | 0 | 0 | 0 | 0 | 0 | 0 | 0 | 0 | 0 | 0.047552 | 0.00642 | 0.01284 | 0.01926 | 0.02568 | 0.21072 | 0.10708 | 0.0082775 |  | 0.0991 | 0.1348 | 0.1932 | 0.1939
2014-10-20 | 20時 |  | 2.218 | 0 | 2.774 | 0 | [9 empty] | 0.19856 | 0 | 0 | 0 | 0 | 0.21766 | 0 | 0 | 0 | 0 | 0 | 0 | 0 | 0 | 0 | 0 | 0 | 0 | 0 | 0 | 0 | 0 | 0.047552 | 0.00033 | 0.00067 | 0.001 | 0.00133 | 0.14927 | 0.027125 | 0 |  | 0.0917 | 0.1275 | 0.2102 | 0.2109
2014-10-20 | 21時 |  | 2.4951 | 0 | 2.6897 | 0 | [9 empty] | 0.21001 | 0 | 0 | 0 | 0 | 0.35767 | 0 | 0 | 0 | 0 | 0 | 0 | 0 | 0 | 0 | 0 | 0 | 0 | 0 | 0 | 0 | 0 | 0.047552 | 0.00033 | 0.00067 | 0.001 | 0.00133 | 0.14618 | 0.10814 | 0.031304 |  | 0.1216 | 0.1873 | 0.2837 | 0.2844
2014-10-20 | 22時 |  | 2.7382 | 0 | 0.96956 | 0 | [9 empty] | 0.22414 | 0 | 0 | 0 | 0 | 0.17229 | 0 | 0 | 0 | 0 | 0 | 0 | 0 | 0 | 0 | 0 | 0 | 0 | 0 | 0 | 0 | 0 | 0.047552 | 0.00628 | 0.01256 | 0.01884 | 0.02512 | 0.12467 | 0.16133 | 0.043827 |  | 0.1738 | 0.1917 | 0.262 | 0.2626
2014-10-20 | 23時 |  | 0 | 0 | 0 | 0 | [9 empty] | 0 | 0 | 0 | 0 | 0 | 0 | 0 | 0 | 0 | 0 | 0 | 0 | 0 | 0 | 0 | 0 | 0 | 0 | 0 | 0 | 0 | 0 | 0.047552 | 0.0067 | 0.01339 | 0.02009 | 0.02679 | 0.12467 | 0.18881 | 0.031848 |  | 0.1877 | 0.2176 | 0.2756 | 0.2763
2014-10-21 | 0時 |  | 0 | 0 | 0 | 0 | [9 empty] | 0 | 0 | 0 | 0 | 0 | 0 | 0 | 0 | 0 | 0 | 0 | 0 | 0 | 0 | 0 | 0 | 0 | 0 | 0 | 0 | 0 | 0 | 0.047552 | 0.00013 | 0.00025 | 0.00038 | 0.0005 | 0 | 0 | 0 |  | 0.1578 | 0.1578 | 0.1806 | 0.1812
2014-10-21 | 1時 |  | 0 | 0 | 0 | 0 | [9 empty] | 0 | 0 | 0 | 0 | 0 | 0 | 0 | 0 | 0 | 0 | 0 | 0 | 0 | 0 | 0 | 0 | 0 | 0 | 0 | 0 | 0 | 0 | 0.047552 | 0.00013 | 0.00025 | 0.00038 | 0.0005 | 0 | 0 | 0 |  | 0.0483 | 0.0483 | 0.0711 | 0.0717
2014-10-21 | 2時 |  | 0 | 0 | 0 | 0 | [9 empty] | 0 | 0 | 0 | 0 | 0 | 0 | 0 | 0 | 0 | 0 | 0 | 0 | 0 | 0 | 0 | 0 | 0 | 0 | 0 | 0 | 0 | 0 | 0.047552 | 0.00013 | 0.00025 | 0.00038 | 0.0005 | 0 | 0 | 0 |  | 0.056 | 0.0561 | 0.0788 | 0.0795
2014-10-21 | 3時 |  | 0 | 0 | 0 | 0 | [9 empty] | 0 | 0 | 0 | 0 | 0 | 0 | 0 | 0 | 0 | 0 | 0 | 0 | 0 | 0 | 0 | 0 | 0 | 0 | 0 | 0 | 0 | 0 | 0.047552 | 0.00013 | 0.00025 | 0.00038 | 0.0005 | 0 | 0 | 0 |  | 0.056 | 0.0561 | 0.0788 | 0.0795
2014-10-21 | 4時 |  | 0 | 0 | 0 | 0 | [9 empty] | 0 | 0 | 0 | 0 | 0 | 0 | 0 | 0 | 0 | 0 | 0 | 0 | 0 | 0 | 0 | 0 | 0 | 0 | 0 | 0 | 0 | 0 | 0.047552 | 0.00013 | 0.00025 | 0.00038 | 0.0005 | 0 | 0 | 0 |  | 0.0483 | 0.0483 | 0.0711 | 0.0717
2014-10-21 | 5時 |  | 0 | 0 | 0 | 0 | [9 empty] | 0 | 0 | 0 | 0 | 0 | 0 | 0 | 0 | 0 | 0 | 0 | 0 | 0 | 0 | 0 | 0 | 0 | 0 | 0 | 0 | 0 | 0 | 0.047552 | 0.00013 | 0.00025 | 0.00038 | 0.0005 | 0 | 0 | 0 |  | 0.056 | 0.0561 | 0.0788 | 0.0795
2014-10-21 | 6時 |  | 0 | 0 | 0 | 0 | [9 empty] | 0 | 0 | 0 | 0 | 0 | 0 | 0 | 0 | 0 | 0 | 0 | 0 | 0 | 0 | 0 | 0 | 0 | 0 | 0 | 0 | 0 | 0 | 0.047552 | 0.00013 | 0.00025 | 0.00038 | 0.0005 | 0 | 0 | 0 |  | 0.056 | 0.0561 | 0.0788 | 0.0795
2014-10-21 | 7時 |  | 10.2244 | 0 | 3.7143 | 0 | [9 empty] | 0.68344 | 0 | 0 | 0 | 0 | 0.25012 | 0 | 0 | 0 | 0 | 0 | 0 | 0 | 0 | 0 | 0 | 0 | 0 | 0 | 0 | 0 | 0 | 0.047552 | 0.00054 | 0.00108 | 0.00163 | 0.00217 | 0 | 0.024649 | 0.022689 |  | 0.1168 | 0.1854 | 0.2767 | 0.2774
2014-10-21 | 8時 |  | 1.5596 | 0 | 3.4076 | 0 | [9 empty] | 0.15978 | 0 | 0 | 0 | 0 | 0.37886 | 0 | 0 | 0 | 0 | 0 | 0 | 0 | 0 | 0 | 0 | 0 | 0 | 0 | 0 | 0 | 0 | 0.047552 | 0.00379 | 0.00759 | 0.01138 | 0.01518 | 0.084877 | 0.078545 | 0.064582 |  | 0.2156 | 0.2812 | 0.3696 | 0.3702
2014-10-21 | 9時 |  | 0.025557 | 0 | 0.14829 | 0 | [9 empty] | 0.10841 | 0 | 0 | 0 | 0 | 0.32685 | 0 | 0 | 0 | 0 | 0 | 0 | 0 | 0 | 0 | 0 | 0 | 0 | 0 | 0 | 0 | 0 | 0.047552 | 0.00033 | 0.00067 | 0.001 | 0.00133 | 0.23209 | 0.16325 | 0.052059 |  | 0.2163 | 0.252 | 0.3265 | 0.3272
2014-10-21 | 10時 |  | 0.0082962 | 0 | 0.0056114 | 0 | [9 empty] | 0.10597 | 0 | 0 | 0 | 0 | 0.32329 | 0 | 0 | 0 | 0 | 0 | 0 | 0 | 0 | 0 | 0 | 0 | 0 | 0 | 0 | 0 | 0 | 0.047552 | 0.00054 | 0.00108 | 0.00163 | 0.00217 | 0.12467 | 0.21558 | 0.037471 |  | 0.1917 | 0.2274 | 0.3128 | 0.3134
2014-10-21 | 11時 |  | 0.0086784 | 0 | 0.0021515 | 0 | [9 empty] | 0.10556 | 0 | 0 | 0 | 0 | 0.16132 | 0 | 0 | 0 | 0 | 0 | 0 | 0 | 0 | 0 | 0 | 0 | 0 | 0 | 0 | 0 | 0 | 0.047552 | 0.00033 | 0.00067 | 0.001 | 0.00133 | 0.12467 | 0.21558 | 0 |  | 0.1994 | 0.2352 | 0.315 | 0.3157
2014-10-21 | 12時 |  | 0.0086035 | 0 | 0 | 0 | [9 empty] | 0.10487 | 0 | 0 | 0 | 0 | 0 | 0 | 0 | 0 | 0 | 0 | 0 | 0 | 0 | 0 | 0 | 0 | 0 | 0 | 0 | 0 | 0 | 0.047552 | 0.00338 | 0.00675 | 0.01013 | 0.01351 | 0.14721 | 0.13456 | 0.018352 |  | 0.1983 | 0.2727 | 0.3698 | 0.3705
2014-10-21 | 13時 |  | 0 | 0 | 0 | 0 | [9 empty] | 0 | 0 | 0 | 0 | 0 | 0 | 0 | 0 | 0 | 0 | 0 | 0 | 0 | 0 | 0 | 0 | 0 | 0 | 0 | 0 | 0 | 0 | 0.047552 | 0.00033 | 0.00067 | 0.001 | 0.00133 | 0.13756 | 0.026771 | 0.023629 |  | 0.0483 | 0.0483 | 0.0711 | 0.0717
2014-10-21 | 14時 |  | 0 | 0 | 0 | 0 | [9 empty] | 0 | 0 | 0 | 0 | 0 | 0 | 0 | 0 | 0 | 0 | 0 | 0 | 0 | 0 | 0 | 0 | 0 | 0 | 0 | 0 | 0 | 0 | 0.047552 | 0.00013 | 0.00025 | 0.00038 | 0.0005 | 0 | 0 | 0 |  | 0.056 | 0.0561 | 0.0788 | 0.0795
2014-10-21 | 15時 |  | 0.025617 | 0 | 0.0094979 | 0 | [9 empty] | 0.10855 | 0 | 0 | 0 | 0 | 0.16364 | 0 | 0 | 0 | 0 | 0 | 0 | 0 | 0 | 0 | 0 | 0 | 0 | 0 | 0 | 0 | 0 | 0.047552 | 0.00013 | 0.00025 | 0.00038 | 0.0005 | 0 | 0 | 0 |  | 0.056 | 0.0561 | 0.0788 | 0.0795
2014-10-21 | 16時 |  | 0.033738 | 0 | 0.0062587 | 0 | [9 empty] | 0.11058 | 0 | 0 | 0 | 0 | 0.16557 | 0 | 0 | 0 | 0 | 0 | 0 | 0 | 0 | 0 | 0 | 0 | 0 | 0 | 0 | 0 | 0 | 0.047552 | 0.00054 | 0.00108 | 0.00163 | 0.00217 | 0.062335 | 0.054249 | 0.024058 |  | 0.2095 | 0.275 | 0.3956 | 0.5453
2014-10-21 | 17時 |  | 0.40703 | 0 | 0.0081903 | 0 | [9 empty] | 0.12525 | 0 | 0 | 0 | 0 | 0.16662 | 0 | 0 | 0 | 0 | 0 | 0 | 0 | 0 | 0 | 0 | 0 | 0 | 0 | 0 | 0 | 0 | 0.047552 | 0.00642 | 0.01284 | 0.01926 | 0.02568 | 0.12467 | 0.1085 | 0.026923 |  | 0.2423 | 0.2781 | 0.3689 | 0.5187
2014-10-21 | 18時 |  | 0.12113 | 0 | 0 | 0 | [9 empty] | 0.11559 | 0 | 0 | 0 | 0 | 0 | 0 | 0 | 0 | 0 | 0 | 0 | 0 | 0 | 0 | 0 | 0 | 0 | 0 | 0 | 0 | 0 | 0.047552 | 0.00642 | 0.01284 | 0.01926 | 0.02568 | 0.21072 | 0.1085 | 0 |  | 0.1819 | 0.2177 | 0.2978 | 0.4476
2014-10-21 | 19時 |  | 1.0186 | 0 | 1.184 | 0 | [9 empty] | 0.15523 | 0 | 0 | 0 | 0 | 0.3428 | 0 | 0 | 0 | 0 | 0 | 0 | 0 | 0 | 0 | 0 | 0 | 0 | 0 | 0 | 0 | 0 | 0.047552 | 0.00013 | 0.00025 | 0.00038 | 0.0005 | 0.12879 | 0 | 0.006537 |  | 0.0998 | 0.1355 | 0.2049 | 0.2056
2014-10-21 | 20時 |  | 1.5063 | 0 | 1.2683 | 0 | [9 empty] | 0.1832 | 0 | 0 | 0 | 0 | 0.34545 | 0 | 0 | 0 | 0 | 0 | 0 | 0 | 0 | 0 | 0 | 0 | 0 | 0 | 0 | 0 | 0 | 0.047552 | 0.00033 | 0.00067 | 0.001 | 0.00133 | 0.16769 | 0.10779 | 0.006537 |  | 0.0917 | 0.1275 | 0.2183 | 0.219
2014-10-21 | 21時 |  | 2.3674 | 0 | 1.2634 | 0 | [9 empty] | 0.23772 | 0 | 0 | 0 | 0 | 0.3511 | 0 | 0 | 0 | 0 | 0 | 0 | 0 | 0 | 0 | 0 | 0 | 0 | 0 | 0 | 0 | 0 | 0.047552 | 0.00628 | 0.01256 | 0.01884 | 0.02512 | 0.12467 | 0.18846 | 0.012659 |  | 0.1755 | 0.2411 | 0.3458 | 0.3465
2014-10-21 | 22時 |  | 0 | 0 | 0 | 0 | [9 empty] | 0 | 0 | 0 | 0 | 0 | 0 | 0 | 0 | 0 | 0 | 0 | 0 | 0 | 0 | 0 | 0 | 0 | 0 | 0 | 0 | 0 | 0 | 0.047552 | 0.00649 | 0.01298 | 0.01947 | 0.02595 | 0.12467 | 0.16133 | 0.043827 |  | 0.1139 | 0.1795 | 0.3002 | 0.3009
2014-10-21 | 23時 |  | 0 | 0 | 0 | 0 | [9 empty] | 0 | 0 | 0 | 0 | 0 | 0 | 0 | 0 | 0 | 0 | 0 | 0 | 0 | 0 | 0 | 0 | 0 | 0 | 0 | 0 | 0 | 0 | 0.047552 | 0.00331 | 0.00661 | 0.00992 | 0.01323 | 0.062335 | 0.15709 | 0.04296 |  | 0.1578 | 0.1578 | 0.1806 | 0.1812
2014-10-22 | 0時 |  | 0 | 0 | 0 | 0 | [9 empty] | 0 | 0 | 0 | 0 | 0 | 0 | 0 | 0 | 0 | 0 | 0 | 0 | 0 | 0 | 0 | 0 | 0 | 0 | 0 | 0 | 0 | 0 | 0.047552 | 0.00013 | 0.00025 | 0.00038 | 0.0005 | 0 | 0 | 0 |  | 0.1578 | 0.1578 | 0.1806 | 0.1812
2014-10-22 | 1時 |  | 0 | 0 | 0 | 0 | [9 empty] | 0 | 0 | 0 | 0 | 0 | 0 | 0 | 0 | 0 | 0 | 0 | 0 | 0 | 0 | 0 | 0 | 0 | 0 | 0 | 0 | 0 | 0 | 0.047552 | 0.00013 | 0.00025 | 0.00038 | 0.0005 | 0 | 0 | 0 |  | 0.0483 | 0.0483 | 0.0711 | 0.0717
2014-10-22 | 2時 |  | 0 | 0 | 0 | 0 | [9 empty] | 0 | 0 | 0 | 0 | 0 | 0 | 0 | 0 | 0 | 0 | 0 | 0 | 0 | 0 | 0 | 0 | 0 | 0 | 0 | 0 | 0 | 0 | 0.047552 | 0.00013 | 0.00025 | 0.00038 | 0.0005 | 0 | 0 | 0 |  | 0.056 | 0.0561 | 0.0788 | 0.0795
2014-10-22 | 3時 |  | 0 | 0 | 0 | 0 | [9 empty] | 0 | 0 | 0 | 0 | 0 | 0 | 0 | 0 | 0 | 0 | 0 | 0 | 0 | 0 | 0 | 0 | 0 | 0 | 0 | 0 | 0 | 0 | 0.047552 | 0.00013 | 0.00025 | 0.00038 | 0.0005 | 0 | 0 | 0 |  | 0.056 | 0.0561 | 0.0788 | 0.0795
2014-10-22 | 4時 |  | 0 | 0 | 0 | 0 | [9 empty] | 0 | 0 | 0 | 0 | 0 | 0 | 0 | 0 | 0 | 0 | 0 | 0 | 0 | 0 | 0 | 0 | 0 | 0 | 0 | 0 | 0 | 0 | 0.047552 | 0.00013 | 0.00025 | 0.00038 | 0.0005 | 0 | 0 | 0 |  | 0.0483 | 0.0483 | 0.0711 | 0.0717
2014-10-22 | 5時 |  | 0 | 0 | 0 | 0 | [9 empty] | 0 | 0 | 0 | 0 | 0 | 0 | 0 | 0 | 0 | 0 | 0 | 0 | 0 | 0 | 0 | 0 | 0 | 0 | 0 | 0 | 0 | 0 | 0.047552 | 0.00013 | 0.00025 | 0.00038 | 0.0005 | 0 | 0 | 0 |  | 0.056 | 0.0561 | 0.0788 | 0.0795
2014-10-22 | 6時 |  | 0 | 0 | 0 | 0 | [9 empty] | 0 | 0 | 0 | 0 | 0 | 0 | 0 | 0 | 0 | 0 | 0 | 0 | 0 | 0 | 0 | 0 | 0 | 0 | 0 | 0 | 0 | 0 | 0.047552 | 0.00013 | 0.00025 | 0.00038 | 0.0005 | 0 | 0 | 0 |  | 0.056 | 0.0561 | 0.0788 | 0.0795
2014-10-22 | 7時 |  | 13.5417 | 0 | 5.2463 | 0 | [9 empty] | 1.0608 | 0 | 0 | 0 | 0 | 0.3699 | 0 | 0 | 0 | 0 | 0 | 0 | 0 | 0 | 0 | 0 | 0 | 0 | 0 | 0 | 0 | 0 | 0.047552 | 0.00054 | 0.00108 | 0.00163 | 0.00217 | 0 | 0.024649 | 0.022689 |  | 0.1168 | 0.1854 | 0.2767 | 0.2774
2014-10-22 | 8時 |  | 0.061413 | 0 | 3.1222 | 0 | [9 empty] | 0.11232 | 0 | 0 | 0 | 0 | 0.39057 | 0 | 0 | 0 | 0 | 0 | 0 | 0 | 0 | 0 | 0 | 0 | 0 | 0 | 0 | 0 | 0 | 0.047552 | 0.00379 | 0.00759 | 0.01138 | 0.01518 | 0.084877 | 0.078545 | 0.064582 |  | 0.2156 | 0.2812 | 0.3696 | 0.3702
2014-10-22 | 9時 |  | 0.016788 | 0 | 0.013293 | 0 | [9 empty] | 0.10588 | 0 | 0 | 0 | 0 | 0.32277 | 0 | 0 | 0 | 0 | 0 | 0 | 0 | 0 | 0 | 0 | 0 | 0 | 0 | 0 | 0 | 0 | 0.047552 | 0.00033 | 0.00067 | 0.001 | 0.00133 | 0.23209 | 0.16325 | 0.052059 |  | 0.2163 | 0.252 | 0.3265 | 0.3272
2014-10-22 | 10時 |  | 0.0065328 | 0 | 0.0024374 | 0 | [9 empty] | 0.1033 | 0 | 0 | 0 | 0 | 0.31921 | 0 | 0 | 0 | 0 | 0 | 0 | 0 | 0 | 0 | 0 | 0 | 0 | 0 | 0 | 0 | 0 | 0.047552 | 0.00054 | 0.00108 | 0.00163 | 0.00217 | 0.12467 | 0.21558 | 0.037471 |  | 0.1917 | 0.2274 | 0.3128 | 0.3134
2014-10-22 | 11時 |  | 0.0036229 | 0 | 0 | 0 | [9 empty] | 0.10203 | 0 | 0 | 0 | 0 | 0 | 0 | 0 | 0 | 0 | 0 | 0 | 0 | 0 | 0 | 0 | 0 | 0 | 0 | 0 | 0 | 0 | 0.047552 | 0.00033 | 0.00067 | 0.001 | 0.00133 | 0.12467 | 0.21558 | 0 |  | 0.1994 | 0.2352 | 0.315 | 0.3157
2014-10-22 | 12時 |  | 0.0031045 | 0 | 0 | 0 | [9 empty] | 0.10011 | 0 | 0 | 0 | 0 | 0 | 0 | 0 | 0 | 0 | 0 | 0 | 0 | 0 | 0 | 0 | 0 | 0 | 0 | 0 | 0 | 0 | 0.047552 | 0.00338 | 0.00675 | 0.01013 | 0.01351 | 0.14721 | 0.13456 | 0.018352 |  | 0.1983 | 0.2727 | 0.3698 | 0.3705
2014-10-22 | 13時 |  | 0 | 0 | 0 | 0 | [9 empty] | 0 | 0 | 0 | 0 | 0 | 0 | 0 | 0 | 0 | 0 | 0 | 0 | 0 | 0 | 0 | 0 | 0 | 0 | 0 | 0 | 0 | 0 | 0.047552 | 0.00033 | 0.00067 | 0.001 | 0.00133 | 0.13756 | 0.026771 | 0.023629 |  | 0.0483 | 0.0483 | 0.0711 | 0.0717
2014-10-22 | 14時 |  | 0 | 0 | 0 | 0 | [9 empty] | 0 | 0 | 0 | 0 | 0 | 0 | 0 | 0 | 0 | 0 | 0 | 0 | 0 | 0 | 0 | 0 | 0 | 0 | 0 | 0 | 0 | 0 | 0.047552 | 0.00013 | 0.00025 | 0.00038 | 0.0005 | 0 | 0 | 0 |  | 0.056 | 0.0561 | 0.0788 | 0.0795
2014-10-22 | 15時 |  | 0.0086533 | 0 | 0.0011263 | 0 | [9 empty] | 0.10166 | 0 | 0 | 0 | 0 | 0.15859 | 0 | 0 | 0 | 0 | 0 | 0 | 0 | 0 | 0 | 0 | 0 | 0 | 0 | 0 | 0 | 0 | 0.047552 | 0.00013 | 0.00025 | 0.00038 | 0.0005 | 0 | 0 | 0 |  | 0.056 | 0.0561 | 0.0788 | 0.0795
2014-10-22 | 16時 |  | 0.015592 | 0 | 0.0029226 | 0 | [9 empty] | 0.10741 | 0 | 0 | 0 | 0 | 0.16279 | 0 | 0 | 0 | 0 | 0 | 0 | 0 | 0 | 0 | 0 | 0 | 0 | 0 | 0 | 0 | 0 | 0.047552 | 0.00054 | 0.00108 | 0.00163 | 0.00217 | 0.062335 | 0.054249 | 0.024058 |  | 0.2095 | 0.275 | 0.3956 | 0.5453
2014-10-22 | 17時 |  | 0.022353 | 0 | 0.0059083 | 0 | [9 empty] | 0.11006 | 0 | 0 | 0 | 0 | 0.1654 | 0 | 0 | 0 | 0 | 0 | 0 | 0 | 0 | 0 | 0 | 0 | 0 | 0 | 0 | 0 | 0 | 0.047552 | 0.00642 | 0.01284 | 0.01926 | 0.02568 | 0.12467 | 0.1085 | 0.026923 |  | 0.2423 | 0.2781 | 0.3689 | 0.5187
2014-10-22 | 18時 |  | 0.013338 | 0 | 0 | 0 | [9 empty] | 0.1106 | 0 | 0 | 0 | 0 | 0 | 0 | 0 | 0 | 0 | 0 | 0 | 0 | 0 | 0 | 0 | 0 | 0 | 0 | 0 | 0 | 0 | 0.047552 | 0.00642 | 0.01284 | 0.01926 | 0.02568 | 0.21072 | 0.1085 | 0 |  | 0.1819 | 0.2177 | 0.2978 | 0.4476
2014-10-22 | 19時 |  | 0.032244 | 0 | 0.03791 | 0 | [9 empty] | 0.11322 | 0 | 0 | 0 | 0 | 0.33783 | 0 | 0 | 0 | 0 | 0 | 0 | 0 | 0 | 0 | 0 | 0 | 0 | 0 | 0 | 0 | 0 | 0.047552 | 0.00013 | 0.00025 | 0.00038 | 0.0005 | 0.12879 | 0 | 0.006537 |  | 0.0998 | 0.1355 | 0.2049 | 0.2056
2014-10-22 | 20時 |  | 0.061633 | 0 | 0.044844 | 0 | [9 empty] | 0.11556 | 0 | 0 | 0 | 0 | 0.34071 | 0 | 0 | 0 | 0 | 0 | 0 | 0 | 0 | 0 | 0 | 0 | 0 | 0 | 0 | 0 | 0 | 0.047552 | 0.00033 | 0.00067 | 0.001 | 0.00133 | 0.16769 | 0.10779 | 0.006537 |  | 0.0917 | 0.1275 | 0.2183 | 0.219
2014-10-22 | 21時 |  | 0.33787 | 0 | 0.050208 | 0 | [9 empty] | 0.13034 | 0 | 0 | 0 | 0 | 0.34465 | 0 | 0 | 0 | 0 | 0 | 0 | 0 | 0 | 0 | 0 | 0 | 0 | 0 | 0 | 0 | 0 | 0.047552 | 0.00628 | 0.01256 | 0.01884 | 0.02512 | 0.12467 | 0.18846 | 0.012659 |  | 0.1755 | 0.2411 | 0.3458 | 0.3465
2014-10-22 | 22時 |  | 0 | 0 | 0 | 0 | [9 empty] | 0 | 0 | 0 | 0 | 0 | 0 | 0 | 0 | 0 | 0 | 0 | 0 | 0 | 0 | 0 | 0 | 0 | 0 | 0 | 0 | 0 | 0 | 0.047552 | 0.00649 | 0.01298 | 0.01947 | 0.02595 | 0.12467 | 0.16133 | 0.043827 |  | 0.1139 | 0.1795 | 0.3002 | 0.3009
2014-10-22 | 23時 |  | 0 | 0 | 0 | 0 | [9 empty] | 0 | 0 | 0 | 0 | 0 | 0 | 0 | 0 | 0 | 0 | 0 | 0 | 0 | 0 | 0 | 0 | 0 | 0 | 0 | 0 | 0 | 0 | 0.047552 | 0.00331 | 0.00661 | 0.00992 | 0.01323 | 0.062335 | 0.15709 | 0.04296 |  | 0.1578 | 0.1578 | 0.1806 | 0.1812
2014-10-23 | 0時 |  | 0 | 0 | 0 | 0 | [9 empty] | 0 | 0 | 0 | 0 | 0 | 0 | 0 | 0 | 0 | 0 | 0 | 0 | 0 | 0 | 0 | 0 | 0 | 0 | 0 | 0 | 0 | 0 | 0.047552 | 0.00013 | 0.00025 | 0.00038 | 0.0005 | 0 | 0.078899 | 0.011656 |  | 0.1578 | 0.1578 | 0.1806 | 0.1812
2014-10-23 | 1時 |  | 0 | 0 | 0 | 0 | [9 empty] | 0 | 0 | 0 | 0 | 0 | 0 | 0 | 0 | 0 | 0 | 0 | 0 | 0 | 0 | 0 | 0 | 0 | 0 | 0 | 0 | 0 | 0 | 0.047552 | 0.00013 | 0.00025 | 0.00038 | 0.0005 | 0 | 0 | 0 |  | 0.0483 | 0.0483 | 0.0711 | 0.0717
2014-10-23 | 2時 |  | 0 | 0 | 0 | 0 | [9 empty] | 0 | 0 | 0 | 0 | 0 | 0 | 0 | 0 | 0 | 0 | 0 | 0 | 0 | 0 | 0 | 0 | 0 | 0 | 0 | 0 | 0 | 0 | 0.047552 | 0.00013 | 0.00025 | 0.00038 | 0.0005 | 0 | 0 | 0 |  | 0.056 | 0.0561 | 0.0788 | 0.0795
2014-10-23 | 3時 |  | 0 | 0 | 0 | 0 | [9 empty] | 0 | 0 | 0 | 0 | 0 | 0 | 0 | 0 | 0 | 0 | 0 | 0 | 0 | 0 | 0 | 0 | 0 | 0 | 0 | 0 | 0 | 0 | 0.047552 | 0.00013 | 0.00025 | 0.00038 | 0.0005 | 0 | 0 | 0 |  | 0.056 | 0.0561 | 0.0788 | 0.0795
2014-10-23 | 4時 |  | 0 | 0 | 0 | 0 | [9 empty] | 0 | 0 | 0 | 0 | 0 | 0 | 0 | 0 | 0 | 0 | 0 | 0 | 0 | 0 | 0 | 0 | 0 | 0 | 0 | 0 | 0 | 0 | 0.047552 | 0.00013 | 0.00025 | 0.00038 | 0.0005 | 0 | 0 | 0 |  | 0.0483 | 0.0483 | 0.0711 | 0.0717
2014-10-23 | 5時 |  | 15.739 | 0 | 0 | 0 | [9 empty] | 1.9589 | 0 | 0 | 0 | 0 | 0 | 0 | 0 | 0 | 0 | 0 | 0 | 0 | 0 | 0 | 0 | 0 | 0 | 0 | 0 | 0 | 0 | 0.047552 | 0.00013 | 0.00025 | 0.00038 | 0.0005 | 0 | 0 | 0 |  | 0.056 | 0.0561 | 0.0788 | 0.0795
2014-10-23 | 6時 |  | 4.7178 | 0 | 0 | 0 | [9 empty] | 0.38352 | 0 | 0 | 0 | 0 | 0 | 0 | 0 | 0 | 0 | 0 | 0 | 0 | 0 | 0 | 0 | 0 | 0 | 0 | 0 | 0 | 0 | 0.047552 | 0.00338 | 0.00675 | 0.01013 | 0.01351 | 0 | 0.024649 | 0.011815 |  | 0.1925 | 0.2611 | 0.3525 | 0.3531
2014-10-23 | 7時 |  | 3.3296 | 0 | 0 | 0 | [9 empty] | 0.27539 | 0 | 0 | 0 | 0 | 0 | 0 | 0 | 0 | 0 | 0 | 0 | 0 | 0 | 0 | 0 | 0 | 0 | 0 | 0 | 0 | 0 | 0.047552 | 0.00054 | 0.00108 | 0.00163 | 0.00217 | 0.13859 | 0.053895 | 0.036861 |  | 0.1524 | 0.248 | 0.3662 | 0.3669
2014-10-23 | 8時 |  | 0.82137 | 0 | 0 | 0 | [9 empty] | 0.14204 | 0 | 0 | 0 | 0 | 0 | 0 | 0 | 0 | 0 | 0 | 0 | 0 | 0 | 0 | 0 | 0 | 0 | 0 | 0 | 0 | 0 | 0.047552 | 0.00054 | 0.00108 | 0.00163 | 0.00217 | 0.093503 | 0 | 0.035602 |  | 0.1091 | 0.1448 | 0.2032 | 0.2039
2014-10-23 | 9時 |  | 0 | 0 | 0 | 0 | [9 empty] | 0 | 0 | 0 | 0 | 0 | 0 | 0 | 0 | 0 | 0 | 0 | 0 | 0 | 0 | 0 | 0 | 0 | 0 | 0 | 0 | 0 | 0 | 0.047552 | 0.00013 | 0.00025 | 0.00038 | 0.0005 | 0.17838 | 0.10971 | 0.042749 |  | 0.3011 | 0.3368 | 0.3953 | 0.396
2014-10-23 | 10時 |  | 0 | 0 | 0 | 0 | [9 empty] | 0 | 0 | 0 | 0 | 0 | 0 | 0 | 0 | 0 | 0 | 0 | 0 | 0 | 0 | 0 | 0 | 0 | 0 | 0 | 0 | 0 | 0 | 0.047552 | 0.00033 | 0.00067 | 0.001 | 0.00133 | 0.093503 | 0 | 0.012523 |  | 0.0483 | 0.0483 | 0.0711 | 0.0717
2014-10-23 | 11時 |  | 0.04024 | 0 | 0 | 0 | [9 empty] | 0.1044 | 0 | 0 | 0 | 0 | 0 | 0 | 0 | 0 | 0 | 0 | 0 | 0 | 0 | 0 | 0 | 0 | 0 | 0 | 0 | 0 | 0 | 0.047552 | 0.00013 | 0.00025 | 0.00038 | 0.0005 | 0 | 0 | 0.0052775 |  | 0.056 | 0.0561 | 0.0788 | 0.0795
2014-10-23 | 12時 |  | 0.016287 | 0 | 0 | 0 | [9 empty] | 0.10373 | 0 | 0 | 0 | 0 | 0 | 0 | 0 | 0 | 0 | 0 | 0 | 0 | 0 | 0 | 0 | 0 | 0 | 0 | 0 | 0 | 0 | 0.047552 | 0.00338 | 0.00675 | 0.01013 | 0.01351 | 0.05371 | 0 | 0.0052775 |  | 0.1983 | 0.2727 | 0.3698 | 0.3705
2014-10-23 | 13時 |  | 0 | 0 | 0 | 0 | [9 empty] | 0 | 0 | 0 | 0 | 0 | 0 | 0 | 0 | 0 | 0 | 0 | 0 | 0 | 0 | 0 | 0 | 0 | 0 | 0 | 0 | 0 | 0 | 0.047552 | 0.00033 | 0.00067 | 0.001 | 0.00133 | 0.11604 | 0 | 0 |  | 0.0483 | 0.0483 | 0.0711 | 0.0717
2014-10-23 | 14時 |  | 0 | 0 | 0 | 0 | [9 empty] | 0 | 0 | 0 | 0 | 0 | 0 | 0 | 0 | 0 | 0 | 0 | 0 | 0 | 0 | 0 | 0 | 0 | 0 | 0 | 0 | 0 | 0 | 0.047552 | 0.00013 | 0.00025 | 0.00038 | 0.0005 | 0.031168 | 0 | 0.017801 |  | 0.056 | 0.0561 | 0.0788 | 0.0795
2014-10-23 | 15時 |  | 0.03275 | 0 | 0 | 0 | [9 empty] | 0.10517 | 0 | 0 | 0 | 0 | 0 | 0 | 0 | 0 | 0 | 0 | 0 | 0 | 0 | 0 | 0 | 0 | 0 | 0 | 0 | 0 | 0 | 0.047552 | 0.00013 | 0.00025 | 0.00038 | 0.0005 | 0 | 0 | 0 |  | 0.056 | 0.0561 | 0.0788 | 0.0795
2014-10-23 | 16時 |  | 0.03316 | 0 | 0 | 0 | [9 empty] | 0.10623 | 0 | 0 | 0 | 0 | 0 | 0 | 0 | 0 | 0 | 0 | 0 | 0 | 0 | 0 | 0 | 0 | 0 | 0 | 0 | 0 | 0 | 0.047552 | 0.00033 | 0.00067 | 0.001 | 0.00133 | 0.062335 | 0 | 0.0052775 |  | 0.0483 | 0.0483 | 0.0711 | 0.0717
2014-10-23 | 17時 |  | 0.15384 | 0 | 0.582 | 0 | [9 empty] | 0.10986 | 0 | 0 | 0 | 0 | 0.16286 | 0 | 0 | 0 | 0 | 0 | 0 | 0 | 0 | 0 | 0 | 0 | 0 | 0 | 0 | 0 | 0 | 0.047552 | 0.00033 | 0.00067 | 0.001 | 0.00133 | 0.10536 | 0 | 0.0082775 |  | 0.1304 | 0.2048 | 0.3019 | 0.3026
2014-10-23 | 18時 |  | 1.2215 | 0 | 0 | 0 | [9 empty] | 0.14102 | 0 | 0 | 0 | 0 | 0 | 0 | 0 | 0 | 0 | 0 | 0 | 0 | 0 | 0 | 0 | 0 | 0 | 0 | 0 | 0 | 0 | 0.047552 | 0.00642 | 0.01284 | 0.01926 | 0.02568 | 0.12467 | 0 | 0.0082775 |  | 0.303 | 0.3387 | 0.3972 | 0.5469
2014-10-23 | 19時 |  | 0.034106 | 0 | 0.90782 | 0 | [9 empty] | 0.1076 | 0 | 0 | 0 | 0 | 0.16615 | 0 | 0 | 0 | 0 | 0 | 0 | 0 | 0 | 0 | 0 | 0 | 0 | 0 | 0 | 0 | 0 | 0.047552 | 0.00642 | 0.01284 | 0.01926 | 0.02568 | 0.21072 | 0.10708 | 0.0082775 |  | 0.0991 | 0.1348 | 0.1932 | 0.1939
2014-10-23 | 20時 |  | 0.68432 | 0 | 1.2374 | 0 | [9 empty] | 0.12767 | 0 | 0 | 0 | 0 | 0.17179 | 0 | 0 | 0 | 0 | 0 | 0 | 0 | 0 | 0 | 0 | 0 | 0 | 0 | 0 | 0 | 0 | 0.047552 | 0.00033 | 0.00067 | 0.001 | 0.00133 | 0.14927 | 0.027125 | 0 |  | 0.0917 | 0.1275 | 0.2102 | 0.2109
2014-10-23 | 21時 |  | 1.1687 | 0 | 1.0509 | 0 | [9 empty] | 0.14512 | 0 | 0 | 0 | 0 | 0.32953 | 0 | 0 | 0 | 0 | 0 | 0 | 0 | 0 | 0 | 0 | 0 | 0 | 0 | 0 | 0 | 0 | 0.047552 | 0.00033 | 0.00067 | 0.001 | 0.00133 | 0.14618 | 0.10814 | 0.031304 |  | 0.1216 | 0.1873 | 0.2837 | 0.2844
2014-10-23 | 22時 |  | 1.5666 | 0 | 0.43257 | 0 | [9 empty] | 0.16356 | 0 | 0 | 0 | 0 | 0.16514 | 0 | 0 | 0 | 0 | 0 | 0 | 0 | 0 | 0 | 0 | 0 | 0 | 0 | 0 | 0 | 0 | 0.047552 | 0.00628 | 0.01256 | 0.01884 | 0.02512 | 0.12467 | 0.16133 | 0.043827 |  | 0.1738 | 0.1917 | 0.262 | 0.2626
2014-10-23 | 23時 |  | 0 | 0 | 0 | 0 | [9 empty] | 0 | 0 | 0 | 0 | 0 | 0 | 0 | 0 | 0 | 0 | 0 | 0 | 0 | 0 | 0 | 0 | 0 | 0 | 0 | 0 | 0 | 0 | 0.047552 | 0.0067 | 0.01339 | 0.02009 | 0.02679 | 0.12467 | 0.18881 | 0.031848 |  | 0.1877 | 0.2176 | 0.2756 | 0.2763
2014-10-24 | 0時 |  | 0 | 0 | 0 | 0 | [9 empty] | 0 | 0 | 0 | 0 | 0 | 0 | 0 | 0 | 0 | 0 | 0 | 0 | 0 | 0 | 0 | 0 | 0 | 0 | 0 | 0 | 0 | 0 | 0.047552 | 0.00013 | 0.00025 | 0.00038 | 0.0005 | 0 | 0.078899 | 0.011656 |  | 0.1578 | 0.1578 | 0.1806 | 0.1812
2014-10-24 | 1時 |  | 0 | 0 | 0 | 0 | [9 empty] | 0 | 0 | 0 | 0 | 0 | 0 | 0 | 0 | 0 | 0 | 0 | 0 | 0 | 0 | 0 | 0 | 0 | 0 | 0 | 0 | 0 | 0 | 0.047552 | 0.00013 | 0.00025 | 0.00038 | 0.0005 | 0 | 0 | 0 |  | 0.0483 | 0.0483 | 0.0711 | 0.0717
2014-10-24 | 2時 |  | 0 | 0 | 0 | 0 | [9 empty] | 0 | 0 | 0 | 0 | 0 | 0 | 0 | 0 | 0 | 0 | 0 | 0 | 0 | 0 | 0 | 0 | 0 | 0 | 0 | 0 | 0 | 0 | 0.047552 | 0.00013 | 0.00025 | 0.00038 | 0.0005 | 0 | 0 | 0 |  | 0.056 | 0.0561 | 0.0788 | 0.0795
2014-10-24 | 3時 |  | 0 | 0 | 0 | 0 | [9 empty] | 0 | 0 | 0 | 0 | 0 | 0 | 0 | 0 | 0 | 0 | 0 | 0 | 0 | 0 | 0 | 0 | 0 | 0 | 0 | 0 | 0 | 0 | 0.047552 | 0.00013 | 0.00025 | 0.00038 | 0.0005 | 0 | 0 | 0 |  | 0.056 | 0.0561 | 0.0788 | 0.0795
2014-10-24 | 4時 |  | 0 | 0 | 0 | 0 | [9 empty] | 0 | 0 | 0 | 0 | 0 | 0 | 0 | 0 | 0 | 0 | 0 | 0 | 0 | 0 | 0 | 0 | 0 | 0 | 0 | 0 | 0 | 0 | 0.047552 | 0.00013 | 0.00025 | 0.00038 | 0.0005 | 0 | 0 | 0 |  | 0.0483 | 0.0483 | 0.0711 | 0.0717
2014-10-24 | 5時 |  | 10.4688 | 0 | 0 | 0 | [9 empty] | 0.70827 | 0 | 0 | 0 | 0 | 0 | 0 | 0 | 0 | 0 | 0 | 0 | 0 | 0 | 0 | 0 | 0 | 0 | 0 | 0 | 0 | 0 | 0.047552 | 0.00013 | 0.00025 | 0.00038 | 0.0005 | 0 | 0 | 0 |  | 0.056 | 0.0561 | 0.0788 | 0.0795
2014-10-24 | 6時 |  | 2.8299 | 0 | 0 | 0 | [9 empty] | 0.216 | 0 | 0 | 0 | 0 | 0 | 0 | 0 | 0 | 0 | 0 | 0 | 0 | 0 | 0 | 0 | 0 | 0 | 0 | 0 | 0 | 0 | 0.047552 | 0.00338 | 0.00675 | 0.01013 | 0.01351 | 0 | 0.024649 | 0.011815 |  | 0.1925 | 0.2611 | 0.3525 | 0.3531
2014-10-24 | 7時 |  | 2.372 | 0 | 0 | 0 | [9 empty] | 0.19056 | 0 | 0 | 0 | 0 | 0 | 0 | 0 | 0 | 0 | 0 | 0 | 0 | 0 | 0 | 0 | 0 | 0 | 0 | 0 | 0 | 0 | 0.047552 | 0.00054 | 0.00108 | 0.00163 | 0.00217 | 0.13859 | 0.053895 | 0.036861 |  | 0.1524 | 0.248 | 0.3662 | 0.3669
2014-10-24 | 8時 |  | 1.7553 | 0 | 0 | 0 | [9 empty] | 0.16256 | 0 | 0 | 0 | 0 | 0 | 0 | 0 | 0 | 0 | 0 | 0 | 0 | 0 | 0 | 0 | 0 | 0 | 0 | 0 | 0 | 0 | 0.047552 | 0.00054 | 0.00108 | 0.00163 | 0.00217 | 0.093503 | 0 | 0.035602 |  | 0.1091 | 0.1448 | 0.2032 | 0.2039
2014-10-24 | 9時 |  | 0 | 0 | 0 | 0 | [9 empty] | 0 | 0 | 0 | 0 | 0 | 0 | 0 | 0 | 0 | 0 | 0 | 0 | 0 | 0 | 0 | 0 | 0 | 0 | 0 | 0 | 0 | 0 | 0.047552 | 0.00013 | 0.00025 | 0.00038 | 0.0005 | 0.17838 | 0.10971 | 0.042749 |  | 0.3011 | 0.3368 | 0.3953 | 0.396
2014-10-24 | 10時 |  | 0 | 0 | 0 | 0 | [9 empty] | 0 | 0 | 0 | 0 | 0 | 0 | 0 | 0 | 0 | 0 | 0 | 0 | 0 | 0 | 0 | 0 | 0 | 0 | 0 | 0 | 0 | 0 | 0.047552 | 0.00033 | 0.00067 | 0.001 | 0.00133 | 0.093503 | 0 | 0.012523 |  | 0.0483 | 0.0483 | 0.0711 | 0.0717
2014-10-24 | 11時 |  | 4.2374 | 0 | 0 | 0 | [9 empty] | 0.25108 | 0 | 0 | 0 | 0 | 0 | 0 | 0 | 0 | 0 | 0 | 0 | 0 | 0 | 0 | 0 | 0 | 0 | 0 | 0 | 0 | 0 | 0.047552 | 0.00013 | 0.00025 | 0.00038 | 0.0005 | 0 | 0 | 0.0052775 |  | 0.056 | 0.0561 | 0.0788 | 0.0795
2014-10-24 | 12時 |  | 1.8614 | 0 | 0 | 0 | [9 empty] | 0.15379 | 0 | 0 | 0 | 0 | 0 | 0 | 0 | 0 | 0 | 0 | 0 | 0 | 0 | 0 | 0 | 0 | 0 | 0 | 0 | 0 | 0 | 0.047552 | 0.00338 | 0.00675 | 0.01013 | 0.01351 | 0.05371 | 0 | 0.0052775 |  | 0.1983 | 0.2727 | 0.3698 | 0.3705
2014-10-24 | 13時 |  | 0 | 0 | 0 | 0 | [9 empty] | 0 | 0 | 0 | 0 | 0 | 0 | 0 | 0 | 0 | 0 | 0 | 0 | 0 | 0 | 0 | 0 | 0 | 0 | 0 | 0 | 0 | 0 | 0.047552 | 0.00033 | 0.00067 | 0.001 | 0.00133 | 0.11604 | 0 | 0 |  | 0.0483 | 0.0483 | 0.0711 | 0.0717
2014-10-24 | 14時 |  | 0 | 0 | 0 | 0 | [9 empty] | 0 | 0 | 0 | 0 | 0 | 0 | 0 | 0 | 0 | 0 | 0 | 0 | 0 | 0 | 0 | 0 | 0 | 0 | 0 | 0 | 0 | 0 | 0.047552 | 0.00013 | 0.00025 | 0.00038 | 0.0005 | 0.031168 | 0 | 0.017801 |  | 0.056 | 0.0561 | 0.0788 | 0.0795
2014-10-24 | 15時 |  | 4.1532 | 0 | 0 | 0 | [9 empty] | 0.22665 | 0 | 0 | 0 | 0 | 0 | 0 | 0 | 0 | 0 | 0 | 0 | 0 | 0 | 0 | 0 | 0 | 0 | 0 | 0 | 0 | 0 | 0.047552 | 0.00013 | 0.00025 | 0.00038 | 0.0005 | 0 | 0 | 0 |  | 0.056 | 0.0561 | 0.0788 | 0.0795
2014-10-24 | 16時 |  | 1.5617 | 0 | 0 | 0 | [9 empty] | 0.136 | 0 | 0 | 0 | 0 | 0 | 0 | 0 | 0 | 0 | 0 | 0 | 0 | 0 | 0 | 0 | 0 | 0 | 0 | 0 | 0 | 0 | 0.047552 | 0.00033 | 0.00067 | 0.001 | 0.00133 | 0.062335 | 0 | 0.0052775 |  | 0.0483 | 0.0483 | 0.0711 | 0.0717
2014-10-24 | 17時 |  | 1.8798 | 0 | 2.868 | 0 | [9 empty] | 0.14485 | 0 | 0 | 0 | 0 | 0.19984 | 0 | 0 | 0 | 0 | 0 | 0 | 0 | 0 | 0 | 0 | 0 | 0 | 0 | 0 | 0 | 0 | 0.047552 | 0.00033 | 0.00067 | 0.001 | 0.00133 | 0.10536 | 0 | 0.0082775 |  | 0.1304 | 0.2048 | 0.3019 | 0.3026
2014-10-24 | 18時 |  | 1.7167 | 0 | 0 | 0 | [9 empty] | 0.14321 | 0 | 0 | 0 | 0 | 0 | 0 | 0 | 0 | 0 | 0 | 0 | 0 | 0 | 0 | 0 | 0 | 0 | 0 | 0 | 0 | 0 | 0.047552 | 0.00642 | 0.01284 | 0.01926 | 0.02568 | 0.12467 | 0 | 0.0082775 |  | 0.303 | 0.3387 | 0.3972 | 0.5469
2014-10-24 | 19時 |  | 0.33974 | 0 | 2.2981 | 0 | [9 empty] | 0.11009 | 0 | 0 | 0 | 0 | 0.18609 | 0 | 0 | 0 | 0 | 0 | 0 | 0 | 0 | 0 | 0 | 0 | 0 | 0 | 0 | 0 | 0 | 0.047552 | 0.00642 | 0.01284 | 0.01926 | 0.02568 | 0.21072 | 0.10708 | 0.0082775 |  | 0.0991 | 0.1348 | 0.1932 | 0.1939
2014-10-24 | 20時 |  | 0.7511 | 0 | 1.6005 | 0 | [9 empty] | 0.11899 | 0 | 0 | 0 | 0 | 0.1719 | 0 | 0 | 0 | 0 | 0 | 0 | 0 | 0 | 0 | 0 | 0 | 0 | 0 | 0 | 0 | 0 | 0.047552 | 0.00033 | 0.00067 | 0.001 | 0.00133 | 0.14927 | 0.027125 | 0 |  | 0.0917 | 0.1275 | 0.2102 | 0.2109
2014-10-24 | 21時 |  | 1.0568 | 0 | 1.1454 | 0 | [9 empty] | 0.12726 | 0 | 0 | 0 | 0 | 0.32232 | 0 | 0 | 0 | 0 | 0 | 0 | 0 | 0 | 0 | 0 | 0 | 0 | 0 | 0 | 0 | 0 | 0.047552 | 0.00033 | 0.00067 | 0.001 | 0.00133 | 0.14618 | 0.10814 | 0.031304 |  | 0.1216 | 0.1873 | 0.2837 | 0.2844
2014-10-24 | 22時 |  | 1.3311 | 0 | 0.37637 | 0 | [9 empty] | 0.13823 | 0 | 0 | 0 | 0 | 0.16091 | 0 | 0 | 0 | 0 | 0 | 0 | 0 | 0 | 0 | 0 | 0 | 0 | 0 | 0 | 0 | 0 | 0.047552 | 0.00628 | 0.01256 | 0.01884 | 0.02512 | 0.12467 | 0.16133 | 0.043827 |  | 0.1738 | 0.1917 | 0.262 | 0.2626
2014-10-24 | 23時 |  | 0 | 0 | 0 | 0 | [9 empty] | 0 | 0 | 0 | 0 | 0 | 0 | 0 | 0 | 0 | 0 | 0 | 0 | 0 | 0 | 0 | 0 | 0 | 0 | 0 | 0 | 0 | 0 | 0.047552 | 0.0067 | 0.01339 | 0.02009 | 0.02679 | 0.12467 | 0.18881 | 0.031848 |  | 0.1877 | 0.2176 | 0.2756 | 0.2763
2014-10-25 | 0時 |  | 0 | 0 | 0 | 0 | [9 empty] | 0 | 0 | 0 | 0 | 0 | 0 | 0 | 0 | 0 | 0 | 0 | 0 | 0 | 0 | 0 | 0 | 0 | 0 | 0 | 0 | 0 | 0 | 0.047552 | 0.00013 | 0.00025 | 0.00038 | 0.0005 | 0 | 0.078899 | 0.011656 |  | 0.1578 | 0.1578 | 0.1806 | 0.1812
2014-10-25 | 1時 |  | 0 | 0 | 0 | 0 | [9 empty] | 0 | 0 | 0 | 0 | 0 | 0 | 0 | 0 | 0 | 0 | 0 | 0 | 0 | 0 | 0 | 0 | 0 | 0 | 0 | 0 | 0 | 0 | 0.047552 | 0.00013 | 0.00025 | 0.00038 | 0.0005 | 0 | 0 | 0 |  | 0.0483 | 0.0483 | 0.0711 | 0.0717
2014-10-25 | 2時 |  | 0 | 0 | 0 | 0 | [9 empty] | 0 | 0 | 0 | 0 | 0 | 0 | 0 | 0 | 0 | 0 | 0 | 0 | 0 | 0 | 0 | 0 | 0 | 0 | 0 | 0 | 0 | 0 | 0.047552 | 0.00013 | 0.00025 | 0.00038 | 0.0005 | 0 | 0 | 0 |  | 0.056 | 0.0561 | 0.0788 | 0.0795
2014-10-25 | 3時 |  | 0 | 0 | 0 | 0 | [9 empty] | 0 | 0 | 0 | 0 | 0 | 0 | 0 | 0 | 0 | 0 | 0 | 0 | 0 | 0 | 0 | 0 | 0 | 0 | 0 | 0 | 0 | 0 | 0.047552 | 0.00013 | 0.00025 | 0.00038 | 0.0005 | 0 | 0 | 0 |  | 0.056 | 0.0561 | 0.0788 | 0.0795
2014-10-25 | 4時 |  | 0 | 0 | 0 | 0 | [9 empty] | 0 | 0 | 0 | 0 | 0 | 0 | 0 | 0 | 0 | 0 | 0 | 0 | 0 | 0 | 0 | 0 | 0 | 0 | 0 | 0 | 0 | 0 | 0.047552 | 0.00013 | 0.00025 | 0.00038 | 0.0005 | 0 | 0 | 0 |  | 0.0483 | 0.0483 | 0.0711 | 0.0717
2014-10-25 | 5時 |  | 8.9025 | 0 | 0 | 0 | [9 empty] | 0.56231 | 0 | 0 | 0 | 0 | 0 | 0 | 0 | 0 | 0 | 0 | 0 | 0 | 0 | 0 | 0 | 0 | 0 | 0 | 0 | 0 | 0 | 0.047552 | 0.00013 | 0.00025 | 0.00038 | 0.0005 | 0 | 0 | 0 |  | 0.056 | 0.0561 | 0.0788 | 0.0795
2014-10-25 | 6時 |  | 2.3507 | 0 | 0 | 0 | [9 empty] | 0.18416 | 0 | 0 | 0 | 0 | 0 | 0 | 0 | 0 | 0 | 0 | 0 | 0 | 0 | 0 | 0 | 0 | 0 | 0 | 0 | 0 | 0 | 0.047552 | 0.00338 | 0.00675 | 0.01013 | 0.01351 | 0 | 0.024649 | 0.011815 |  | 0.1925 | 0.2611 | 0.3525 | 0.3531
2014-10-25 | 7時 |  | 1.8159 | 0 | 0 | 0 | [9 empty] | 0.15932 | 0 | 0 | 0 | 0 | 0 | 0 | 0 | 0 | 0 | 0 | 0 | 0 | 0 | 0 | 0 | 0 | 0 | 0 | 0 | 0 | 0 | 0.047552 | 0.00054 | 0.00108 | 0.00163 | 0.00217 | 0.13859 | 0.053895 | 0.036861 |  | 0.1524 | 0.248 | 0.3662 | 0.3669
2014-10-25 | 8時 |  | 0.013821 | 0 | 0 | 0 | [9 empty] | 0.10638 | 0 | 0 | 0 | 0 | 0 | 0 | 0 | 0 | 0 | 0 | 0 | 0 | 0 | 0 | 0 | 0 | 0 | 0 | 0 | 0 | 0 | 0.047552 | 0.00054 | 0.00108 | 0.00163 | 0.00217 | 0.093503 | 0 | 0.035602 |  | 0.1091 | 0.1448 | 0.2032 | 0.2039
2014-10-25 | 9時 |  | 0 | 0 | 0 | 0 | [9 empty] | 0 | 0 | 0 | 0 | 0 | 0 | 0 | 0 | 0 | 0 | 0 | 0 | 0 | 0 | 0 | 0 | 0 | 0 | 0 | 0 | 0 | 0 | 0.047552 | 0.00013 | 0.00025 | 0.00038 | 0.0005 | 0.17838 | 0.10971 | 0.042749 |  | 0.3011 | 0.3368 | 0.3953 | 0.396
2014-10-25 | 10時 |  | 0 | 0 | 0 | 0 | [9 empty] | 0 | 0 | 0 | 0 | 0 | 0 | 0 | 0 | 0 | 0 | 0 | 0 | 0 | 0 | 0 | 0 | 0 | 0 | 0 | 0 | 0 | 0 | 0.047552 | 0.00033 | 0.00067 | 0.001 | 0.00133 | 0.093503 | 0 | 0.012523 |  | 0.0483 | 0.0483 | 0.0711 | 0.0717
2014-10-25 | 11時 |  | 0.058698 | 0 | 0 | 0 | [9 empty] | 0.10598 | 0 | 0 | 0 | 0 | 0 | 0 | 0 | 0 | 0 | 0 | 0 | 0 | 0 | 0 | 0 | 0 | 0 | 0 | 0 | 0 | 0 | 0.047552 | 0.00013 | 0.00025 | 0.00038 | 0.0005 | 0 | 0 | 0.0052775 |  | 0.056 | 0.0561 | 0.0788 | 0.0795
2014-10-25 | 12時 |  | 0.0064976 | 0 | 0 | 0 | [9 empty] | 0.1033 | 0 | 0 | 0 | 0 | 0 | 0 | 0 | 0 | 0 | 0 | 0 | 0 | 0 | 0 | 0 | 0 | 0 | 0 | 0 | 0 | 0 | 0.047552 | 0.00338 | 0.00675 | 0.01013 | 0.01351 | 0.05371 | 0 | 0.0052775 |  | 0.1983 | 0.2727 | 0.3698 | 0.3705
2014-10-25 | 13時 |  | 0 | 0 | 0 | 0 | [9 empty] | 0 | 0 | 0 | 0 | 0 | 0 | 0 | 0 | 0 | 0 | 0 | 0 | 0 | 0 | 0 | 0 | 0 | 0 | 0 | 0 | 0 | 0 | 0.047552 | 0.00033 | 0.00067 | 0.001 | 0.00133 | 0.11604 | 0 | 0 |  | 0.0483 | 0.0483 | 0.0711 | 0.0717
2014-10-25 | 14時 |  | 0 | 0 | 0 | 0 | [9 empty] | 0 | 0 | 0 | 0 | 0 | 0 | 0 | 0 | 0 | 0 | 0 | 0 | 0 | 0 | 0 | 0 | 0 | 0 | 0 | 0 | 0 | 0 | 0.047552 | 0.00013 | 0.00025 | 0.00038 | 0.0005 | 0.031168 | 0 | 0.017801 |  | 0.056 | 0.0561 | 0.0788 | 0.0795
2014-10-25 | 15時 |  | 0.030145 | 0 | 0 | 0 | [9 empty] | 0.10794 | 0 | 0 | 0 | 0 | 0 | 0 | 0 | 0 | 0 | 0 | 0 | 0 | 0 | 0 | 0 | 0 | 0 | 0 | 0 | 0 | 0 | 0.047552 | 0.00013 | 0.00025 | 0.00038 | 0.0005 | 0 | 0 | 0 |  | 0.056 | 0.0561 | 0.0788 | 0.0795
2014-10-25 | 16時 |  | 0.032737 | 0 | 0 | 0 | [9 empty] | 0.1104 | 0 | 0 | 0 | 0 | 0 | 0 | 0 | 0 | 0 | 0 | 0 | 0 | 0 | 0 | 0 | 0 | 0 | 0 | 0 | 0 | 0 | 0.047552 | 0.00033 | 0.00067 | 0.001 | 0.00133 | 0.062335 | 0 | 0.0052775 |  | 0.0483 | 0.0483 | 0.0711 | 0.0717
2014-10-25 | 17時 |  | 1.453 | 0 | 0.70093 | 0 | [9 empty] | 0.17326 | 0 | 0 | 0 | 0 | 0.17108 | 0 | 0 | 0 | 0 | 0 | 0 | 0 | 0 | 0 | 0 | 0 | 0 | 0 | 0 | 0 | 0 | 0.047552 | 0.00033 | 0.00067 | 0.001 | 0.00133 | 0.10536 | 0 | 0.0082775 |  | 0.1304 | 0.2048 | 0.3019 | 0.3026
2014-10-25 | 18時 |  | 2.6036 | 0 | 0 | 0 | [9 empty] | 0.22872 | 0 | 0 | 0 | 0 | 0 | 0 | 0 | 0 | 0 | 0 | 0 | 0 | 0 | 0 | 0 | 0 | 0 | 0 | 0 | 0 | 0 | 0.047552 | 0.00642 | 0.01284 | 0.01926 | 0.02568 | 0.12467 | 0 | 0.0082775 |  | 0.303 | 0.3387 | 0.3972 | 0.5469
2014-10-25 | 19時 |  | 0.93662 | 0 | 1.3372 | 0 | [9 empty] | 0.15562 | 0 | 0 | 0 | 0 | 0.18289 | 0 | 0 | 0 | 0 | 0 | 0 | 0 | 0 | 0 | 0 | 0 | 0 | 0 | 0 | 0 | 0 | 0.047552 | 0.00642 | 0.01284 | 0.01926 | 0.02568 | 0.21072 | 0.10708 | 0.0082775 |  | 0.0991 | 0.1348 | 0.1932 | 0.1939
2014-10-25 | 20時 |  | 1.6162 | 0 | 1.9574 | 0 | [9 empty] | 0.18491 | 0 | 0 | 0 | 0 | 0.19727 | 0 | 0 | 0 | 0 | 0 | 0 | 0 | 0 | 0 | 0 | 0 | 0 | 0 | 0 | 0 | 0 | 0.047552 | 0.00033 | 0.00067 | 0.001 | 0.00133 | 0.14927 | 0.027125 | 0 |  | 0.0917 | 0.1275 | 0.2102 | 0.2109
2014-10-25 | 21時 |  | 2.1604 | 0 | 1.9883 | 0 | [9 empty] | 0.21089 | 0 | 0 | 0 | 0 | 0.3525 | 0 | 0 | 0 | 0 | 0 | 0 | 0 | 0 | 0 | 0 | 0 | 0 | 0 | 0 | 0 | 0 | 0.047552 | 0.00033 | 0.00067 | 0.001 | 0.00133 | 0.14618 | 0.10814 | 0.031304 |  | 0.1216 | 0.1873 | 0.2837 | 0.2844
2014-10-25 | 22時 |  | 2.6949 | 0 | 0.84557 | 0 | [9 empty] | 0.24531 | 0 | 0 | 0 | 0 | 0.17558 | 0 | 0 | 0 | 0 | 0 | 0 | 0 | 0 | 0 | 0 | 0 | 0 | 0 | 0 | 0 | 0 | 0.047552 | 0.00628 | 0.01256 | 0.01884 | 0.02512 | 0.12467 | 0.16133 | 0.043827 |  | 0.1738 | 0.1917 | 0.262 | 0.2626
2014-10-25 | 23時 |  | 0 | 0 | 0 | 0 | [9 empty] | 0 | 0 | 0 | 0 | 0 | 0 | 0 | 0 | 0 | 0 | 0 | 0 | 0 | 0 | 0 | 0 | 0 | 0 | 0 | 0 | 0 | 0 | 0.047552 | 0.0067 | 0.01339 | 0.02009 | 0.02679 | 0.12467 | 0.18881 | 0.031848 |  | 0.1877 | 0.2176 | 0.2756 | 0.2763
2014-10-26 | 0時 |  | 0 | 0 | 0 | 0 | [9 empty] | 0 | 0 | 0 | 0 | 0 | 0 | 0 | 0 | 0 | 0 | 0 | 0 | 0 | 0 | 0 | 0 | 0 | 0 | 0 | 0 | 0 | 0 | 0.047552 | 0.00013 | 0.00025 | 0.00038 | 0.0005 | 0 | 0.078899 | 0.011656 |  | 0.1578 | 0.1578 | 0.1806 | 0.1812
2014-10-26 | 1時 |  | 0 | 0 | 0 | 0 | [9 empty] | 0 | 0 | 0 | 0 | 0 | 0 | 0 | 0 | 0 | 0 | 0 | 0 | 0 | 0 | 0 | 0 | 0 | 0 | 0 | 0 | 0 | 0 | 0.047552 | 0.00013 | 0.00025 | 0.00038 | 0.0005 | 0 | 0 | 0 |  | 0.0483 | 0.0483 | 0.0711 | 0.0717
2014-10-26 | 2時 |  | 0 | 0 | 0 | 0 | [9 empty] | 0 | 0 | 0 | 0 | 0 | 0 | 0 | 0 | 0 | 0 | 0 | 0 | 0 | 0 | 0 | 0 | 0 | 0 | 0 | 0 | 0 | 0 | 0.047552 | 0.00013 | 0.00025 | 0.00038 | 0.0005 | 0 | 0 | 0 |  | 0.056 | 0.0561 | 0.0788 | 0.0795
2014-10-26 | 3時 |  | 0 | 0 | 0 | 0 | [9 empty] | 0 | 0 | 0 | 0 | 0 | 0 | 0 | 0 | 0 | 0 | 0 | 0 | 0 | 0 | 0 | 0 | 0 | 0 | 0 | 0 | 0 | 0 | 0.047552 | 0.00013 | 0.00025 | 0.00038 | 0.0005 | 0 | 0 | 0 |  | 0.056 | 0.0561 | 0.0788 | 0.0795
2014-10-26 | 4時 |  | 0 | 0 | 0 | 0 | [9 empty] | 0 | 0 | 0 | 0 | 0 | 0 | 0 | 0 | 0 | 0 | 0 | 0 | 0 | 0 | 0 | 0 | 0 | 0 | 0 | 0 | 0 | 0 | 0.047552 | 0.00013 | 0.00025 | 0.00038 | 0.0005 | 0 | 0 | 0 |  | 0.0483 | 0.0483 | 0.0711 | 0.0717
2014-10-26 | 5時 |  | 13.1609 | 0 | 0 | 0 | [9 empty] | 0.96819 | 0 | 0 | 0 | 0 | 0 | 0 | 0 | 0 | 0 | 0 | 0 | 0 | 0 | 0 | 0 | 0 | 0 | 0 | 0 | 0 | 0 | 0.047552 | 0.00013 | 0.00025 | 0.00038 | 0.0005 | 0 | 0 | 0 |  | 0.056 | 0.0561 | 0.0788 | 0.0795
2014-10-26 | 6時 |  | 3.6604 | 0 | 0 | 0 | [9 empty] | 0.27265 | 0 | 0 | 0 | 0 | 0 | 0 | 0 | 0 | 0 | 0 | 0 | 0 | 0 | 0 | 0 | 0 | 0 | 0 | 0 | 0 | 0 | 0.047552 | 0.00338 | 0.00675 | 0.01013 | 0.01351 | 0 | 0.024649 | 0.011815 |  | 0.1925 | 0.2611 | 0.3525 | 0.3531
2014-10-26 | 7時 |  | 2.3451 | 0 | 0 | 0 | [9 empty] | 0.1821 | 0 | 0 | 0 | 0 | 0 | 0 | 0 | 0 | 0 | 0 | 0 | 0 | 0 | 0 | 0 | 0 | 0 | 0 | 0 | 0 | 0 | 0.047552 | 0.00054 | 0.00108 | 0.00163 | 0.00217 | 0.13859 | 0.053895 | 0.036861 |  | 0.1524 | 0.248 | 0.3662 | 0.3669
2014-10-26 | 8時 |  | 1.7228 | 0 | 0 | 0 | [9 empty] | 0.15988 | 0 | 0 | 0 | 0 | 0 | 0 | 0 | 0 | 0 | 0 | 0 | 0 | 0 | 0 | 0 | 0 | 0 | 0 | 0 | 0 | 0 | 0.047552 | 0.00054 | 0.00108 | 0.00163 | 0.00217 | 0.093503 | 0 | 0.035602 |  | 0.1091 | 0.1448 | 0.2032 | 0.2039
2014-10-26 | 9時 |  | 0 | 0 | 0 | 0 | [9 empty] | 0 | 0 | 0 | 0 | 0 | 0 | 0 | 0 | 0 | 0 | 0 | 0 | 0 | 0 | 0 | 0 | 0 | 0 | 0 | 0 | 0 | 0 | 0.047552 | 0.00013 | 0.00025 | 0.00038 | 0.0005 | 0.17838 | 0.10971 | 0.042749 |  | 0.3011 | 0.3368 | 0.3953 | 0.396
2014-10-26 | 10時 |  | 0 | 0 | 0 | 0 | [9 empty] | 0 | 0 | 0 | 0 | 0 | 0 | 0 | 0 | 0 | 0 | 0 | 0 | 0 | 0 | 0 | 0 | 0 | 0 | 0 | 0 | 0 | 0 | 0.047552 | 0.00033 | 0.00067 | 0.001 | 0.00133 | 0.093503 | 0 | 0.012523 |  | 0.0483 | 0.0483 | 0.0711 | 0.0717
2014-10-26 | 11時 |  | 0.052054 | 0 | 0 | 0 | [9 empty] | 0.10285 | 0 | 0 | 0 | 0 | 0 | 0 | 0 | 0 | 0 | 0 | 0 | 0 | 0 | 0 | 0 | 0 | 0 | 0 | 0 | 0 | 0 | 0.047552 | 0.00013 | 0.00025 | 0.00038 | 0.0005 | 0 | 0 | 0.0052775 |  | 0.056 | 0.0561 | 0.0788 | 0.0795
2014-10-26 | 12時 |  | 0.01296 | 0 | 0 | 0 | [9 empty] | 0.10466 | 0 | 0 | 0 | 0 | 0 | 0 | 0 | 0 | 0 | 0 | 0 | 0 | 0 | 0 | 0 | 0 | 0 | 0 | 0 | 0 | 0 | 0.047552 | 0.00338 | 0.00675 | 0.01013 | 0.01351 | 0.05371 | 0 | 0.0052775 |  | 0.1983 | 0.2727 | 0.3698 | 0.3705
2014-10-26 | 13時 |  | 0 | 0 | 0 | 0 | [9 empty] | 0 | 0 | 0 | 0 | 0 | 0 | 0 | 0 | 0 | 0 | 0 | 0 | 0 | 0 | 0 | 0 | 0 | 0 | 0 | 0 | 0 | 0 | 0.047552 | 0.00033 | 0.00067 | 0.001 | 0.00133 | 0.11604 | 0 | 0 |  | 0.0483 | 0.0483 | 0.0711 | 0.0717
2014-10-26 | 14時 |  | 0 | 0 | 0 | 0 | [9 empty] | 0 | 0 | 0 | 0 | 0 | 0 | 0 | 0 | 0 | 0 | 0 | 0 | 0 | 0 | 0 | 0 | 0 | 0 | 0 | 0 | 0 | 0 | 0.047552 | 0.00013 | 0.00025 | 0.00038 | 0.0005 | 0.031168 | 0 | 0.017801 |  | 0.056 | 0.0561 | 0.0788 | 0.0795
2014-10-26 | 15時 |  | 0.041986 | 0 | 0 | 0 | [9 empty] | 0.1058 | 0 | 0 | 0 | 0 | 0 | 0 | 0 | 0 | 0 | 0 | 0 | 0 | 0 | 0 | 0 | 0 | 0 | 0 | 0 | 0 | 0 | 0.047552 | 0.00013 | 0.00025 | 0.00038 | 0.0005 | 0 | 0 | 0 |  | 0.056 | 0.0561 | 0.0788 | 0.0795
2014-10-26 | 16時 |  | 0.043938 | 0 | 0 | 0 | [9 empty] | 0.10877 | 0 | 0 | 0 | 0 | 0 | 0 | 0 | 0 | 0 | 0 | 0 | 0 | 0 | 0 | 0 | 0 | 0 | 0 | 0 | 0 | 0 | 0.047552 | 0.00033 | 0.00067 | 0.001 | 0.00133 | 0.062335 | 0 | 0.0052775 |  | 0.0483 | 0.0483 | 0.0711 | 0.0717
2014-10-26 | 17時 |  | 1.4221 | 0 | 0.97689 | 0 | [9 empty] | 0.15342 | 0 | 0 | 0 | 0 | 0.16857 | 0 | 0 | 0 | 0 | 0 | 0 | 0 | 0 | 0 | 0 | 0 | 0 | 0 | 0 | 0 | 0 | 0.047552 | 0.00033 | 0.00067 | 0.001 | 0.00133 | 0.10536 | 0 | 0.0082775 |  | 0.1304 | 0.2048 | 0.3019 | 0.3026
2014-10-26 | 18時 |  | 2.4232 | 0 | 0 | 0 | [9 empty] | 0.20677 | 0 | 0 | 0 | 0 | 0 | 0 | 0 | 0 | 0 | 0 | 0 | 0 | 0 | 0 | 0 | 0 | 0 | 0 | 0 | 0 | 0 | 0.047552 | 0.00642 | 0.01284 | 0.01926 | 0.02568 | 0.12467 | 0 | 0.0082775 |  | 0.303 | 0.3387 | 0.3972 | 0.5469
2014-10-26 | 19時 |  | 1.0388 | 0 | 1.5625 | 0 | [9 empty] | 0.15665 | 0 | 0 | 0 | 0 | 0.18604 | 0 | 0 | 0 | 0 | 0 | 0 | 0 | 0 | 0 | 0 | 0 | 0 | 0 | 0 | 0 | 0 | 0.047552 | 0.00642 | 0.01284 | 0.01926 | 0.02568 | 0.21072 | 0.10708 | 0.0082775 |  | 0.0991 | 0.1348 | 0.1932 | 0.1939
2014-10-26 | 20時 |  | 1.682 | 0 | 2.0363 | 0 | [9 empty] | 0.18135 | 0 | 0 | 0 | 0 | 0.19672 | 0 | 0 | 0 | 0 | 0 | 0 | 0 | 0 | 0 | 0 | 0 | 0 | 0 | 0 | 0 | 0 | 0.047552 | 0.00033 | 0.00067 | 0.001 | 0.00133 | 0.14927 | 0.027125 | 0 |  | 0.0917 | 0.1275 | 0.2102 | 0.2109
2014-10-26 | 21時 |  | 2.3275 | 0 | 2.1606 | 0 | [9 empty] | 0.21719 | 0 | 0 | 0 | 0 | 0.35437 | 0 | 0 | 0 | 0 | 0 | 0 | 0 | 0 | 0 | 0 | 0 | 0 | 0 | 0 | 0 | 0 | 0.047552 | 0.00033 | 0.00067 | 0.001 | 0.00133 | 0.14618 | 0.10814 | 0.031304 |  | 0.1216 | 0.1873 | 0.2837 | 0.2844
2014-10-26 | 22時 |  | 2.8949 | 0 | 0.93154 | 0 | [9 empty] | 0.2547 | 0 | 0 | 0 | 0 | 0.17652 | 0 | 0 | 0 | 0 | 0 | 0 | 0 | 0 | 0 | 0 | 0 | 0 | 0 | 0 | 0 | 0 | 0.047552 | 0.00628 | 0.01256 | 0.01884 | 0.02512 | 0.12467 | 0.16133 | 0.043827 |  | 0.1738 | 0.1917 | 0.262 | 0.2626
2014-10-26 | 23時 |  | 0 | 0 | 0 | 0 | [9 empty] | 0 | 0 | 0 | 0 | 0 | 0 | 0 | 0 | 0 | 0 | 0 | 0 | 0 | 0 | 0 | 0 | 0 | 0 | 0 | 0 | 0 | 0 | 0.047552 | 0.0067 | 0.01339 | 0.02009 | 0.02679 | 0.12467 | 0.18881 | 0.031848 |  | 0.1877 | 0.2176 | 0.2756 | 0.2763
2014-10-27 | 0時 |  | 0 | 0 | 0 | 0 | [9 empty] | 0 | 0 | 0 | 0 | 0 | 0 | 0 | 0 | 0 | 0 | 0 | 0 | 0 | 0 | 0 | 0 | 0 | 0 | 0 | 0 | 0 | 0 | 0.047552 | 0.00013 | 0.00025 | 0.00038 | 0.0005 | 0 | 0.078899 | 0.011656 |  | 0.1578 | 0.1578 | 0.1806 | 0.1812
2014-10-27 | 1時 |  | 0 | 0 | 0 | 0 | [9 empty] | 0 | 0 | 0 | 0 | 0 | 0 | 0 | 0 | 0 | 0 | 0 | 0 | 0 | 0 | 0 | 0 | 0 | 0 | 0 | 0 | 0 | 0 | 0.047552 | 0.00013 | 0.00025 | 0.00038 | 0.0005 | 0 | 0 | 0 |  | 0.0483 | 0.0483 | 0.0711 | 0.0717
2014-10-27 | 2時 |  | 0 | 0 | 0 | 0 | [9 empty] | 0 | 0 | 0 | 0 | 0 | 0 | 0 | 0 | 0 | 0 | 0 | 0 | 0 | 0 | 0 | 0 | 0 | 0 | 0 | 0 | 0 | 0 | 0.047552 | 0.00013 | 0.00025 | 0.00038 | 0.0005 | 0 | 0 | 0 |  | 0.056 | 0.0561 | 0.0788 | 0.0795
2014-10-27 | 3時 |  | 0 | 0 | 0 | 0 | [9 empty] | 0 | 0 | 0 | 0 | 0 | 0 | 0 | 0 | 0 | 0 | 0 | 0 | 0 | 0 | 0 | 0 | 0 | 0 | 0 | 0 | 0 | 0 | 0.047552 | 0.00013 | 0.00025 | 0.00038 | 0.0005 | 0 | 0 | 0 |  | 0.056 | 0.0561 | 0.0788 | 0.0795
2014-10-27 | 4時 |  | 0 | 0 | 0 | 0 | [9 empty] | 0 | 0 | 0 | 0 | 0 | 0 | 0 | 0 | 0 | 0 | 0 | 0 | 0 | 0 | 0 | 0 | 0 | 0 | 0 | 0 | 0 | 0 | 0.047552 | 0.00013 | 0.00025 | 0.00038 | 0.0005 | 0 | 0 | 0 |  | 0.0483 | 0.0483 | 0.0711 | 0.0717
2014-10-27 | 5時 |  | 17.1989 | 0 | 0 | 0 | [9 empty] | 2.305 | 0 | 0 | 0 | 0 | 0 | 0 | 0 | 0 | 0 | 0 | 0 | 0 | 0 | 0 | 0 | 0 | 0 | 0 | 0 | 0 | 0 | 0.047552 | 0.00013 | 0.00025 | 0.00038 | 0.0005 | 0 | 0 | 0 |  | 0.056 | 0.0561 | 0.0788 | 0.0795
2014-10-27 | 6時 |  | 4.363 | 0 | 0 | 0 | [9 empty] | 0.44634 | 0 | 0 | 0 | 0 | 0 | 0 | 0 | 0 | 0 | 0 | 0 | 0 | 0 | 0 | 0 | 0 | 0 | 0 | 0 | 0 | 0 | 0.047552 | 0.00338 | 0.00675 | 0.01013 | 0.01351 | 0 | 0.024649 | 0.011815 |  | 0.1925 | 0.2611 | 0.3525 | 0.3531
2014-10-27 | 7時 |  | 1.1787 | 0 | 0 | 0 | [9 empty] | 0.16928 | 0 | 0 | 0 | 0 | 0 | 0 | 0 | 0 | 0 | 0 | 0 | 0 | 0 | 0 | 0 | 0 | 0 | 0 | 0 | 0 | 0 | 0.047552 | 0.00054 | 0.00108 | 0.00163 | 0.00217 | 0.13859 | 0.053895 | 0.036861 |  | 0.1524 | 0.248 | 0.3662 | 0.3669
2014-10-27 | 8時 |  | 0.025656 | 0 | 0 | 0 | [9 empty] | 0.10973 | 0 | 0 | 0 | 0 | 0 | 0 | 0 | 0 | 0 | 0 | 0 | 0 | 0 | 0 | 0 | 0 | 0 | 0 | 0 | 0 | 0 | 0.047552 | 0.00054 | 0.00108 | 0.00163 | 0.00217 | 0.093503 | 0 | 0.035602 |  | 0.1091 | 0.1448 | 0.2032 | 0.2039
2014-10-27 | 9時 |  | 0 | 0 | 0 | 0 | [9 empty] | 0 | 0 | 0 | 0 | 0 | 0 | 0 | 0 | 0 | 0 | 0 | 0 | 0 | 0 | 0 | 0 | 0 | 0 | 0 | 0 | 0 | 0 | 0.047552 | 0.00013 | 0.00025 | 0.00038 | 0.0005 | 0.17838 | 0.10971 | 0.042749 |  | 0.3011 | 0.3368 | 0.3953 | 0.396
2014-10-27 | 10時 |  | 0 | 0 | 0 | 0 | [9 empty] | 0 | 0 | 0 | 0 | 0 | 0 | 0 | 0 | 0 | 0 | 0 | 0 | 0 | 0 | 0 | 0 | 0 | 0 | 0 | 0 | 0 | 0 | 0.047552 | 0.00033 | 0.00067 | 0.001 | 0.00133 | 0.093503 | 0 | 0.012523 |  | 0.0483 | 0.0483 | 0.0711 | 0.0717
2014-10-27 | 11時 |  | 0.025404 | 0 | 0 | 0 | [9 empty] | 0.10138 | 0 | 0 | 0 | 0 | 0 | 0 | 0 | 0 | 0 | 0 | 0 | 0 | 0 | 0 | 0 | 0 | 0 | 0 | 0 | 0 | 0 | 0.047552 | 0.00013 | 0.00025 | 0.00038 | 0.0005 | 0 | 0 | 0.0052775 |  | 0.056 | 0.0561 | 0.0788 | 0.0795
2014-10-27 | 12時 |  | 0.0067779 | 0 | 0 | 0 | [9 empty] | 0.10109 | 0 | 0 | 0 | 0 | 0 | 0 | 0 | 0 | 0 | 0 | 0 | 0 | 0 | 0 | 0 | 0 | 0 | 0 | 0 | 0 | 0 | 0.047552 | 0.00338 | 0.00675 | 0.01013 | 0.01351 | 0.05371 | 0 | 0.0052775 |  | 0.1983 | 0.2727 | 0.3698 | 0.3705
2014-10-27 | 13時 |  | 0 | 0 | 0 | 0 | [9 empty] | 0 | 0 | 0 | 0 | 0 | 0 | 0 | 0 | 0 | 0 | 0 | 0 | 0 | 0 | 0 | 0 | 0 | 0 | 0 | 0 | 0 | 0 | 0.047552 | 0.00033 | 0.00067 | 0.001 | 0.00133 | 0.11604 | 0 | 0 |  | 0.0483 | 0.0483 | 0.0711 | 0.0717
2014-10-27 | 14時 |  | 0 | 0 | 0 | 0 | [9 empty] | 0 | 0 | 0 | 0 | 0 | 0 | 0 | 0 | 0 | 0 | 0 | 0 | 0 | 0 | 0 | 0 | 0 | 0 | 0 | 0 | 0 | 0 | 0.047552 | 0.00013 | 0.00025 | 0.00038 | 0.0005 | 0.031168 | 0 | 0.017801 |  | 0.056 | 0.0561 | 0.0788 | 0.0795
2014-10-27 | 15時 |  | 0.023516 | 0 | 0 | 0 | [9 empty] | 0.10442 | 0 | 0 | 0 | 0 | 0 | 0 | 0 | 0 | 0 | 0 | 0 | 0 | 0 | 0 | 0 | 0 | 0 | 0 | 0 | 0 | 0 | 0.047552 | 0.00013 | 0.00025 | 0.00038 | 0.0005 | 0 | 0 | 0 |  | 0.056 | 0.0561 | 0.0788 | 0.0795
2014-10-27 | 16時 |  | 0.014279 | 0 | 0 | 0 | [9 empty] | 0.10625 | 0 | 0 | 0 | 0 | 0 | 0 | 0 | 0 | 0 | 0 | 0 | 0 | 0 | 0 | 0 | 0 | 0 | 0 | 0 | 0 | 0 | 0.047552 | 0.00033 | 0.00067 | 0.001 | 0.00133 | 0.062335 | 0 | 0.0052775 |  | 0.0483 | 0.0483 | 0.0711 | 0.0717
2014-10-27 | 17時 |  | 0.022382 | 0 | 0.01965 | 0 | [9 empty] | 0.10745 | 0 | 0 | 0 | 0 | 0.16268 | 0 | 0 | 0 | 0 | 0 | 0 | 0 | 0 | 0 | 0 | 0 | 0 | 0 | 0 | 0 | 0 | 0.047552 | 0.00033 | 0.00067 | 0.001 | 0.00133 | 0.10536 | 0 | 0.0082775 |  | 0.1304 | 0.2048 | 0.3019 | 0.3026
2014-10-27 | 18時 |  | 0.047408 | 0 | 0 | 0 | [9 empty] | 0.10824 | 0 | 0 | 0 | 0 | 0 | 0 | 0 | 0 | 0 | 0 | 0 | 0 | 0 | 0 | 0 | 0 | 0 | 0 | 0 | 0 | 0 | 0.047552 | 0.00642 | 0.01284 | 0.01926 | 0.02568 | 0.12467 | 0 | 0.0082775 |  | 0.303 | 0.3387 | 0.3972 | 0.5469
2014-10-27 | 19時 |  | 0.024467 | 0 | 0.032944 | 0 | [9 empty] | 0.10779 | 0 | 0 | 0 | 0 | 0.16285 | 0 | 0 | 0 | 0 | 0 | 0 | 0 | 0 | 0 | 0 | 0 | 0 | 0 | 0 | 0 | 0 | 0.047552 | 0.00642 | 0.01284 | 0.01926 | 0.02568 | 0.21072 | 0.10708 | 0.0082775 |  | 0.0991 | 0.1348 | 0.1932 | 0.1939
2014-10-27 | 20時 |  | 0.057481 | 0 | 0.52072 | 0 | [9 empty] | 0.11266 | 0 | 0 | 0 | 0 | 0.16806 | 0 | 0 | 0 | 0 | 0 | 0 | 0 | 0 | 0 | 0 | 0 | 0 | 0 | 0 | 0 | 0 | 0.047552 | 0.00033 | 0.00067 | 0.001 | 0.00133 | 0.14927 | 0.027125 | 0 |  | 0.0917 | 0.1275 | 0.2102 | 0.2109
2014-10-27 | 21時 |  | 0.8732 | 0 | 0.89381 | 0 | [9 empty] | 0.15363 | 0 | 0 | 0 | 0 | 0.34312 | 0 | 0 | 0 | 0 | 0 | 0 | 0 | 0 | 0 | 0 | 0 | 0 | 0 | 0 | 0 | 0 | 0.047552 | 0.00033 | 0.00067 | 0.001 | 0.00133 | 0.14618 | 0.10814 | 0.031304 |  | 0.1216 | 0.1873 | 0.2837 | 0.2844
2014-10-27 | 22時 |  | 1.7253 | 0 | 0.47477 | 0 | [9 empty] | 0.18478 | 0 | 0 | 0 | 0 | 0.16904 | 0 | 0 | 0 | 0 | 0 | 0 | 0 | 0 | 0 | 0 | 0 | 0 | 0 | 0 | 0 | 0 | 0.047552 | 0.00628 | 0.01256 | 0.01884 | 0.02512 | 0.12467 | 0.16133 | 0.043827 |  | 0.1738 | 0.1917 | 0.262 | 0.2626
2014-10-27 | 23時 |  | 0 | 0 | 0 | 0 | [9 empty] | 0 | 0 | 0 | 0 | 0 | 0 | 0 | 0 | 0 | 0 | 0 | 0 | 0 | 0 | 0 | 0 | 0 | 0 | 0 | 0 | 0 | 0 | 0.047552 | 0.0067 | 0.01339 | 0.02009 | 0.02679 | 0.12467 | 0.18881 | 0.031848 |  | 0.1877 | 0.2176 | 0.2756 | 0.2763
2014-10-28 | 0時 |  | 0 | 0 | 0 | 0 | [9 empty] | 0 | 0 | 0 | 0 | 0 | 0 | 0 | 0 | 0 | 0 | 0 | 0 | 0 | 0 | 0 | 0 | 0 | 0 | 0 | 0 | 0 | 0 | 0.047552 | 0.00013 | 0.00025 | 0.00038 | 0.0005 | 0 | 0 | 0 |  | 0.1578 | 0.1578 | 0.1806 | 0.1812
2014-10-28 | 1時 |  | 0 | 0 | 0 | 0 | [9 empty] | 0 | 0 | 0 | 0 | 0 | 0 | 0 | 0 | 0 | 0 | 0 | 0 | 0 | 0 | 0 | 0 | 0 | 0 | 0 | 0 | 0 | 0 | 0.047552 | 0.00013 | 0.00025 | 0.00038 | 0.0005 | 0 | 0 | 0 |  | 0.0483 | 0.0483 | 0.0711 | 0.0717
2014-10-28 | 2時 |  | 0 | 0 | 0 | 0 | [9 empty] | 0 | 0 | 0 | 0 | 0 | 0 | 0 | 0 | 0 | 0 | 0 | 0 | 0 | 0 | 0 | 0 | 0 | 0 | 0 | 0 | 0 | 0 | 0.047552 | 0.00013 | 0.00025 | 0.00038 | 0.0005 | 0 | 0 | 0 |  | 0.056 | 0.0561 | 0.0788 | 0.0795
2014-10-28 | 3時 |  | 0 | 0 | 0 | 0 | [9 empty] | 0 | 0 | 0 | 0 | 0 | 0 | 0 | 0 | 0 | 0 | 0 | 0 | 0 | 0 | 0 | 0 | 0 | 0 | 0 | 0 | 0 | 0 | 0.047552 | 0.00013 | 0.00025 | 0.00038 | 0.0005 | 0 | 0 | 0 |  | 0.056 | 0.0561 | 0.0788 | 0.0795
2014-10-28 | 4時 |  | 0 | 0 | 0 | 0 | [9 empty] | 0 | 0 | 0 | 0 | 0 | 0 | 0 | 0 | 0 | 0 | 0 | 0 | 0 | 0 | 0 | 0 | 0 | 0 | 0 | 0 | 0 | 0 | 0.047552 | 0.00013 | 0.00025 | 0.00038 | 0.0005 | 0 | 0 | 0 |  | 0.0483 | 0.0483 | 0.0711 | 0.0717
2014-10-28 | 5時 |  | 0 | 0 | 0 | 0 | [9 empty] | 0 | 0 | 0 | 0 | 0 | 0 | 0 | 0 | 0 | 0 | 0 | 0 | 0 | 0 | 0 | 0 | 0 | 0 | 0 | 0 | 0 | 0 | 0.047552 | 0.00013 | 0.00025 | 0.00038 | 0.0005 | 0 | 0 | 0 |  | 0.056 | 0.0561 | 0.0788 | 0.0795
2014-10-28 | 6時 |  | 0 | 0 | 0 | 0 | [9 empty] | 0 | 0 | 0 | 0 | 0 | 0 | 0 | 0 | 0 | 0 | 0 | 0 | 0 | 0 | 0 | 0 | 0 | 0 | 0 | 0 | 0 | 0 | 0.047552 | 0.00013 | 0.00025 | 0.00038 | 0.0005 | 0 | 0 | 0 |  | 0.056 | 0.0561 | 0.0788 | 0.0795
2014-10-28 | 7時 |  | 10.6004 | 0 | 4.0997 | 0 | [9 empty] | 0.75552 | 0 | 0 | 0 | 0 | 0.2849 | 0 | 0 | 0 | 0 | 0 | 0 | 0 | 0 | 0 | 0 | 0 | 0 | 0 | 0 | 0 | 0 | 0.047552 | 0.00054 | 0.00108 | 0.00163 | 0.00217 | 0 | 0.024649 | 0.022689 |  | 0.1168 | 0.1854 | 0.2767 | 0.2774
2014-10-28 | 8時 |  | 0.048107 | 0 | 2.2092 | 0 | [9 empty] | 0.11044 | 0 | 0 | 0 | 0 | 0.36035 | 0 | 0 | 0 | 0 | 0 | 0 | 0 | 0 | 0 | 0 | 0 | 0 | 0 | 0 | 0 | 0 | 0.047552 | 0.00379 | 0.00759 | 0.01138 | 0.01518 | 0.084877 | 0.078545 | 0.064582 |  | 0.2156 | 0.2812 | 0.3696 | 0.3702
2014-10-28 | 9時 |  | 0.013002 | 0 | 0.010229 | 0 | [9 empty] | 0.10424 | 0 | 0 | 0 | 0 | 0.32034 | 0 | 0 | 0 | 0 | 0 | 0 | 0 | 0 | 0 | 0 | 0 | 0 | 0 | 0 | 0 | 0 | 0.047552 | 0.00033 | 0.00067 | 0.001 | 0.00133 | 0.23209 | 0.16325 | 0.052059 |  | 0.2163 | 0.252 | 0.3265 | 0.3272
2014-10-28 | 10時 |  | 0.0023454 | 0 | 0 | 0 | [9 empty] | 0.10092 | 0 | 0 | 0 | 0 | 0 | 0 | 0 | 0 | 0 | 0 | 0 | 0 | 0 | 0 | 0 | 0 | 0 | 0 | 0 | 0 | 0 | 0.047552 | 0.00054 | 0.00108 | 0.00163 | 0.00217 | 0.12467 | 0.21558 | 0.037471 |  | 0.1917 | 0.2274 | 0.3128 | 0.3134
2014-10-28 | 11時 |  | 0 | 0 | 0 | 0 | [9 empty] | 0 | 0 | 0 | 0 | 0 | 0 | 0 | 0 | 0 | 0 | 0 | 0 | 0 | 0 | 0 | 0 | 0 | 0 | 0 | 0 | 0 | 0 | 0.047552 | 0.00033 | 0.00067 | 0.001 | 0.00133 | 0.12467 | 0.21558 | 0 |  | 0.1994 | 0.2352 | 0.315 | 0.3157
2014-10-28 | 12時 |  | 0.00010423 | 0 | 0 | 0 | [9 empty] | 0.099687 | 0 | 0 | 0 | 0 | 0 | 0 | 0 | 0 | 0 | 0 | 0 | 0 | 0 | 0 | 0 | 0 | 0 | 0 | 0 | 0 | 0 | 0.047552 | 0.00338 | 0.00675 | 0.01013 | 0.01351 | 0.14721 | 0.13456 | 0.018352 |  | 0.1983 | 0.2727 | 0.3698 | 0.3705
2014-10-28 | 13時 |  | 0 | 0 | 0 | 0 | [9 empty] | 0 | 0 | 0 | 0 | 0 | 0 | 0 | 0 | 0 | 0 | 0 | 0 | 0 | 0 | 0 | 0 | 0 | 0 | 0 | 0 | 0 | 0 | 0.047552 | 0.00033 | 0.00067 | 0.001 | 0.00133 | 0.13756 | 0.026771 | 0.023629 |  | 0.0483 | 0.0483 | 0.0711 | 0.0717
2014-10-28 | 14時 |  | 0 | 0 | 0 | 0 | [9 empty] | 0 | 0 | 0 | 0 | 0 | 0 | 0 | 0 | 0 | 0 | 0 | 0 | 0 | 0 | 0 | 0 | 0 | 0 | 0 | 0 | 0 | 0 | 0.047552 | 0.00013 | 0.00025 | 0.00038 | 0.0005 | 0 | 0 | 0 |  | 0.056 | 0.0561 | 0.0788 | 0.0795
2014-10-28 | 15時 |  | 0.0085266 | 0 | 0.00025367 | 0 | [9 empty] | 0.10236 | 0 | 0 | 0 | 0 | 0.15897 | 0 | 0 | 0 | 0 | 0 | 0 | 0 | 0 | 0 | 0 | 0 | 0 | 0 | 0 | 0 | 0 | 0.047552 | 0.00013 | 0.00025 | 0.00038 | 0.0005 | 0 | 0 | 0 |  | 0.056 | 0.0561 | 0.0788 | 0.0795
2014-10-28 | 16時 |  | 0.011108 | 0 | 0.001798 | 0 | [9 empty] | 0.10491 | 0 | 0 | 0 | 0 | 0.16067 | 0 | 0 | 0 | 0 | 0 | 0 | 0 | 0 | 0 | 0 | 0 | 0 | 0 | 0 | 0 | 0 | 0.047552 | 0.00054 | 0.00108 | 0.00163 | 0.00217 | 0.062335 | 0.054249 | 0.024058 |  | 0.2095 | 0.275 | 0.3956 | 0.5453
2014-10-28 | 17時 |  | 0.019061 | 0 | 0.0049556 | 0 | [9 empty] | 0.10851 | 0 | 0 | 0 | 0 | 0.1638 | 0 | 0 | 0 | 0 | 0 | 0 | 0 | 0 | 0 | 0 | 0 | 0 | 0 | 0 | 0 | 0 | 0.047552 | 0.00642 | 0.01284 | 0.01926 | 0.02568 | 0.12467 | 0.1085 | 0.026923 |  | 0.2423 | 0.2781 | 0.3689 | 0.5187
2014-10-28 | 18時 |  | 0.012789 | 0 | 0 | 0 | [9 empty] | 0.11087 | 0 | 0 | 0 | 0 | 0 | 0 | 0 | 0 | 0 | 0 | 0 | 0 | 0 | 0 | 0 | 0 | 0 | 0 | 0 | 0 | 0 | 0.047552 | 0.00642 | 0.01284 | 0.01926 | 0.02568 | 0.21072 | 0.1085 | 0 |  | 0.1819 | 0.2177 | 0.2978 | 0.4476
2014-10-28 | 19時 |  | 0.02206 | 0 | 0.032459 | 0 | [9 empty] | 0.11265 | 0 | 0 | 0 | 0 | 0.33745 | 0 | 0 | 0 | 0 | 0 | 0 | 0 | 0 | 0 | 0 | 0 | 0 | 0 | 0 | 0 | 0 | 0.047552 | 0.00013 | 0.00025 | 0.00038 | 0.0005 | 0.12879 | 0 | 0.006537 |  | 0.0998 | 0.1355 | 0.2049 | 0.2056
2014-10-28 | 20時 |  | 0.055891 | 0 | 0.037821 | 0 | [9 empty] | 0.11435 | 0 | 0 | 0 | 0 | 0.33824 | 0 | 0 | 0 | 0 | 0 | 0 | 0 | 0 | 0 | 0 | 0 | 0 | 0 | 0 | 0 | 0 | 0.047552 | 0.00033 | 0.00067 | 0.001 | 0.00133 | 0.16769 | 0.10779 | 0.006537 |  | 0.0917 | 0.1275 | 0.2183 | 0.219
2014-10-28 | 21時 |  | 0.076878 | 0 | 0.042529 | 0 | [9 empty] | 0.11557 | 0 | 0 | 0 | 0 | 0.33904 | 0 | 0 | 0 | 0 | 0 | 0 | 0 | 0 | 0 | 0 | 0 | 0 | 0 | 0 | 0 | 0 | 0.047552 | 0.00628 | 0.01256 | 0.01884 | 0.02512 | 0.12467 | 0.18846 | 0.012659 |  | 0.1755 | 0.2411 | 0.3458 | 0.3465
2014-10-28 | 22時 |  | 0 | 0 | 0 | 0 | [9 empty] | 0 | 0 | 0 | 0 | 0 | 0 | 0 | 0 | 0 | 0 | 0 | 0 | 0 | 0 | 0 | 0 | 0 | 0 | 0 | 0 | 0 | 0 | 0.047552 | 0.00649 | 0.01298 | 0.01947 | 0.02595 | 0.12467 | 0.16133 | 0.043827 |  | 0.1139 | 0.1795 | 0.3002 | 0.3009
2014-10-28 | 23時 |  | 0 | 0 | 0 | 0 | [9 empty] | 0 | 0 | 0 | 0 | 0 | 0 | 0 | 0 | 0 | 0 | 0 | 0 | 0 | 0 | 0 | 0 | 0 | 0 | 0 | 0 | 0 | 0 | 0.047552 | 0.00331 | 0.00661 | 0.00992 | 0.01323 | 0.062335 | 0.15709 | 0.04296 |  | 0.1578 | 0.1578 | 0.1806 | 0.1812
2014-10-29 | 0時 |  | 0 | 0 | 0 | 0 | [9 empty] | 0 | 0 | 0 | 0 | 0 | 0 | 0 | 0 | 0 | 0 | 0 | 0 | 0 | 0 | 0 | 0 | 0 | 0 | 0 | 0 | 0 | 0 | 0.047552 | 0.00013 | 0.00025 | 0.00038 | 0.0005 | 0 | 0 | 0 |  | 0.1578 | 0.1578 | 0.1806 | 0.1812
2014-10-29 | 1時 |  | 0 | 0 | 0 | 0 | [9 empty] | 0 | 0 | 0 | 0 | 0 | 0 | 0 | 0 | 0 | 0 | 0 | 0 | 0 | 0 | 0 | 0 | 0 | 0 | 0 | 0 | 0 | 0 | 0.047552 | 0.00013 | 0.00025 | 0.00038 | 0.0005 | 0 | 0 | 0 |  | 0.0483 | 0.0483 | 0.0711 | 0.0717
2014-10-29 | 2時 |  | 0 | 0 | 0 | 0 | [9 empty] | 0 | 0 | 0 | 0 | 0 | 0 | 0 | 0 | 0 | 0 | 0 | 0 | 0 | 0 | 0 | 0 | 0 | 0 | 0 | 0 | 0 | 0 | 0.047552 | 0.00013 | 0.00025 | 0.00038 | 0.0005 | 0 | 0 | 0 |  | 0.056 | 0.0561 | 0.0788 | 0.0795
2014-10-29 | 3時 |  | 0 | 0 | 0 | 0 | [9 empty] | 0 | 0 | 0 | 0 | 0 | 0 | 0 | 0 | 0 | 0 | 0 | 0 | 0 | 0 | 0 | 0 | 0 | 0 | 0 | 0 | 0 | 0 | 0.047552 | 0.00013 | 0.00025 | 0.00038 | 0.0005 | 0 | 0 | 0 |  | 0.056 | 0.0561 | 0.0788 | 0.0795
2014-10-29 | 4時 |  | 0 | 0 | 0 | 0 | [9 empty] | 0 | 0 | 0 | 0 | 0 | 0 | 0 | 0 | 0 | 0 | 0 | 0 | 0 | 0 | 0 | 0 | 0 | 0 | 0 | 0 | 0 | 0 | 0.047552 | 0.00013 | 0.00025 | 0.00038 | 0.0005 | 0 | 0 | 0 |  | 0.0483 | 0.0483 | 0.0711 | 0.0717
2014-10-29 | 5時 |  | 0 | 0 | 0 | 0 | [9 empty] | 0 | 0 | 0 | 0 | 0 | 0 | 0 | 0 | 0 | 0 | 0 | 0 | 0 | 0 | 0 | 0 | 0 | 0 | 0 | 0 | 0 | 0 | 0.047552 | 0.00013 | 0.00025 | 0.00038 | 0.0005 | 0 | 0 | 0 |  | 0.056 | 0.0561 | 0.0788 | 0.0795
2014-10-29 | 6時 |  | 0 | 0 | 0 | 0 | [9 empty] | 0 | 0 | 0 | 0 | 0 | 0 | 0 | 0 | 0 | 0 | 0 | 0 | 0 | 0 | 0 | 0 | 0 | 0 | 0 | 0 | 0 | 0 | 0.047552 | 0.00033 | 0.00067 | 0.001 | 0.00133 | 0 | 0.024649 | 0.011815 |  | 0.0859 | 0.1159 | 0.1685 | 0.1692
2014-10-29 | 7時 |  | 12.7611 | 0 | 4.5762 | 0 | [9 empty] | 0.98142 | 0 | 0 | 0 | 0 | 0.32685 | 0 | 0 | 0 | 0 | 0 | 0 | 0 | 0 | 0 | 0 | 0 | 0 | 0 | 0 | 0 | 0 | 0.047552 | 0.00033 | 0.00067 | 0.001 | 0.00133 | 0.093503 | 0 | 0.015347 |  | 0.2346 | 0.2703 | 0.3287 | 0.3294
2014-10-29 | 8時 |  | 1.3582 | 0 | 3.7559 | 0 | [9 empty] | 0.17353 | 0 | 0 | 0 | 0 | 0.41534 | 0 | 0 | 0 | 0 | 0 | 0 | 0 | 0 | 0 | 0 | 0 | 0 | 0 | 0 | 0 | 0 | 0.047552 | 0.00705 | 0.01409 | 0.02114 | 0.02818 | 0.13653 | 0.078545 | 0.060527 |  | 0.2282 | 0.3325 | 0.4595 | 0.4602
2014-10-29 | 9時 |  | 0.026287 | 0 | 0.023012 | 0 | [9 empty] | 0.1096 | 0 | 0 | 0 | 0 | 0.32953 | 0 | 0 | 0 | 0 | 0 | 0 | 0 | 0 | 0 | 0 | 0 | 0 | 0 | 0 | 0 | 0 | 0.047552 | 0.00013 | 0.00025 | 0.00038 | 0.0005 | 0.084877 | 0.053895 | 0.0052775 |  | 0.056 | 0.0561 | 0.0788 | 0.0795
2014-10-29 | 10時 |  | 0.012393 | 0 | 0.0079436 | 0 | [9 empty] | 0.10494 | 0 | 0 | 0 | 0 | 0.3214 | 0 | 0 | 0 | 0 | 0 | 0 | 0 | 0 | 0 | 0 | 0 | 0 | 0 | 0 | 0 | 0 | 0.047552 | 0.00013 | 0.00025 | 0.00038 | 0.0005 | 0 | 0 | 0 |  | 0.0483 | 0.0483 | 0.0711 | 0.0717
2014-10-29 | 11時 |  | 0.010615 | 0 | 0.0029439 | 0 | [9 empty] | 0.10308 | 0 | 0 | 0 | 0 | 0.15946 | 0 | 0 | 0 | 0 | 0 | 0 | 0 | 0 | 0 | 0 | 0 | 0 | 0 | 0 | 0 | 0 | 0.047552 | 0.00013 | 0.00025 | 0.00038 | 0.0005 | 0 | 0 | 0 |  | 0.056 | 0.0561 | 0.0788 | 0.0795
2014-10-29 | 12時 |  | 0.0136 | 0 | 0 | 0 | [9 empty] | 0.10369 | 0 | 0 | 0 | 0 | 0 | 0 | 0 | 0 | 0 | 0 | 0 | 0 | 0 | 0 | 0 | 0 | 0 | 0 | 0 | 0 | 0 | 0.047552 | 0.00013 | 0.00025 | 0.00038 | 0.0005 | 0 | 0 | 0 |  | 0.056 | 0.0561 | 0.0788 | 0.0795
2014-10-29 | 13時 |  | 0 | 0 | 0 | 0 | [9 empty] | 0 | 0 | 0 | 0 | 0 | 0 | 0 | 0 | 0 | 0 | 0 | 0 | 0 | 0 | 0 | 0 | 0 | 0 | 0 | 0 | 0 | 0 | 0.047552 | 0.00013 | 0.00025 | 0.00038 | 0.0005 | 0 | 0 | 0 |  | 0.0483 | 0.0483 | 0.0711 | 0.0717
2014-10-29 | 14時 |  | 0 | 0 | 0 | 0 | [9 empty] | 0 | 0 | 0 | 0 | 0 | 0 | 0 | 0 | 0 | 0 | 0 | 0 | 0 | 0 | 0 | 0 | 0 | 0 | 0 | 0 | 0 | 0 | 0.047552 | 0.00013 | 0.00025 | 0.00038 | 0.0005 | 0 | 0 | 0 |  | 0.056 | 0.0561 | 0.0788 | 0.0795
2014-10-29 | 15時 |  | 0.061609 | 0 | 0.019847 | 0 | [9 empty] | 0.10587 | 0 | 0 | 0 | 0 | 0.16061 | 0 | 0 | 0 | 0 | 0 | 0 | 0 | 0 | 0 | 0 | 0 | 0 | 0 | 0 | 0 | 0 | 0.047552 | 0.00013 | 0.00025 | 0.00038 | 0.0005 | 0 | 0 | 0 |  | 0.056 | 0.0561 | 0.0788 | 0.0795
2014-10-29 | 16時 |  | 0.087128 | 0 | 0.013128 | 0 | [9 empty] | 0.10653 | 0 | 0 | 0 | 0 | 0.16074 | 0 | 0 | 0 | 0 | 0 | 0 | 0 | 0 | 0 | 0 | 0 | 0 | 0 | 0 | 0 | 0 | 0.047552 | 0.00013 | 0.00025 | 0.00038 | 0.0005 | 0 | 0 | 0 |  | 0.0483 | 0.0483 | 0.0711 | 0.0717
2014-10-29 | 17時 |  | 1.0468 | 0 | 0.086975 | 0 | [9 empty] | 0.13182 | 0 | 0 | 0 | 0 | 0.16126 | 0 | 0 | 0 | 0 | 0 | 0 | 0 | 0 | 0 | 0 | 0 | 0 | 0 | 0 | 0 | 0 | 0.047552 | 0.00013 | 0.00025 | 0.00038 | 0.0005 | 0 | 0 | 0 |  | 0.056 | 0.0561 | 0.0788 | 0.0795
2014-10-29 | 18時 |  | 0.028734 | 0 | 0 | 0 | [9 empty] | 0.10598 | 0 | 0 | 0 | 0 | 0 | 0 | 0 | 0 | 0 | 0 | 0 | 0 | 0 | 0 | 0 | 0 | 0 | 0 | 0 | 0 | 0 | 0.047552 | 0.00013 | 0.00025 | 0.00038 | 0.0005 | 0 | 0 | 0 |  | 0.056 | 0.0561 | 0.0788 | 0.0795
2014-10-29 | 19時 |  | 0.36922 | 0 | 1.3536 | 0 | [9 empty] | 0.11381 | 0 | 0 | 0 | 0 | 0.32608 | 0 | 0 | 0 | 0 | 0 | 0 | 0 | 0 | 0 | 0 | 0 | 0 | 0 | 0 | 0 | 0 | 0.047552 | 0.00013 | 0.00025 | 0.00038 | 0.0005 | 0 | 0 | 0 |  | 0.0483 | 0.0483 | 0.0711 | 0.0717
2014-10-29 | 20時 |  | 0.41375 | 0 | 0.49596 | 0 | [9 empty] | 0.11335 | 0 | 0 | 0 | 0 | 0.32098 | 0 | 0 | 0 | 0 | 0 | 0 | 0 | 0 | 0 | 0 | 0 | 0 | 0 | 0 | 0 | 0 | 0.047552 | 0.00054 | 0.00108 | 0.00163 | 0.00217 | 0.062335 | 0 | 0.0082775 |  | 0.1304 | 0.2048 | 0.3129 | 0.4626
2014-10-29 | 21時 |  | 0.71011 | 0 | 0.059345 | 0 | [9 empty] | 0.11933 | 0 | 0 | 0 | 0 | 0.32101 | 0 | 0 | 0 | 0 | 0 | 0 | 0 | 0 | 0 | 0 | 0 | 0 | 0 | 0 | 0 | 0 | 0.047552 | 0.00033 | 0.00067 | 0.001 | 0.00133 | 0.12467 | 0.026771 | 0.031304 |  | 0.1755 | 0.2411 | 0.3322 | 0.4447
2014-10-29 | 22時 |  | 0 | 0 | 0 | 0 | [9 empty] | 0 | 0 | 0 | 0 | 0 | 0 | 0 | 0 | 0 | 0 | 0 | 0 | 0 | 0 | 0 | 0 | 0 | 0 | 0 | 0 | 0 | 0 | 0.047552 | 0.00352 | 0.00703 | 0.01055 | 0.01406 | 0.12467 | 0.16133 | 0.043827 |  | 0.051 | 0.0511 | 0.0952 | 0.0959
2014-10-29 | 23時 |  | 0 | 0 | 0 | 0 | [9 empty] | 0 | 0 | 0 | 0 | 0 | 0 | 0 | 0 | 0 | 0 | 0 | 0 | 0 | 0 | 0 | 0 | 0 | 0 | 0 | 0 | 0 | 0 | 0.047552 | 0.00628 | 0.01256 | 0.01884 | 0.02512 | 0.062335 | 0.15709 | 0.044922 |  | 0.1877 | 0.2176 | 0.2703 | 0.2709
2014-10-30 | 0時 |  | 0 | 0 | 0 | 0 | [9 empty] | 0 | 0 | 0 | 0 | 0 | 0 | 0 | 0 | 0 | 0 | 0 | 0 | 0 | 0 | 0 | 0 | 0 | 0 | 0 | 0 | 0 | 0 | 0.047552 | 0.00013 | 0.00025 | 0.00038 | 0.0005 | 0 | 0.078899 | 0.011656 |  | 0.1578 | 0.1578 | 0.1806 | 0.1812
2014-10-30 | 1時 |  | 0 | 0 | 0 | 0 | [9 empty] | 0 | 0 | 0 | 0 | 0 | 0 | 0 | 0 | 0 | 0 | 0 | 0 | 0 | 0 | 0 | 0 | 0 | 0 | 0 | 0 | 0 | 0 | 0.047552 | 0.00013 | 0.00025 | 0.00038 | 0.0005 | 0 | 0 | 0 |  | 0.0483 | 0.0483 | 0.0711 | 0.0717
2014-10-30 | 2時 |  | 0 | 0 | 0 | 0 | [9 empty] | 0 | 0 | 0 | 0 | 0 | 0 | 0 | 0 | 0 | 0 | 0 | 0 | 0 | 0 | 0 | 0 | 0 | 0 | 0 | 0 | 0 | 0 | 0.047552 | 0.00013 | 0.00025 | 0.00038 | 0.0005 | 0 | 0 | 0 |  | 0.056 | 0.0561 | 0.0788 | 0.0795
2014-10-30 | 3時 |  | 0 | 0 | 0 | 0 | [9 empty] | 0 | 0 | 0 | 0 | 0 | 0 | 0 | 0 | 0 | 0 | 0 | 0 | 0 | 0 | 0 | 0 | 0 | 0 | 0 | 0 | 0 | 0 | 0.047552 | 0.00013 | 0.00025 | 0.00038 | 0.0005 | 0 | 0 | 0 |  | 0.056 | 0.0561 | 0.0788 | 0.0795
2014-10-30 | 4時 |  | 0 | 0 | 0 | 0 | [9 empty] | 0 | 0 | 0 | 0 | 0 | 0 | 0 | 0 | 0 | 0 | 0 | 0 | 0 | 0 | 0 | 0 | 0 | 0 | 0 | 0 | 0 | 0 | 0.047552 | 0.00013 | 0.00025 | 0.00038 | 0.0005 | 0 | 0 | 0 |  | 0.0483 | 0.0483 | 0.0711 | 0.0717
2014-10-30 | 5時 |  | 8.4677 | 0 | 0 | 0 | [9 empty] | 0.52081 | 0 | 0 | 0 | 0 | 0 | 0 | 0 | 0 | 0 | 0 | 0 | 0 | 0 | 0 | 0 | 0 | 0 | 0 | 0 | 0 | 0 | 0.047552 | 0.00013 | 0.00025 | 0.00038 | 0.0005 | 0 | 0 | 0 |  | 0.056 | 0.0561 | 0.0788 | 0.0795
2014-10-30 | 6時 |  | 2.0773 | 0 | 0 | 0 | [9 empty] | 0.16855 | 0 | 0 | 0 | 0 | 0 | 0 | 0 | 0 | 0 | 0 | 0 | 0 | 0 | 0 | 0 | 0 | 0 | 0 | 0 | 0 | 0 | 0.047552 | 0.00338 | 0.00675 | 0.01013 | 0.01351 | 0 | 0.024649 | 0.011815 |  | 0.1925 | 0.2611 | 0.3525 | 0.3531
2014-10-30 | 7時 |  | 1.3518 | 0 | 0 | 0 | [9 empty] | 0.14011 | 0 | 0 | 0 | 0 | 0 | 0 | 0 | 0 | 0 | 0 | 0 | 0 | 0 | 0 | 0 | 0 | 0 | 0 | 0 | 0 | 0 | 0.047552 | 0.00054 | 0.00108 | 0.00163 | 0.00217 | 0.13859 | 0.053895 | 0.036861 |  | 0.1524 | 0.248 | 0.3662 | 0.3669
2014-10-30 | 8時 |  | 0.20842 | 0 | 0 | 0 | [9 empty] | 0.10898 | 0 | 0 | 0 | 0 | 0 | 0 | 0 | 0 | 0 | 0 | 0 | 0 | 0 | 0 | 0 | 0 | 0 | 0 | 0 | 0 | 0 | 0.047552 | 0.00054 | 0.00108 | 0.00163 | 0.00217 | 0.093503 | 0 | 0.035602 |  | 0.1091 | 0.1448 | 0.2032 | 0.2039
2014-10-30 | 9時 |  | 0 | 0 | 0 | 0 | [9 empty] | 0 | 0 | 0 | 0 | 0 | 0 | 0 | 0 | 0 | 0 | 0 | 0 | 0 | 0 | 0 | 0 | 0 | 0 | 0 | 0 | 0 | 0 | 0.047552 | 0.00013 | 0.00025 | 0.00038 | 0.0005 | 0.17838 | 0.10971 | 0.042749 |  | 0.3011 | 0.3368 | 0.3953 | 0.396
2014-10-30 | 10時 |  | 0 | 0 | 0 | 0 | [9 empty] | 0 | 0 | 0 | 0 | 0 | 0 | 0 | 0 | 0 | 0 | 0 | 0 | 0 | 0 | 0 | 0 | 0 | 0 | 0 | 0 | 0 | 0 | 0.047552 | 0.00033 | 0.00067 | 0.001 | 0.00133 | 0.093503 | 0 | 0.012523 |  | 0.0483 | 0.0483 | 0.0711 | 0.0717
2014-10-30 | 11時 |  | 0.010112 | 0 | 0 | 0 | [9 empty] | 0.099439 | 0 | 0 | 0 | 0 | 0 | 0 | 0 | 0 | 0 | 0 | 0 | 0 | 0 | 0 | 0 | 0 | 0 | 0 | 0 | 0 | 0 | 0.047552 | 0.00013 | 0.00025 | 0.00038 | 0.0005 | 0 | 0 | 0.0052775 |  | 0.056 | 0.0561 | 0.0788 | 0.0795
2014-10-30 | 12時 |  | 0 | 0 | 0 | 0 | [9 empty] | 0 | 0 | 0 | 0 | 0 | 0 | 0 | 0 | 0 | 0 | 0 | 0 | 0 | 0 | 0 | 0 | 0 | 0 | 0 | 0 | 0 | 0 | 0.047552 | 0.00338 | 0.00675 | 0.01013 | 0.01351 | 0.05371 | 0 | 0.0052775 |  | 0.1983 | 0.2727 | 0.3698 | 0.3705
2014-10-30 | 13時 |  | 0 | 0 | 0 | 0 | [9 empty] | 0 | 0 | 0 | 0 | 0 | 0 | 0 | 0 | 0 | 0 | 0 | 0 | 0 | 0 | 0 | 0 | 0 | 0 | 0 | 0 | 0 | 0 | 0.047552 | 0.00033 | 0.00067 | 0.001 | 0.00133 | 0.11604 | 0 | 0 |  | 0.0483 | 0.0483 | 0.0711 | 0.0717
2014-10-30 | 14時 |  | 0 | 0 | 0 | 0 | [9 empty] | 0 | 0 | 0 | 0 | 0 | 0 | 0 | 0 | 0 | 0 | 0 | 0 | 0 | 0 | 0 | 0 | 0 | 0 | 0 | 0 | 0 | 0 | 0.047552 | 0.00013 | 0.00025 | 0.00038 | 0.0005 | 0.031168 | 0 | 0.017801 |  | 0.056 | 0.0561 | 0.0788 | 0.0795
2014-10-30 | 15時 |  | 0.0068954 | 0 | 0 | 0 | [9 empty] | 0.10151 | 0 | 0 | 0 | 0 | 0 | 0 | 0 | 0 | 0 | 0 | 0 | 0 | 0 | 0 | 0 | 0 | 0 | 0 | 0 | 0 | 0 | 0.047552 | 0.00013 | 0.00025 | 0.00038 | 0.0005 | 0 | 0 | 0 |  | 0.056 | 0.0561 | 0.0788 | 0.0795
2014-10-30 | 16時 |  | 0.005945 | 0 | 0 | 0 | [9 empty] | 0.10482 | 0 | 0 | 0 | 0 | 0 | 0 | 0 | 0 | 0 | 0 | 0 | 0 | 0 | 0 | 0 | 0 | 0 | 0 | 0 | 0 | 0 | 0.047552 | 0.00033 | 0.00067 | 0.001 | 0.00133 | 0.062335 | 0 | 0.0052775 |  | 0.0483 | 0.0483 | 0.0711 | 0.0717
2014-10-30 | 17時 |  | 0.011706 | 0 | 0.0096894 | 0 | [9 empty] | 0.10478 | 0 | 0 | 0 | 0 | 0.16061 | 0 | 0 | 0 | 0 | 0 | 0 | 0 | 0 | 0 | 0 | 0 | 0 | 0 | 0 | 0 | 0 | 0.047552 | 0.00033 | 0.00067 | 0.001 | 0.00133 | 0.10536 | 0 | 0.0082775 |  | 0.1304 | 0.2048 | 0.3019 | 0.3026
2014-10-30 | 18時 |  | 0.016632 | 0 | 0 | 0 | [9 empty] | 0.10773 | 0 | 0 | 0 | 0 | 0 | 0 | 0 | 0 | 0 | 0 | 0 | 0 | 0 | 0 | 0 | 0 | 0 | 0 | 0 | 0 | 0 | 0.047552 | 0.00642 | 0.01284 | 0.01926 | 0.02568 | 0.12467 | 0 | 0.0082775 |  | 0.303 | 0.3387 | 0.3972 | 0.5469
2014-10-30 | 19時 |  | 0.007418 | 0 | 0.01167 | 0 | [9 empty] | 0.10776 | 0 | 0 | 0 | 0 | 0.16334 | 0 | 0 | 0 | 0 | 0 | 0 | 0 | 0 | 0 | 0 | 0 | 0 | 0 | 0 | 0 | 0 | 0.047552 | 0.00642 | 0.01284 | 0.01926 | 0.02568 | 0.21072 | 0.10708 | 0.0082775 |  | 0.0991 | 0.1348 | 0.1932 | 0.1939
2014-10-30 | 20時 |  | 0.022956 | 0 | 0.030051 | 0 | [9 empty] | 0.10833 | 0 | 0 | 0 | 0 | 0.16352 | 0 | 0 | 0 | 0 | 0 | 0 | 0 | 0 | 0 | 0 | 0 | 0 | 0 | 0 | 0 | 0 | 0.047552 | 0.00033 | 0.00067 | 0.001 | 0.00133 | 0.14927 | 0.027125 | 0 |  | 0.0917 | 0.1275 | 0.2102 | 0.2109
2014-10-30 | 21時 |  | 0.045987 | 0 | 0.034726 | 0 | [9 empty] | 0.11007 | 0 | 0 | 0 | 0 | 0.32918 | 0 | 0 | 0 | 0 | 0 | 0 | 0 | 0 | 0 | 0 | 0 | 0 | 0 | 0 | 0 | 0 | 0.047552 | 0.00033 | 0.00067 | 0.001 | 0.00133 | 0.14618 | 0.10814 | 0.031304 |  | 0.1216 | 0.1873 | 0.2837 | 0.2844
2014-10-30 | 22時 |  | 0.060499 | 0 | 0.016514 | 0 | [9 empty] | 0.11133 | 0 | 0 | 0 | 0 | 0.16537 | 0 | 0 | 0 | 0 | 0 | 0 | 0 | 0 | 0 | 0 | 0 | 0 | 0 | 0 | 0 | 0 | 0.047552 | 0.00628 | 0.01256 | 0.01884 | 0.02512 | 0.12467 | 0.16133 | 0.043827 |  | 0.1738 | 0.1917 | 0.262 | 0.2626
2014-10-30 | 23時 |  | 0 | 0 | 0 | 0 | [9 empty] | 0 | 0 | 0 | 0 | 0 | 0 | 0 | 0 | 0 | 0 | 0 | 0 | 0 | 0 | 0 | 0 | 0 | 0 | 0 | 0 | 0 | 0 | 0.047552 | 0.0067 | 0.01339 | 0.02009 | 0.02679 | 0.12467 | 0.18881 | 0.031848 |  | 0.1877 | 0.2176 | 0.2756 | 0.2763
2014-10-31 | 0時 |  | 0 | 0 | 0 | 0 | [9 empty] | 0 | 0 | 0 | 0 | 0 | 0 | 0 | 0 | 0 | 0 | 0 | 0 | 0 | 0 | 0 | 0 | 0 | 0 | 0 | 0 | 0 | 0 | 0.047552 | 0.00013 | 0.00025 | 0.00038 | 0.0005 | 0 | 0.078899 | 0.011656 |  | 0.1578 | 0.1578 | 0.1806 | 0.1812
2014-10-31 | 1時 |  | 0 | 0 | 0 | 0 | [9 empty] | 0 | 0 | 0 | 0 | 0 | 0 | 0 | 0 | 0 | 0 | 0 | 0 | 0 | 0 | 0 | 0 | 0 | 0 | 0 | 0 | 0 | 0 | 0.047552 | 0.00013 | 0.00025 | 0.00038 | 0.0005 | 0 | 0 | 0 |  | 0.0483 | 0.0483 | 0.0711 | 0.0717
2014-10-31 | 2時 |  | 0 | 0 | 0 | 0 | [9 empty] | 0 | 0 | 0 | 0 | 0 | 0 | 0 | 0 | 0 | 0 | 0 | 0 | 0 | 0 | 0 | 0 | 0 | 0 | 0 | 0 | 0 | 0 | 0.047552 | 0.00013 | 0.00025 | 0.00038 | 0.0005 | 0 | 0 | 0 |  | 0.056 | 0.0561 | 0.0788 | 0.0795
2014-10-31 | 3時 |  | 0 | 0 | 0 | 0 | [9 empty] | 0 | 0 | 0 | 0 | 0 | 0 | 0 | 0 | 0 | 0 | 0 | 0 | 0 | 0 | 0 | 0 | 0 | 0 | 0 | 0 | 0 | 0 | 0.047552 | 0.00013 | 0.00025 | 0.00038 | 0.0005 | 0 | 0 | 0 |  | 0.056 | 0.0561 | 0.0788 | 0.0795
2014-10-31 | 4時 |  | 0 | 0 | 0 | 0 | [9 empty] | 0 | 0 | 0 | 0 | 0 | 0 | 0 | 0 | 0 | 0 | 0 | 0 | 0 | 0 | 0 | 0 | 0 | 0 | 0 | 0 | 0 | 0 | 0.047552 | 0.00013 | 0.00025 | 0.00038 | 0.0005 | 0 | 0 | 0 |  | 0.0483 | 0.0483 | 0.0711 | 0.0717
2014-10-31 | 5時 |  | 9.07 | 0 | 0 | 0 | [9 empty] | 0.58885 | 0 | 0 | 0 | 0 | 0 | 0 | 0 | 0 | 0 | 0 | 0 | 0 | 0 | 0 | 0 | 0 | 0 | 0 | 0 | 0 | 0 | 0.047552 | 0.00013 | 0.00025 | 0.00038 | 0.0005 | 0 | 0 | 0 |  | 0.056 | 0.0561 | 0.0788 | 0.0795
2014-10-31 | 6時 |  | 1.7719 | 0 | 0 | 0 | [9 empty] | 0.16851 | 0 | 0 | 0 | 0 | 0 | 0 | 0 | 0 | 0 | 0 | 0 | 0 | 0 | 0 | 0 | 0 | 0 | 0 | 0 | 0 | 0 | 0.047552 | 0.00338 | 0.00675 | 0.01013 | 0.01351 | 0 | 0.024649 | 0.011815 |  | 0.1925 | 0.2611 | 0.3525 | 0.3531
2014-10-31 | 7時 |  | 0.063596 | 0 | 0 | 0 | [9 empty] | 0.10786 | 0 | 0 | 0 | 0 | 0 | 0 | 0 | 0 | 0 | 0 | 0 | 0 | 0 | 0 | 0 | 0 | 0 | 0 | 0 | 0 | 0 | 0.047552 | 0.00054 | 0.00108 | 0.00163 | 0.00217 | 0.13859 | 0.053895 | 0.036861 |  | 0.1524 | 0.248 | 0.3662 | 0.3669
2014-10-31 | 8時 |  | 0.010767 | 0 | 0 | 0 | [9 empty] | 0.10435 | 0 | 0 | 0 | 0 | 0 | 0 | 0 | 0 | 0 | 0 | 0 | 0 | 0 | 0 | 0 | 0 | 0 | 0 | 0 | 0 | 0 | 0.047552 | 0.00054 | 0.00108 | 0.00163 | 0.00217 | 0.093503 | 0 | 0.035602 |  | 0.1091 | 0.1448 | 0.2032 | 0.2039
2014-10-31 | 9時 |  | 0 | 0 | 0 | 0 | [9 empty] | 0 | 0 | 0 | 0 | 0 | 0 | 0 | 0 | 0 | 0 | 0 | 0 | 0 | 0 | 0 | 0 | 0 | 0 | 0 | 0 | 0 | 0 | 0.047552 | 0.00013 | 0.00025 | 0.00038 | 0.0005 | 0.17838 | 0.10971 | 0.042749 |  | 0.3011 | 0.3368 | 0.3953 | 0.396
2014-10-31 | 10時 |  | 0 | 0 | 0 | 0 | [9 empty] | 0 | 0 | 0 | 0 | 0 | 0 | 0 | 0 | 0 | 0 | 0 | 0 | 0 | 0 | 0 | 0 | 0 | 0 | 0 | 0 | 0 | 0 | 0.047552 | 0.00033 | 0.00067 | 0.001 | 0.00133 | 0.093503 | 0 | 0.012523 |  | 0.0483 | 0.0483 | 0.0711 | 0.0717
2014-10-31 | 11時 |  | 0.027796 | 0 | 0 | 0 | [9 empty] | 0.10537 | 0 | 0 | 0 | 0 | 0 | 0 | 0 | 0 | 0 | 0 | 0 | 0 | 0 | 0 | 0 | 0 | 0 | 0 | 0 | 0 | 0 | 0.047552 | 0.00013 | 0.00025 | 0.00038 | 0.0005 | 0 | 0 | 0.0052775 |  | 0.056 | 0.0561 | 0.0788 | 0.0795
2014-10-31 | 12時 |  | 0.018368 | 0 | 0 | 0 | [9 empty] | 0.10591 | 0 | 0 | 0 | 0 | 0 | 0 | 0 | 0 | 0 | 0 | 0 | 0 | 0 | 0 | 0 | 0 | 0 | 0 | 0 | 0 | 0 | 0.047552 | 0.00338 | 0.00675 | 0.01013 | 0.01351 | 0.05371 | 0 | 0.0052775 |  | 0.1983 | 0.2727 | 0.3698 | 0.3705
2014-10-31 | 13時 |  | 0 | 0 | 0 | 0 | [9 empty] | 0 | 0 | 0 | 0 | 0 | 0 | 0 | 0 | 0 | 0 | 0 | 0 | 0 | 0 | 0 | 0 | 0 | 0 | 0 | 0 | 0 | 0 | 0.047552 | 0.00033 | 0.00067 | 0.001 | 0.00133 | 0.11604 | 0 | 0 |  | 0.0483 | 0.0483 | 0.0711 | 0.0717
2014-10-31 | 14時 |  | 0 | 0 | 0 | 0 | [9 empty] | 0 | 0 | 0 | 0 | 0 | 0 | 0 | 0 | 0 | 0 | 0 | 0 | 0 | 0 | 0 | 0 | 0 | 0 | 0 | 0 | 0 | 0 | 0.047552 | 0.00013 | 0.00025 | 0.00038 | 0.0005 | 0.031168 | 0 | 0.017801 |  | 0.056 | 0.0561 | 0.0788 | 0.0795
2014-10-31 | 15時 |  | 0.23814 | 0 | 0 | 0 | [9 empty] | 0.10983 | 0 | 0 | 0 | 0 | 0 | 0 | 0 | 0 | 0 | 0 | 0 | 0 | 0 | 0 | 0 | 0 | 0 | 0 | 0 | 0 | 0 | 0.047552 | 0.00013 | 0.00025 | 0.00038 | 0.0005 | 0 | 0 | 0 |  | 0.056 | 0.0561 | 0.0788 | 0.0795
2014-10-31 | 16時 |  | 0.44564 | 0 | 0 | 0 | [9 empty] | 0.11753 | 0 | 0 | 0 | 0 | 0 | 0 | 0 | 0 | 0 | 0 | 0 | 0 | 0 | 0 | 0 | 0 | 0 | 0 | 0 | 0 | 0 | 0.047552 | 0.00033 | 0.00067 | 0.001 | 0.00133 | 0.062335 | 0 | 0.0052775 |  | 0.0483 | 0.0483 | 0.0711 | 0.0717
2014-10-31 | 17時 |  | 1.7457 | 0 | 1.3102 | 0 | [9 empty] | 0.16069 | 0 | 0 | 0 | 0 | 0.17205 | 0 | 0 | 0 | 0 | 0 | 0 | 0 | 0 | 0 | 0 | 0 | 0 | 0 | 0 | 0 | 0 | 0.047552 | 0.00033 | 0.00067 | 0.001 | 0.00133 | 0.10536 | 0 | 0.0082775 |  | 0.1304 | 0.2048 | 0.3019 | 0.3026
2014-10-31 | 18時 |  | 2.0991 | 0 | 0 | 0 | [9 empty] | 0.18047 | 0 | 0 | 0 | 0 | 0 | 0 | 0 | 0 | 0 | 0 | 0 | 0 | 0 | 0 | 0 | 0 | 0 | 0 | 0 | 0 | 0 | 0.047552 | 0.00642 | 0.01284 | 0.01926 | 0.02568 | 0.12467 | 0 | 0.0082775 |  | 0.303 | 0.3387 | 0.3972 | 0.5469
2014-10-31 | 19時 |  | 0.50599 | 0 | 1.5167 | 0 | [9 empty] | 0.12321 | 0 | 0 | 0 | 0 | 0.17731 | 0 | 0 | 0 | 0 | 0 | 0 | 0 | 0 | 0 | 0 | 0 | 0 | 0 | 0 | 0 | 0 | 0.047552 | 0.00642 | 0.01284 | 0.01926 | 0.02568 | 0.21072 | 0.10708 | 0.0082775 |  | 0.0991 | 0.1348 | 0.1932 | 0.1939
2014-10-31 | 20時 |  | 1.3327 | 0 | 1.7675 | 0 | [9 empty] | 0.16098 | 0 | 0 | 0 | 0 | 0.18717 | 0 | 0 | 0 | 0 | 0 | 0 | 0 | 0 | 0 | 0 | 0 | 0 | 0 | 0 | 0 | 0 | 0.047552 | 0.00033 | 0.00067 | 0.001 | 0.00133 | 0.14927 | 0.027125 | 0 |  | 0.0917 | 0.1275 | 0.2102 | 0.2109
2014-10-31 | 21時 |  | 2.1014 | 0 | 1.9168 | 0 | [9 empty] | 0.20631 | 0 | 0 | 0 | 0 | 0.3506 | 0 | 0 | 0 | 0 | 0 | 0 | 0 | 0 | 0 | 0 | 0 | 0 | 0 | 0 | 0 | 0 | 0.047552 | 0.00033 | 0.00067 | 0.001 | 0.00133 | 0.14618 | 0.10814 | 0.031304 |  | 0.1216 | 0.1873 | 0.2837 | 0.2844
2014-10-31 | 22時 |  | 2.6635 | 0 | 0.83728 | 0 | [9 empty] | 0.24167 | 0 | 0 | 0 | 0 | 0.17504 | 0 | 0 | 0 | 0 | 0 | 0 | 0 | 0 | 0 | 0 | 0 | 0 | 0 | 0 | 0 | 0 | 0.047552 | 0.00628 | 0.01256 | 0.01884 | 0.02512 | 0.12467 | 0.16133 | 0.043827 |  | 0.1738 | 0.1917 | 0.262 | 0.2626
2014-10-31 | 23時 |  | 0 | 0 | 0 | 0 | [9 empty] | 0 | 0 | 0 | 0 | 0 | 0 | 0 | 0 | 0 | 0 | 0 | 0 | 0 | 0 | 0 | 0 | 0 | 0 | 0 | 0 | 0 | 0 | 0.047552 | 0.0067 | 0.01339 | 0.02009 | 0.02679 | 0.12467 | 0.18881 | 0.031848 |  | 0.1877 | 0.2176 | 0.2756 | 0.2763
2014-11-01 | 0時 |  | 0 | 0 | 0 | 0 | [9 empty] | 0 | 0 | 0 | 0 | 0 | 0 | 0 | 0 | 0 | 0 | 0 | 0 | 0 | 0 | 0 | 0 | 0 | 0 | 0 | 0 | 0 | 0 | 0.047552 | 0.00013 | 0.00025 | 0.00038 | 0.0005 | 0 | 0.078899 | 0.011656 |  | 0.1578 | 0.1578 | 0.1806 | 0.1812
2014-11-01 | 1時 |  | 0 | 0 | 0 | 0 | [9 empty] | 0 | 0 | 0 | 0 | 0 | 0 | 0 | 0 | 0 | 0 | 0 | 0 | 0 | 0 | 0 | 0 | 0 | 0 | 0 | 0 | 0 | 0 | 0.047552 | 0.00013 | 0.00025 | 0.00038 | 0.0005 | 0 | 0 | 0 |  | 0.0483 | 0.0483 | 0.0711 | 0.0717
2014-11-01 | 2時 |  | 0 | 0 | 0 | 0 | [9 empty] | 0 | 0 | 0 | 0 | 0 | 0 | 0 | 0 | 0 | 0 | 0 | 0 | 0 | 0 | 0 | 0 | 0 | 0 | 0 | 0 | 0 | 0 | 0.047552 | 0.00013 | 0.00025 | 0.00038 | 0.0005 | 0 | 0 | 0 |  | 0.056 | 0.0561 | 0.0788 | 0.0795
2014-11-01 | 3時 |  | 0 | 0 | 0 | 0 | [9 empty] | 0 | 0 | 0 | 0 | 0 | 0 | 0 | 0 | 0 | 0 | 0 | 0 | 0 | 0 | 0 | 0 | 0 | 0 | 0 | 0 | 0 | 0 | 0.047552 | 0.00013 | 0.00025 | 0.00038 | 0.0005 | 0 | 0 | 0 |  | 0.056 | 0.0561 | 0.0788 | 0.0795
2014-11-01 | 4時 |  | 0 | 0 | 0 | 0 | [9 empty] | 0 | 0 | 0 | 0 | 0 | 0 | 0 | 0 | 0 | 0 | 0 | 0 | 0 | 0 | 0 | 0 | 0 | 0 | 0 | 0 | 0 | 0 | 0.047552 | 0.00013 | 0.00025 | 0.00038 | 0.0005 | 0 | 0 | 0 |  | 0.0483 | 0.0483 | 0.0711 | 0.0717
2014-11-01 | 5時 |  | 19.0102 | 0 | 0 | 0 | [9 empty] | 2.9156 | 0 | 0 | 0 | 0 | 0 | 0 | 0 | 0 | 0 | 0 | 0 | 0 | 0 | 0 | 0 | 0 | 0 | 0 | 0 | 0 | 0 | 0.047552 | 0.00013 | 0.00025 | 0.00038 | 0.0005 | 0 | 0 | 0 |  | 0.056 | 0.0561 | 0.0788 | 0.0795
2014-11-01 | 6時 |  | 6.7085 | 0 | 0 | 0 | [9 empty] | 0.71636 | 0 | 0 | 0 | 0 | 0 | 0 | 0 | 0 | 0 | 0 | 0 | 0 | 0 | 0 | 0 | 0 | 0 | 0 | 0 | 0 | 0 | 0.047552 | 0.00338 | 0.00675 | 0.01013 | 0.01351 | 0 | 0.024649 | 0.011815 |  | 0.1925 | 0.2611 | 0.3525 | 0.3531
2014-11-01 | 7時 |  | 5.1109 | 0 | 0 | 0 | [9 empty] | 0.43996 | 0 | 0 | 0 | 0 | 0 | 0 | 0 | 0 | 0 | 0 | 0 | 0 | 0 | 0 | 0 | 0 | 0 | 0 | 0 | 0 | 0 | 0.047552 | 0.00054 | 0.00108 | 0.00163 | 0.00217 | 0.13859 | 0.053895 | 0.036861 |  | 0.1524 | 0.248 | 0.3662 | 0.3669
2014-11-01 | 8時 |  | 3.2338 | 0 | 0 | 0 | [9 empty] | 0.2951 | 0 | 0 | 0 | 0 | 0 | 0 | 0 | 0 | 0 | 0 | 0 | 0 | 0 | 0 | 0 | 0 | 0 | 0 | 0 | 0 | 0 | 0.047552 | 0.00054 | 0.00108 | 0.00163 | 0.00217 | 0.093503 | 0 | 0.035602 |  | 0.1091 | 0.1448 | 0.2032 | 0.2039
2014-11-01 | 9時 |  | 0 | 0 | 0 | 0 | [9 empty] | 0 | 0 | 0 | 0 | 0 | 0 | 0 | 0 | 0 | 0 | 0 | 0 | 0 | 0 | 0 | 0 | 0 | 0 | 0 | 0 | 0 | 0 | 0.047552 | 0.00013 | 0.00025 | 0.00038 | 0.0005 | 0.17838 | 0.10971 | 0.042749 |  | 0.3011 | 0.3368 | 0.3953 | 0.396
2014-11-01 | 10時 |  | 0 | 0 | 0 | 0 | [9 empty] | 0 | 0 | 0 | 0 | 0 | 0 | 0 | 0 | 0 | 0 | 0 | 0 | 0 | 0 | 0 | 0 | 0 | 0 | 0 | 0 | 0 | 0 | 0.047552 | 0.00033 | 0.00067 | 0.001 | 0.00133 | 0.093503 | 0 | 0.012523 |  | 0.0483 | 0.0483 | 0.0711 | 0.0717
2014-11-01 | 11時 |  | 0.92219 | 0 | 0 | 0 | [9 empty] | 0.13277 | 0 | 0 | 0 | 0 | 0 | 0 | 0 | 0 | 0 | 0 | 0 | 0 | 0 | 0 | 0 | 0 | 0 | 0 | 0 | 0 | 0 | 0.047552 | 0.00013 | 0.00025 | 0.00038 | 0.0005 | 0 | 0 | 0.0052775 |  | 0.056 | 0.0561 | 0.0788 | 0.0795
2014-11-01 | 12時 |  | 0.19612 | 0 | 0 | 0 | [9 empty] | 0.11111 | 0 | 0 | 0 | 0 | 0 | 0 | 0 | 0 | 0 | 0 | 0 | 0 | 0 | 0 | 0 | 0 | 0 | 0 | 0 | 0 | 0 | 0.047552 | 0.00338 | 0.00675 | 0.01013 | 0.01351 | 0.05371 | 0 | 0.0052775 |  | 0.1983 | 0.2727 | 0.3698 | 0.3705
2014-11-01 | 13時 |  | 0 | 0 | 0 | 0 | [9 empty] | 0 | 0 | 0 | 0 | 0 | 0 | 0 | 0 | 0 | 0 | 0 | 0 | 0 | 0 | 0 | 0 | 0 | 0 | 0 | 0 | 0 | 0 | 0.047552 | 0.00033 | 0.00067 | 0.001 | 0.00133 | 0.11604 | 0 | 0 |  | 0.0483 | 0.0483 | 0.0711 | 0.0717
2014-11-01 | 14時 |  | 0 | 0 | 0 | 0 | [9 empty] | 0 | 0 | 0 | 0 | 0 | 0 | 0 | 0 | 0 | 0 | 0 | 0 | 0 | 0 | 0 | 0 | 0 | 0 | 0 | 0 | 0 | 0 | 0.047552 | 0.00013 | 0.00025 | 0.00038 | 0.0005 | 0.031168 | 0 | 0.017801 |  | 0.056 | 0.0561 | 0.0788 | 0.0795
2014-11-01 | 15時 |  | 1.7873 | 0 | 0 | 0 | [9 empty] | 0.16987 | 0 | 0 | 0 | 0 | 0 | 0 | 0 | 0 | 0 | 0 | 0 | 0 | 0 | 0 | 0 | 0 | 0 | 0 | 0 | 0 | 0 | 0.047552 | 0.00013 | 0.00025 | 0.00038 | 0.0005 | 0 | 0 | 0 |  | 0.056 | 0.0561 | 0.0788 | 0.0795
2014-11-01 | 16時 |  | 1.9327 | 0 | 0 | 0 | [9 empty] | 0.20154 | 0 | 0 | 0 | 0 | 0 | 0 | 0 | 0 | 0 | 0 | 0 | 0 | 0 | 0 | 0 | 0 | 0 | 0 | 0 | 0 | 0 | 0.047552 | 0.00033 | 0.00067 | 0.001 | 0.00133 | 0.062335 | 0 | 0.0052775 |  | 0.0483 | 0.0483 | 0.0711 | 0.0717
2014-11-01 | 17時 |  | 4.4498 | 0 | 2.7488 | 0 | [9 empty] | 0.34481 | 0 | 0 | 0 | 0 | 0.22854 | 0 | 0 | 0 | 0 | 0 | 0 | 0 | 0 | 0 | 0 | 0 | 0 | 0 | 0 | 0 | 0 | 0.047552 | 0.00033 | 0.00067 | 0.001 | 0.00133 | 0.10536 | 0 | 0.0082775 |  | 0.1304 | 0.2048 | 0.3019 | 0.3026
2014-11-01 | 18時 |  | 5.1771 | 0 | 0 | 0 | [9 empty] | 0.40301 | 0 | 0 | 0 | 0 | 0 | 0 | 0 | 0 | 0 | 0 | 0 | 0 | 0 | 0 | 0 | 0 | 0 | 0 | 0 | 0 | 0 | 0.047552 | 0.00642 | 0.01284 | 0.01926 | 0.02568 | 0.12467 | 0 | 0.0082775 |  | 0.303 | 0.3387 | 0.3972 | 0.5469
2014-11-01 | 19時 |  | 2.7919 | 0 | 3.3498 | 0 | [9 empty] | 0.32489 | 0 | 0 | 0 | 0 | 0.321 | 0 | 0 | 0 | 0 | 0 | 0 | 0 | 0 | 0 | 0 | 0 | 0 | 0 | 0 | 0 | 0 | 0.047552 | 0.00642 | 0.01284 | 0.01926 | 0.02568 | 0.21072 | 0.10708 | 0.0082775 |  | 0.0991 | 0.1348 | 0.1932 | 0.1939
2014-11-01 | 20時 |  | 3.5686 | 0 | 3.4583 | 0 | [9 empty] | 0.39478 | 0 | 0 | 0 | 0 | 0.33484 | 0 | 0 | 0 | 0 | 0 | 0 | 0 | 0 | 0 | 0 | 0 | 0 | 0 | 0 | 0 | 0 | 0.047552 | 0.00033 | 0.00067 | 0.001 | 0.00133 | 0.14927 | 0.027125 | 0 |  | 0.0917 | 0.1275 | 0.2102 | 0.2109
2014-11-01 | 21時 |  | 4.2514 | 0 | 4.1459 | 0 | [9 empty] | 0.46338 | 0 | 0 | 0 | 0 | 0.48864 | 0 | 0 | 0 | 0 | 0 | 0 | 0 | 0 | 0 | 0 | 0 | 0 | 0 | 0 | 0 | 0 | 0.047552 | 0.00033 | 0.00067 | 0.001 | 0.00133 | 0.14618 | 0.10814 | 0.031304 |  | 0.1216 | 0.1873 | 0.2837 | 0.2844
2014-11-01 | 22時 |  | 4.7628 | 0 | 1.6947 | 0 | [9 empty] | 0.51257 | 0 | 0 | 0 | 0 | 0.22287 | 0 | 0 | 0 | 0 | 0 | 0 | 0 | 0 | 0 | 0 | 0 | 0 | 0 | 0 | 0 | 0 | 0.047552 | 0.00628 | 0.01256 | 0.01884 | 0.02512 | 0.12467 | 0.16133 | 0.043827 |  | 0.1738 | 0.1917 | 0.262 | 0.2626
2014-11-01 | 23時 |  | 0 | 0 | 0 | 0 | [9 empty] | 0 | 0 | 0 | 0 | 0 | 0 | 0 | 0 | 0 | 0 | 0 | 0 | 0 | 0 | 0 | 0 | 0 | 0 | 0 | 0 | 0 | 0 | 0.047552 | 0.0067 | 0.01339 | 0.02009 | 0.02679 | 0.12467 | 0.18881 | 0.031848 |  | 0.1877 | 0.2176 | 0.2756 | 0.2763
2014-11-02 | 0時 |  | 0 | 0 | 0 | 0 | [9 empty] | 0 | 0 | 0 | 0 | 0 | 0 | 0 | 0 | 0 | 0 | 0 | 0 | 0 | 0 | 0 | 0 | 0 | 0 | 0 | 0 | 0 | 0 | 0.047552 | 0.00013 | 0.00025 | 0.00038 | 0.0005 | 0 | 0.078899 | 0.011656 |  | 0.1578 | 0.1578 | 0.1806 | 0.1812
2014-11-02 | 1時 |  | 0 | 0 | 0 | 0 | [9 empty] | 0 | 0 | 0 | 0 | 0 | 0 | 0 | 0 | 0 | 0 | 0 | 0 | 0 | 0 | 0 | 0 | 0 | 0 | 0 | 0 | 0 | 0 | 0.047552 | 0.00013 | 0.00025 | 0.00038 | 0.0005 | 0 | 0 | 0 |  | 0.0483 | 0.0483 | 0.0711 | 0.0717
2014-11-02 | 2時 |  | 0 | 0 | 0 | 0 | [9 empty] | 0 | 0 | 0 | 0 | 0 | 0 | 0 | 0 | 0 | 0 | 0 | 0 | 0 | 0 | 0 | 0 | 0 | 0 | 0 | 0 | 0 | 0 | 0.047552 | 0.00013 | 0.00025 | 0.00038 | 0.0005 | 0 | 0 | 0 |  | 0.056 | 0.0561 | 0.0788 | 0.0795
2014-11-02 | 3時 |  | 0 | 0 | 0 | 0 | [9 empty] | 0 | 0 | 0 | 0 | 0 | 0 | 0 | 0 | 0 | 0 | 0 | 0 | 0 | 0 | 0 | 0 | 0 | 0 | 0 | 0 | 0 | 0 | 0.047552 | 0.00013 | 0.00025 | 0.00038 | 0.0005 | 0 | 0 | 0 |  | 0.056 | 0.0561 | 0.0788 | 0.0795
2014-11-02 | 4時 |  | 0 | 0 | 0 | 0 | [9 empty] | 0 | 0 | 0 | 0 | 0 | 0 | 0 | 0 | 0 | 0 | 0 | 0 | 0 | 0 | 0 | 0 | 0 | 0 | 0 | 0 | 0 | 0 | 0.047552 | 0.00013 | 0.00025 | 0.00038 | 0.0005 | 0 | 0 | 0 |  | 0.0483 | 0.0483 | 0.0711 | 0.0717
2014-11-02 | 5時 |  | 21.0107 | 1.3662 | 0 | 0 | [9 empty] | 3.6021 | 0 | 0 | 0 | 0 | 0 | 0 | 0 | 0 | 0 | 0 | 0 | 0 | 0 | 0 | 0 | 0 | 0 | 0 | 0 | 0 | 0 | 0.047552 | 0.00013 | 0.00025 | 0.00038 | 0.0005 | 0 | 0 | 0 |  | 0.056 | 0.0561 | 0.0788 | 0.0795
2014-11-02 | 6時 |  | 7.274 | 0 | 0 | 0 | [9 empty] | 0.77138 | 0 | 0 | 0 | 0 | 0 | 0 | 0 | 0 | 0 | 0 | 0 | 0 | 0 | 0 | 0 | 0 | 0 | 0 | 0 | 0 | 0 | 0.047552 | 0.00338 | 0.00675 | 0.01013 | 0.01351 | 0 | 0.024649 | 0.011815 |  | 0.1925 | 0.2611 | 0.3525 | 0.3531
2014-11-02 | 7時 |  | 3.2784 | 0 | 0 | 0 | [9 empty] | 0.37295 | 0 | 0 | 0 | 0 | 0 | 0 | 0 | 0 | 0 | 0 | 0 | 0 | 0 | 0 | 0 | 0 | 0 | 0 | 0 | 0 | 0 | 0.047552 | 0.00054 | 0.00108 | 0.00163 | 0.00217 | 0.13859 | 0.053895 | 0.036861 |  | 0.1524 | 0.248 | 0.3662 | 0.3669
2014-11-02 | 8時 |  | 0.27327 | 0 | 0 | 0 | [9 empty] | 0.12523 | 0 | 0 | 0 | 0 | 0 | 0 | 0 | 0 | 0 | 0 | 0 | 0 | 0 | 0 | 0 | 0 | 0 | 0 | 0 | 0 | 0 | 0.047552 | 0.00054 | 0.00108 | 0.00163 | 0.00217 | 0.093503 | 0 | 0.035602 |  | 0.1091 | 0.1448 | 0.2032 | 0.2039
2014-11-02 | 9時 |  | 0 | 0 | 0 | 0 | [9 empty] | 0 | 0 | 0 | 0 | 0 | 0 | 0 | 0 | 0 | 0 | 0 | 0 | 0 | 0 | 0 | 0 | 0 | 0 | 0 | 0 | 0 | 0 | 0.047552 | 0.00013 | 0.00025 | 0.00038 | 0.0005 | 0.17838 | 0.10971 | 0.042749 |  | 0.3011 | 0.3368 | 0.3953 | 0.396
2014-11-02 | 10時 |  | 0 | 0 | 0 | 0 | [9 empty] | 0 | 0 | 0 | 0 | 0 | 0 | 0 | 0 | 0 | 0 | 0 | 0 | 0 | 0 | 0 | 0 | 0 | 0 | 0 | 0 | 0 | 0 | 0.047552 | 0.00033 | 0.00067 | 0.001 | 0.00133 | 0.093503 | 0 | 0.012523 |  | 0.0483 | 0.0483 | 0.0711 | 0.0717
2014-11-02 | 11時 |  | 0.048304 | 0 | 0 | 0 | [9 empty] | 0.10453 | 0 | 0 | 0 | 0 | 0 | 0 | 0 | 0 | 0 | 0 | 0 | 0 | 0 | 0 | 0 | 0 | 0 | 0 | 0 | 0 | 0 | 0.047552 | 0.00013 | 0.00025 | 0.00038 | 0.0005 | 0 | 0 | 0.0052775 |  | 0.056 | 0.0561 | 0.0788 | 0.0795
2014-11-02 | 12時 |  | 0.016006 | 0 | 0 | 0 | [9 empty] | 0.10301 | 0 | 0 | 0 | 0 | 0 | 0 | 0 | 0 | 0 | 0 | 0 | 0 | 0 | 0 | 0 | 0 | 0 | 0 | 0 | 0 | 0 | 0.047552 | 0.00338 | 0.00675 | 0.01013 | 0.01351 | 0.05371 | 0 | 0.0052775 |  | 0.1983 | 0.2727 | 0.3698 | 0.3705
2014-11-02 | 13時 |  | 0 | 0 | 0 | 0 | [9 empty] | 0 | 0 | 0 | 0 | 0 | 0 | 0 | 0 | 0 | 0 | 0 | 0 | 0 | 0 | 0 | 0 | 0 | 0 | 0 | 0 | 0 | 0 | 0.047552 | 0.00033 | 0.00067 | 0.001 | 0.00133 | 0.11604 | 0 | 0 |  | 0.0483 | 0.0483 | 0.0711 | 0.0717
2014-11-02 | 14時 |  | 0 | 0 | 0 | 0 | [9 empty] | 0 | 0 | 0 | 0 | 0 | 0 | 0 | 0 | 0 | 0 | 0 | 0 | 0 | 0 | 0 | 0 | 0 | 0 | 0 | 0 | 0 | 0 | 0.047552 | 0.00013 | 0.00025 | 0.00038 | 0.0005 | 0.031168 | 0 | 0.017801 |  | 0.056 | 0.0561 | 0.0788 | 0.0795
2014-11-02 | 15時 |  | 0.033122 | 0 | 0 | 0 | [9 empty] | 0.10548 | 0 | 0 | 0 | 0 | 0 | 0 | 0 | 0 | 0 | 0 | 0 | 0 | 0 | 0 | 0 | 0 | 0 | 0 | 0 | 0 | 0 | 0.047552 | 0.00013 | 0.00025 | 0.00038 | 0.0005 | 0 | 0 | 0 |  | 0.056 | 0.0561 | 0.0788 | 0.0795
2014-11-02 | 16時 |  | 0.021697 | 0 | 0 | 0 | [9 empty] | 0.1096 | 0 | 0 | 0 | 0 | 0 | 0 | 0 | 0 | 0 | 0 | 0 | 0 | 0 | 0 | 0 | 0 | 0 | 0 | 0 | 0 | 0 | 0.047552 | 0.00033 | 0.00067 | 0.001 | 0.00133 | 0.062335 | 0 | 0.0052775 |  | 0.0483 | 0.0483 | 0.0711 | 0.0717
2014-11-02 | 17時 |  | 0.072455 | 0 | 0.037483 | 0 | [9 empty] | 0.11488 | 0 | 0 | 0 | 0 | 0.16891 | 0 | 0 | 0 | 0 | 0 | 0 | 0 | 0 | 0 | 0 | 0 | 0 | 0 | 0 | 0 | 0 | 0.047552 | 0.00033 | 0.00067 | 0.001 | 0.00133 | 0.10536 | 0 | 0.0082775 |  | 0.1304 | 0.2048 | 0.3019 | 0.3026
2014-11-02 | 18時 |  | 1.2812 | 0 | 0 | 0 | [9 empty] | 0.16626 | 0 | 0 | 0 | 0 | 0 | 0 | 0 | 0 | 0 | 0 | 0 | 0 | 0 | 0 | 0 | 0 | 0 | 0 | 0 | 0 | 0 | 0.047552 | 0.00642 | 0.01284 | 0.01926 | 0.02568 | 0.12467 | 0 | 0.0082775 |  | 0.303 | 0.3387 | 0.3972 | 0.5469
2014-11-02 | 19時 |  | 0.64257 | 0 | 0.57669 | 0 | [9 empty] | 0.1436 | 0 | 0 | 0 | 0 | 0.1728 | 0 | 0 | 0 | 0 | 0 | 0 | 0 | 0 | 0 | 0 | 0 | 0 | 0 | 0 | 0 | 0 | 0.047552 | 0.00642 | 0.01284 | 0.01926 | 0.02568 | 0.21072 | 0.10708 | 0.0082775 |  | 0.0991 | 0.1348 | 0.1932 | 0.1939
2014-11-02 | 20時 |  | 1.6686 | 0 | 1.6245 | 0 | [9 empty] | 0.19843 | 0 | 0 | 0 | 0 | 0.19252 | 0 | 0 | 0 | 0 | 0 | 0 | 0 | 0 | 0 | 0 | 0 | 0 | 0 | 0 | 0 | 0 | 0.047552 | 0.00033 | 0.00067 | 0.001 | 0.00133 | 0.14927 | 0.027125 | 0 |  | 0.0917 | 0.1275 | 0.2102 | 0.2109
2014-11-02 | 21時 |  | 2.4268 | 0 | 2.0883 | 0 | [9 empty] | 0.24375 | 0 | 0 | 0 | 0 | 0.3635 | 0 | 0 | 0 | 0 | 0 | 0 | 0 | 0 | 0 | 0 | 0 | 0 | 0 | 0 | 0 | 0 | 0.047552 | 0.00033 | 0.00067 | 0.001 | 0.00133 | 0.14618 | 0.10814 | 0.031304 |  | 0.1216 | 0.1873 | 0.2837 | 0.2844
2014-11-02 | 22時 |  | 3.1206 | 0 | 0.9567 | 0 | [9 empty] | 0.28863 | 0 | 0 | 0 | 0 | 0.18149 | 0 | 0 | 0 | 0 | 0 | 0 | 0 | 0 | 0 | 0 | 0 | 0 | 0 | 0 | 0 | 0 | 0.047552 | 0.00628 | 0.01256 | 0.01884 | 0.02512 | 0.12467 | 0.16133 | 0.043827 |  | 0.1738 | 0.1917 | 0.262 | 0.2626
2014-11-02 | 23時 |  | 0 | 0 | 0 | 0 | [9 empty] | 0 | 0 | 0 | 0 | 0 | 0 | 0 | 0 | 0 | 0 | 0 | 0 | 0 | 0 | 0 | 0 | 0 | 0 | 0 | 0 | 0 | 0 | 0.047552 | 0.0067 | 0.01339 | 0.02009 | 0.02679 | 0.12467 | 0.18881 | 0.031848 |  | 0.1877 | 0.2176 | 0.2756 | 0.2763
2014-11-03 | 0時 |  | 0 | 0 | 0 | 0 | [9 empty] | 0 | 0 | 0 | 0 | 0 | 0 | 0 | 0 | 0 | 0 | 0 | 0 | 0 | 0 | 0 | 0 | 0 | 0 | 0 | 0 | 0 | 0 | 0.047552 | 0.00013 | 0.00025 | 0.00038 | 0.0005 | 0 | 0 | 0 |  | 0.1578 | 0.1578 | 0.1806 | 0.1812
2014-11-03 | 1時 |  | 0 | 0 | 0 | 0 | [9 empty] | 0 | 0 | 0 | 0 | 0 | 0 | 0 | 0 | 0 | 0 | 0 | 0 | 0 | 0 | 0 | 0 | 0 | 0 | 0 | 0 | 0 | 0 | 0.047552 | 0.00013 | 0.00025 | 0.00038 | 0.0005 | 0 | 0 | 0 |  | 0.0483 | 0.0483 | 0.0711 | 0.0717
2014-11-03 | 2時 |  | 0 | 0 | 0 | 0 | [9 empty] | 0 | 0 | 0 | 0 | 0 | 0 | 0 | 0 | 0 | 0 | 0 | 0 | 0 | 0 | 0 | 0 | 0 | 0 | 0 | 0 | 0 | 0 | 0.047552 | 0.00013 | 0.00025 | 0.00038 | 0.0005 | 0 | 0 | 0 |  | 0.056 | 0.0561 | 0.0788 | 0.0795
2014-11-03 | 3時 |  | 0 | 0 | 0 | 0 | [9 empty] | 0 | 0 | 0 | 0 | 0 | 0 | 0 | 0 | 0 | 0 | 0 | 0 | 0 | 0 | 0 | 0 | 0 | 0 | 0 | 0 | 0 | 0 | 0.047552 | 0.00013 | 0.00025 | 0.00038 | 0.0005 | 0 | 0 | 0 |  | 0.056 | 0.0561 | 0.0788 | 0.0795
2014-11-03 | 4時 |  | 0 | 0 | 0 | 0 | [9 empty] | 0 | 0 | 0 | 0 | 0 | 0 | 0 | 0 | 0 | 0 | 0 | 0 | 0 | 0 | 0 | 0 | 0 | 0 | 0 | 0 | 0 | 0 | 0.047552 | 0.00013 | 0.00025 | 0.00038 | 0.0005 | 0 | 0 | 0 |  | 0.0483 | 0.0483 | 0.0711 | 0.0717
2014-11-03 | 5時 |  | 0 | 0 | 0 | 0 | [9 empty] | 0 | 0 | 0 | 0 | 0 | 0 | 0 | 0 | 0 | 0 | 0 | 0 | 0 | 0 | 0 | 0 | 0 | 0 | 0 | 0 | 0 | 0 | 0.047552 | 0.00013 | 0.00025 | 0.00038 | 0.0005 | 0 | 0 | 0 |  | 0.056 | 0.0561 | 0.0788 | 0.0795
2014-11-03 | 6時 |  | 0 | 0 | 0 | 0 | [9 empty] | 0 | 0 | 0 | 0 | 0 | 0 | 0 | 0 | 0 | 0 | 0 | 0 | 0 | 0 | 0 | 0 | 0 | 0 | 0 | 0 | 0 | 0 | 0.047552 | 0.00013 | 0.00025 | 0.00038 | 0.0005 | 0 | 0 | 0 |  | 0.056 | 0.0561 | 0.0788 | 0.0795
2014-11-03 | 7時 |  | 13.8899 | 0 | 5.1213 | 0 | [9 empty] | 1.0948 | 0 | 0 | 0 | 0 | 0.36103 | 0 | 0 | 0 | 0 | 0 | 0 | 0 | 0 | 0 | 0 | 0 | 0 | 0 | 0 | 0 | 0 | 0.047552 | 0.00054 | 0.00108 | 0.00163 | 0.00217 | 0 | 0.024649 | 0.022689 |  | 0.1168 | 0.1854 | 0.2767 | 0.2774
2014-11-03 | 8時 |  | 0.38146 | 0 | 3.2201 | 0 | [9 empty] | 0.12546 | 0 | 0 | 0 | 0 | 0.39674 | 0 | 0 | 0 | 0 | 0 | 0 | 0 | 0 | 0 | 0 | 0 | 0 | 0 | 0 | 0 | 0 | 0.047552 | 0.00379 | 0.00759 | 0.01138 | 0.01518 | 0.084877 | 0.078545 | 0.064582 |  | 0.2156 | 0.2812 | 0.3696 | 0.3702
2014-11-03 | 9時 |  | 0.020058 | 0 | 0.015251 | 0 | [9 empty] | 0.10839 | 0 | 0 | 0 | 0 | 0.32737 | 0 | 0 | 0 | 0 | 0 | 0 | 0 | 0 | 0 | 0 | 0 | 0 | 0 | 0 | 0 | 0 | 0.047552 | 0.00033 | 0.00067 | 0.001 | 0.00133 | 0.23209 | 0.16325 | 0.052059 |  | 0.2163 | 0.252 | 0.3265 | 0.3272
2014-11-03 | 10時 |  | 0.011113 | 0 | 0.0058645 | 0 | [9 empty] | 0.10575 | 0 | 0 | 0 | 0 | 0.3228 | 0 | 0 | 0 | 0 | 0 | 0 | 0 | 0 | 0 | 0 | 0 | 0 | 0 | 0 | 0 | 0 | 0.047552 | 0.00054 | 0.00108 | 0.00163 | 0.00217 | 0.12467 | 0.21558 | 0.037471 |  | 0.1917 | 0.2274 | 0.3128 | 0.3134
2014-11-03 | 11時 |  | 0.0070154 | 0 | 0.0010574 | 0 | [9 empty] | 0.10206 | 0 | 0 | 0 | 0 | 0.15889 | 0 | 0 | 0 | 0 | 0 | 0 | 0 | 0 | 0 | 0 | 0 | 0 | 0 | 0 | 0 | 0 | 0.047552 | 0.00033 | 0.00067 | 0.001 | 0.00133 | 0.12467 | 0.21558 | 0 |  | 0.1994 | 0.2352 | 0.315 | 0.3157
2014-11-03 | 12時 |  | 0.0056383 | 0 | 0 | 0 | [9 empty] | 0.10108 | 0 | 0 | 0 | 0 | 0 | 0 | 0 | 0 | 0 | 0 | 0 | 0 | 0 | 0 | 0 | 0 | 0 | 0 | 0 | 0 | 0 | 0.047552 | 0.00338 | 0.00675 | 0.01013 | 0.01351 | 0.14721 | 0.13456 | 0.018352 |  | 0.1983 | 0.2727 | 0.3698 | 0.3705
2014-11-03 | 13時 |  | 0 | 0 | 0 | 0 | [9 empty] | 0 | 0 | 0 | 0 | 0 | 0 | 0 | 0 | 0 | 0 | 0 | 0 | 0 | 0 | 0 | 0 | 0 | 0 | 0 | 0 | 0 | 0 | 0.047552 | 0.00033 | 0.00067 | 0.001 | 0.00133 | 0.13756 | 0.026771 | 0.023629 |  | 0.0483 | 0.0483 | 0.0711 | 0.0717
2014-11-03 | 14時 |  | 0 | 0 | 0 | 0 | [9 empty] | 0 | 0 | 0 | 0 | 0 | 0 | 0 | 0 | 0 | 0 | 0 | 0 | 0 | 0 | 0 | 0 | 0 | 0 | 0 | 0 | 0 | 0 | 0.047552 | 0.00013 | 0.00025 | 0.00038 | 0.0005 | 0 | 0 | 0 |  | 0.056 | 0.0561 | 0.0788 | 0.0795
2014-11-03 | 15時 |  | 0.017221 | 0 | 0.0046775 | 0 | [9 empty] | 0.10431 | 0 | 0 | 0 | 0 | 0.16013 | 0 | 0 | 0 | 0 | 0 | 0 | 0 | 0 | 0 | 0 | 0 | 0 | 0 | 0 | 0 | 0 | 0.047552 | 0.00013 | 0.00025 | 0.00038 | 0.0005 | 0 | 0 | 0 |  | 0.056 | 0.0561 | 0.0788 | 0.0795
2014-11-03 | 16時 |  | 0.018096 | 0 | 0.0039719 | 0 | [9 empty] | 0.10719 | 0 | 0 | 0 | 0 | 0.16251 | 0 | 0 | 0 | 0 | 0 | 0 | 0 | 0 | 0 | 0 | 0 | 0 | 0 | 0 | 0 | 0 | 0.047552 | 0.00054 | 0.00108 | 0.00163 | 0.00217 | 0.062335 | 0.054249 | 0.024058 |  | 0.2095 | 0.275 | 0.3956 | 0.5453
2014-11-03 | 17時 |  | 0.021602 | 0 | 0.0060793 | 0 | [9 empty] | 0.10844 | 0 | 0 | 0 | 0 | 0.16365 | 0 | 0 | 0 | 0 | 0 | 0 | 0 | 0 | 0 | 0 | 0 | 0 | 0 | 0 | 0 | 0 | 0.047552 | 0.00642 | 0.01284 | 0.01926 | 0.02568 | 0.12467 | 0.1085 | 0.026923 |  | 0.2423 | 0.2781 | 0.3689 | 0.5187
2014-11-03 | 18時 |  | 0.012273 | 0 | 0 | 0 | [9 empty] | 0.10831 | 0 | 0 | 0 | 0 | 0 | 0 | 0 | 0 | 0 | 0 | 0 | 0 | 0 | 0 | 0 | 0 | 0 | 0 | 0 | 0 | 0 | 0.047552 | 0.00642 | 0.01284 | 0.01926 | 0.02568 | 0.21072 | 0.1085 | 0 |  | 0.1819 | 0.2177 | 0.2978 | 0.4476
2014-11-03 | 19時 |  | 0.040065 | 0 | 0.039375 | 0 | [9 empty] | 0.11125 | 0 | 0 | 0 | 0 | 0.33219 | 0 | 0 | 0 | 0 | 0 | 0 | 0 | 0 | 0 | 0 | 0 | 0 | 0 | 0 | 0 | 0 | 0.047552 | 0.00013 | 0.00025 | 0.00038 | 0.0005 | 0.12879 | 0 | 0.006537 |  | 0.0998 | 0.1355 | 0.2049 | 0.2056
2014-11-03 | 20時 |  | 0.056076 | 0 | 0.04059 | 0 | [9 empty] | 0.11261 | 0 | 0 | 0 | 0 | 0.33398 | 0 | 0 | 0 | 0 | 0 | 0 | 0 | 0 | 0 | 0 | 0 | 0 | 0 | 0 | 0 | 0 | 0.047552 | 0.00033 | 0.00067 | 0.001 | 0.00133 | 0.16769 | 0.10779 | 0.006537 |  | 0.0917 | 0.1275 | 0.2183 | 0.219
2014-11-03 | 21時 |  | 0.21278 | 0 | 0.038701 | 0 | [9 empty] | 0.11937 | 0 | 0 | 0 | 0 | 0.33548 | 0 | 0 | 0 | 0 | 0 | 0 | 0 | 0 | 0 | 0 | 0 | 0 | 0 | 0 | 0 | 0 | 0.047552 | 0.00628 | 0.01256 | 0.01884 | 0.02512 | 0.12467 | 0.18846 | 0.012659 |  | 0.1755 | 0.2411 | 0.3458 | 0.3465
2014-11-03 | 22時 |  | 0 | 0 | 0 | 0 | [9 empty] | 0 | 0 | 0 | 0 | 0 | 0 | 0 | 0 | 0 | 0 | 0 | 0 | 0 | 0 | 0 | 0 | 0 | 0 | 0 | 0 | 0 | 0 | 0.047552 | 0.00649 | 0.01298 | 0.01947 | 0.02595 | 0.12467 | 0.16133 | 0.043827 |  | 0.1139 | 0.1795 | 0.3002 | 0.3009
2014-11-03 | 23時 |  | 0 | 0 | 0 | 0 | [9 empty] | 0 | 0 | 0 | 0 | 0 | 0 | 0 | 0 | 0 | 0 | 0 | 0 | 0 | 0 | 0 | 0 | 0 | 0 | 0 | 0 | 0 | 0 | 0.047552 | 0.00331 | 0.00661 | 0.00992 | 0.01323 | 0.062335 | 0.15709 | 0.04296 |  | 0.1578 | 0.1578 | 0.1806 | 0.1812
2014-11-04 | 0時 |  | 0 | 0 | 0 | 0 | [9 empty] | 0 | 0 | 0 | 0 | 0 | 0 | 0 | 0 | 0 | 0 | 0 | 0 | 0 | 0 | 0 | 0 | 0 | 0 | 0 | 0 | 0 | 0 | 0.047552 | 0.00013 | 0.00025 | 0.00038 | 0.0005 | 0 | 0 | 0 |  | 0.1578 | 0.1578 | 0.1806 | 0.1812
2014-11-04 | 1時 |  | 0 | 0 | 0 | 0 | [9 empty] | 0 | 0 | 0 | 0 | 0 | 0 | 0 | 0 | 0 | 0 | 0 | 0 | 0 | 0 | 0 | 0 | 0 | 0 | 0 | 0 | 0 | 0 | 0.047552 | 0.00013 | 0.00025 | 0.00038 | 0.0005 | 0 | 0 | 0 |  | 0.0483 | 0.0483 | 0.0711 | 0.0717
2014-11-04 | 2時 |  | 0 | 0 | 0 | 0 | [9 empty] | 0 | 0 | 0 | 0 | 0 | 0 | 0 | 0 | 0 | 0 | 0 | 0 | 0 | 0 | 0 | 0 | 0 | 0 | 0 | 0 | 0 | 0 | 0.047552 | 0.00013 | 0.00025 | 0.00038 | 0.0005 | 0 | 0 | 0 |  | 0.056 | 0.0561 | 0.0788 | 0.0795
2014-11-04 | 3時 |  | 0 | 0 | 0 | 0 | [9 empty] | 0 | 0 | 0 | 0 | 0 | 0 | 0 | 0 | 0 | 0 | 0 | 0 | 0 | 0 | 0 | 0 | 0 | 0 | 0 | 0 | 0 | 0 | 0.047552 | 0.00013 | 0.00025 | 0.00038 | 0.0005 | 0 | 0 | 0 |  | 0.056 | 0.0561 | 0.0788 | 0.0795
2014-11-04 | 4時 |  | 0 | 0 | 0 | 0 | [9 empty] | 0 | 0 | 0 | 0 | 0 | 0 | 0 | 0 | 0 | 0 | 0 | 0 | 0 | 0 | 0 | 0 | 0 | 0 | 0 | 0 | 0 | 0 | 0.047552 | 0.00013 | 0.00025 | 0.00038 | 0.0005 | 0 | 0 | 0 |  | 0.0483 | 0.0483 | 0.0711 | 0.0717
2014-11-04 | 5時 |  | 0 | 0 | 0 | 0 | [9 empty] | 0 | 0 | 0 | 0 | 0 | 0 | 0 | 0 | 0 | 0 | 0 | 0 | 0 | 0 | 0 | 0 | 0 | 0 | 0 | 0 | 0 | 0 | 0.047552 | 0.00013 | 0.00025 | 0.00038 | 0.0005 | 0 | 0 | 0 |  | 0.056 | 0.0561 | 0.0788 | 0.0795
2014-11-04 | 6時 |  | 0 | 0 | 0 | 0 | [9 empty] | 0 | 0 | 0 | 0 | 0 | 0 | 0 | 0 | 0 | 0 | 0 | 0 | 0 | 0 | 0 | 0 | 0 | 0 | 0 | 0 | 0 | 0 | 0.047552 | 0.00013 | 0.00025 | 0.00038 | 0.0005 | 0 | 0 | 0 |  | 0.056 | 0.0561 | 0.0788 | 0.0795
2014-11-04 | 7時 |  | 10.6612 | 0 | 3.5703 | 0 | [9 empty] | 0.74854 | 0 | 0 | 0 | 0 | 0.25465 | 0 | 0 | 0 | 0 | 0 | 0 | 0 | 0 | 0 | 0 | 0 | 0 | 0 | 0 | 0 | 0 | 0.047552 | 0.00054 | 0.00108 | 0.00163 | 0.00217 | 0 | 0.024649 | 0.022689 |  | 0.1168 | 0.1854 | 0.2767 | 0.2774
2014-11-04 | 8時 |  | 2.8054 | 0 | 4.2479 | 0 | [9 empty] | 0.22214 | 0 | 0 | 0 | 0 | 0.40741 | 0 | 0 | 0 | 0 | 0 | 0 | 0 | 0 | 0 | 0 | 0 | 0 | 0 | 0 | 0 | 0 | 0.047552 | 0.00379 | 0.00759 | 0.01138 | 0.01518 | 0.084877 | 0.078545 | 0.064582 |  | 0.2156 | 0.2812 | 0.3696 | 0.3702
2014-11-04 | 9時 |  | 1.3289 | 0 | 1.1694 | 0 | [9 empty] | 0.15767 | 0 | 0 | 0 | 0 | 0.33455 | 0 | 0 | 0 | 0 | 0 | 0 | 0 | 0 | 0 | 0 | 0 | 0 | 0 | 0 | 0 | 0 | 0.047552 | 0.00033 | 0.00067 | 0.001 | 0.00133 | 0.23209 | 0.16325 | 0.052059 |  | 0.2163 | 0.252 | 0.3265 | 0.3272
2014-11-04 | 10時 |  | 0.58095 | 0 | 0.42982 | 0 | [9 empty] | 0.13184 | 0 | 0 | 0 | 0 | 0.33323 | 0 | 0 | 0 | 0 | 0 | 0 | 0 | 0 | 0 | 0 | 0 | 0 | 0 | 0 | 0 | 0 | 0.047552 | 0.00054 | 0.00108 | 0.00163 | 0.00217 | 0.12467 | 0.21558 | 0.037471 |  | 0.1917 | 0.2274 | 0.3128 | 0.3134
2014-11-04 | 11時 |  | 1.8279 | 0 | 0.53395 | 0 | [9 empty] | 0.18787 | 0 | 0 | 0 | 0 | 0.1691 | 0 | 0 | 0 | 0 | 0 | 0 | 0 | 0 | 0 | 0 | 0 | 0 | 0 | 0 | 0 | 0 | 0.047552 | 0.00033 | 0.00067 | 0.001 | 0.00133 | 0.12467 | 0.21558 | 0 |  | 0.1994 | 0.2352 | 0.315 | 0.3157
2014-11-04 | 12時 |  | 1.0797 | 0 | 0 | 0 | [9 empty] | 0.14971 | 0 | 0 | 0 | 0 | 0 | 0 | 0 | 0 | 0 | 0 | 0 | 0 | 0 | 0 | 0 | 0 | 0 | 0 | 0 | 0 | 0 | 0.047552 | 0.00338 | 0.00675 | 0.01013 | 0.01351 | 0.14721 | 0.13456 | 0.018352 |  | 0.1983 | 0.2727 | 0.3698 | 0.3705
2014-11-04 | 13時 |  | 0 | 0 | 0 | 0 | [9 empty] | 0 | 0 | 0 | 0 | 0 | 0 | 0 | 0 | 0 | 0 | 0 | 0 | 0 | 0 | 0 | 0 | 0 | 0 | 0 | 0 | 0 | 0 | 0.047552 | 0.00033 | 0.00067 | 0.001 | 0.00133 | 0.13756 | 0.026771 | 0.023629 |  | 0.0483 | 0.0483 | 0.0711 | 0.0717
2014-11-04 | 14時 |  | 0 | 0 | 0 | 0 | [9 empty] | 0 | 0 | 0 | 0 | 0 | 0 | 0 | 0 | 0 | 0 | 0 | 0 | 0 | 0 | 0 | 0 | 0 | 0 | 0 | 0 | 0 | 0 | 0.047552 | 0.00013 | 0.00025 | 0.00038 | 0.0005 | 0 | 0 | 0 |  | 0.056 | 0.0561 | 0.0788 | 0.0795
2014-11-04 | 15時 |  | 3.0598 | 0 | 1.1325 | 0 | [9 empty] | 0.26771 | 0 | 0 | 0 | 0 | 0.18065 | 0 | 0 | 0 | 0 | 0 | 0 | 0 | 0 | 0 | 0 | 0 | 0 | 0 | 0 | 0 | 0 | 0.047552 | 0.00013 | 0.00025 | 0.00038 | 0.0005 | 0 | 0 | 0 |  | 0.056 | 0.0561 | 0.0788 | 0.0795
2014-11-04 | 16時 |  | 4.464 | 0 | 0.9591 | 0 | [9 empty] | 0.34829 | 0 | 0 | 0 | 0 | 0.17827 | 0 | 0 | 0 | 0 | 0 | 0 | 0 | 0 | 0 | 0 | 0 | 0 | 0 | 0 | 0 | 0 | 0.047552 | 0.00054 | 0.00108 | 0.00163 | 0.00217 | 0.062335 | 0.054249 | 0.024058 |  | 0.2095 | 0.275 | 0.3956 | 0.5453
2014-11-04 | 17時 |  | 5.0542 | 0 | 1.3013 | 0 | [9 empty] | 0.38993 | 0 | 0 | 0 | 0 | 0.18563 | 0 | 0 | 0 | 0 | 0 | 0 | 0 | 0 | 0 | 0 | 0 | 0 | 0 | 0 | 0 | 0 | 0.047552 | 0.00642 | 0.01284 | 0.01926 | 0.02568 | 0.12467 | 0.1085 | 0.026923 |  | 0.2423 | 0.2781 | 0.3689 | 0.5187
2014-11-04 | 18時 |  | 2.6424 | 0 | 0 | 0 | [9 empty] | 0.25355 | 0 | 0 | 0 | 0 | 0 | 0 | 0 | 0 | 0 | 0 | 0 | 0 | 0 | 0 | 0 | 0 | 0 | 0 | 0 | 0 | 0 | 0.047552 | 0.00642 | 0.01284 | 0.01926 | 0.02568 | 0.21072 | 0.1085 | 0 |  | 0.1819 | 0.2177 | 0.2978 | 0.4476
2014-11-04 | 19時 |  | 3.1668 | 0 | 5.6209 | 0 | [9 empty] | 0.2857 | 0 | 0 | 0 | 0 | 0.47668 | 0 | 0 | 0 | 0 | 0 | 0 | 0 | 0 | 0 | 0 | 0 | 0 | 0 | 0 | 0 | 0 | 0.047552 | 0.00013 | 0.00025 | 0.00038 | 0.0005 | 0.12879 | 0 | 0.006537 |  | 0.0998 | 0.1355 | 0.2049 | 0.2056
2014-11-04 | 20時 |  | 3.319 | 0 | 2.872 | 0 | [9 empty] | 0.29541 | 0 | 0 | 0 | 0 | 0.38003 | 0 | 0 | 0 | 0 | 0 | 0 | 0 | 0 | 0 | 0 | 0 | 0 | 0 | 0 | 0 | 0 | 0.047552 | 0.00033 | 0.00067 | 0.001 | 0.00133 | 0.16769 | 0.10779 | 0.006537 |  | 0.0917 | 0.1275 | 0.2183 | 0.219
2014-11-04 | 21時 |  | 3.8608 | 0 | 2.3753 | 0 | [9 empty] | 0.33382 | 0 | 0 | 0 | 0 | 0.37219 | 0 | 0 | 0 | 0 | 0 | 0 | 0 | 0 | 0 | 0 | 0 | 0 | 0 | 0 | 0 | 0 | 0.047552 | 0.00628 | 0.01256 | 0.01884 | 0.02512 | 0.12467 | 0.18846 | 0.012659 |  | 0.1755 | 0.2411 | 0.3458 | 0.3465
2014-11-04 | 22時 |  | 0 | 0 | 0 | 0 | [9 empty] | 0 | 0 | 0 | 0 | 0 | 0 | 0 | 0 | 0 | 0 | 0 | 0 | 0 | 0 | 0 | 0 | 0 | 0 | 0 | 0 | 0 | 0 | 0.047552 | 0.00649 | 0.01298 | 0.01947 | 0.02595 | 0.12467 | 0.16133 | 0.043827 |  | 0.1139 | 0.1795 | 0.3002 | 0.3009
2014-11-04 | 23時 |  | 0 | 0 | 0 | 0 | [9 empty] | 0 | 0 | 0 | 0 | 0 | 0 | 0 | 0 | 0 | 0 | 0 | 0 | 0 | 0 | 0 | 0 | 0 | 0 | 0 | 0 | 0 | 0 | 0.047552 | 0.00331 | 0.00661 | 0.00992 | 0.01323 | 0.062335 | 0.15709 | 0.04296 |  | 0.1578 | 0.1578 | 0.1806 | 0.1812
2014-11-05 | 0時 |  | 0 | 0 | 0 | 0 | [9 empty] | 0 | 0 | 0 | 0 | 0 | 0 | 0 | 0 | 0 | 0 | 0 | 0 | 0 | 0 | 0 | 0 | 0 | 0 | 0 | 0 | 0 | 0 | 0.047552 | 0.00013 | 0.00025 | 0.00038 | 0.0005 | 0 | 0 | 0 |  | 0.1578 | 0.1578 | 0.1806 | 0.1812
2014-11-05 | 1時 |  | 0 | 0 | 0 | 0 | [9 empty] | 0 | 0 | 0 | 0 | 0 | 0 | 0 | 0 | 0 | 0 | 0 | 0 | 0 | 0 | 0 | 0 | 0 | 0 | 0 | 0 | 0 | 0 | 0.047552 | 0.00013 | 0.00025 | 0.00038 | 0.0005 | 0 | 0 | 0 |  | 0.0483 | 0.0483 | 0.0711 | 0.0717
2014-11-05 | 2時 |  | 0 | 0 | 0 | 0 | [9 empty] | 0 | 0 | 0 | 0 | 0 | 0 | 0 | 0 | 0 | 0 | 0 | 0 | 0 | 0 | 0 | 0 | 0 | 0 | 0 | 0 | 0 | 0 | 0.047552 | 0.00013 | 0.00025 | 0.00038 | 0.0005 | 0 | 0 | 0 |  | 0.056 | 0.0561 | 0.0788 | 0.0795
2014-11-05 | 3時 |  | 0 | 0 | 0 | 0 | [9 empty] | 0 | 0 | 0 | 0 | 0 | 0 | 0 | 0 | 0 | 0 | 0 | 0 | 0 | 0 | 0 | 0 | 0 | 0 | 0 | 0 | 0 | 0 | 0.047552 | 0.00013 | 0.00025 | 0.00038 | 0.0005 | 0 | 0 | 0 |  | 0.056 | 0.0561 | 0.0788 | 0.0795
2014-11-05 | 4時 |  | 0 | 0 | 0 | 0 | [9 empty] | 0 | 0 | 0 | 0 | 0 | 0 | 0 | 0 | 0 | 0 | 0 | 0 | 0 | 0 | 0 | 0 | 0 | 0 | 0 | 0 | 0 | 0 | 0.047552 | 0.00013 | 0.00025 | 0.00038 | 0.0005 | 0 | 0 | 0 |  | 0.0483 | 0.0483 | 0.0711 | 0.0717
2014-11-05 | 5時 |  | 0 | 0 | 0 | 0 | [9 empty] | 0 | 0 | 0 | 0 | 0 | 0 | 0 | 0 | 0 | 0 | 0 | 0 | 0 | 0 | 0 | 0 | 0 | 0 | 0 | 0 | 0 | 0 | 0.047552 | 0.00013 | 0.00025 | 0.00038 | 0.0005 | 0 | 0 | 0 |  | 0.056 | 0.0561 | 0.0788 | 0.0795
2014-11-05 | 6時 |  | 0 | 0 | 0 | 0 | [9 empty] | 0 | 0 | 0 | 0 | 0 | 0 | 0 | 0 | 0 | 0 | 0 | 0 | 0 | 0 | 0 | 0 | 0 | 0 | 0 | 0 | 0 | 0 | 0.047552 | 0.00013 | 0.00025 | 0.00038 | 0.0005 | 0 | 0 | 0 |  | 0.056 | 0.0561 | 0.0788 | 0.0795
2014-11-05 | 7時 |  | 17.2995 | 0 | 6.3222 | 0 | [9 empty] | 1.5124 | 0 | 0 | 0 | 0 | 0.45922 | 0 | 0 | 0 | 0 | 0 | 0 | 0 | 0 | 0 | 0 | 0 | 0 | 0 | 0 | 0 | 0 | 0.047552 | 0.00054 | 0.00108 | 0.00163 | 0.00217 | 0 | 0.024649 | 0.022689 |  | 0.1168 | 0.1854 | 0.2767 | 0.2774
2014-11-05 | 8時 |  | 1.0255 | 0 | 4.2769 | 0 | [9 empty] | 0.16665 | 0 | 0 | 0 | 0 | 0.45695 | 0 | 0 | 0 | 0 | 0 | 0 | 0 | 0 | 0 | 0 | 0 | 0 | 0 | 0 | 0 | 0 | 0.047552 | 0.00379 | 0.00759 | 0.01138 | 0.01518 | 0.084877 | 0.078545 | 0.064582 |  | 0.2156 | 0.2812 | 0.3696 | 0.3702
2014-11-05 | 9時 |  | 0.028528 | 0 | 0.021411 | 0 | [9 empty] | 0.11484 | 0 | 0 | 0 | 0 | 0.34295 | 0 | 0 | 0 | 0 | 0 | 0 | 0 | 0 | 0 | 0 | 0 | 0 | 0 | 0 | 0 | 0 | 0.047552 | 0.00033 | 0.00067 | 0.001 | 0.00133 | 0.23209 | 0.16325 | 0.052059 |  | 0.2163 | 0.252 | 0.3265 | 0.3272
2014-11-05 | 10時 |  | 0.023711 | 0 | 0.015166 | 0 | [9 empty] | 0.11534 | 0 | 0 | 0 | 0 | 0.34523 | 0 | 0 | 0 | 0 | 0 | 0 | 0 | 0 | 0 | 0 | 0 | 0 | 0 | 0 | 0 | 0 | 0.047552 | 0.00054 | 0.00108 | 0.00163 | 0.00217 | 0.12467 | 0.21558 | 0.037471 |  | 0.1917 | 0.2274 | 0.3128 | 0.3134
2014-11-05 | 11時 |  | 0.033026 | 0 | 0.0086754 | 0 | [9 empty] | 0.11834 | 0 | 0 | 0 | 0 | 0.17681 | 0 | 0 | 0 | 0 | 0 | 0 | 0 | 0 | 0 | 0 | 0 | 0 | 0 | 0 | 0 | 0 | 0.047552 | 0.00033 | 0.00067 | 0.001 | 0.00133 | 0.12467 | 0.21558 | 0 |  | 0.1994 | 0.2352 | 0.315 | 0.3157
2014-11-05 | 12時 |  | 0.029598 | 0 | 0 | 0 | [9 empty] | 0.11652 | 0 | 0 | 0 | 0 | 0 | 0 | 0 | 0 | 0 | 0 | 0 | 0 | 0 | 0 | 0 | 0 | 0 | 0 | 0 | 0 | 0 | 0.047552 | 0.00338 | 0.00675 | 0.01013 | 0.01351 | 0.14721 | 0.13456 | 0.018352 |  | 0.1983 | 0.2727 | 0.3698 | 0.3705
2014-11-05 | 13時 |  | 0 | 0 | 0 | 0 | [9 empty] | 0 | 0 | 0 | 0 | 0 | 0 | 0 | 0 | 0 | 0 | 0 | 0 | 0 | 0 | 0 | 0 | 0 | 0 | 0 | 0 | 0 | 0 | 0.047552 | 0.00033 | 0.00067 | 0.001 | 0.00133 | 0.13756 | 0.026771 | 0.023629 |  | 0.0483 | 0.0483 | 0.0711 | 0.0717
2014-11-05 | 14時 |  | 0 | 0 | 0 | 0 | [9 empty] | 0 | 0 | 0 | 0 | 0 | 0 | 0 | 0 | 0 | 0 | 0 | 0 | 0 | 0 | 0 | 0 | 0 | 0 | 0 | 0 | 0 | 0 | 0.047552 | 0.00013 | 0.00025 | 0.00038 | 0.0005 | 0 | 0 | 0 |  | 0.056 | 0.0561 | 0.0788 | 0.0795
2014-11-05 | 15時 |  | 2.0661 | 0 | 0.1754 | 0 | [9 empty] | 0.24633 | 0 | 0 | 0 | 0 | 0.18068 | 0 | 0 | 0 | 0 | 0 | 0 | 0 | 0 | 0 | 0 | 0 | 0 | 0 | 0 | 0 | 0 | 0.047552 | 0.00013 | 0.00025 | 0.00038 | 0.0005 | 0 | 0 | 0 |  | 0.056 | 0.0561 | 0.0788 | 0.0795
2014-11-05 | 16時 |  | 4.8321 | 0 | 0.87428 | 0 | [9 empty] | 0.4084 | 0 | 0 | 0 | 0 | 0.18362 | 0 | 0 | 0 | 0 | 0 | 0 | 0 | 0 | 0 | 0 | 0 | 0 | 0 | 0 | 0 | 0 | 0.047552 | 0.00054 | 0.00108 | 0.00163 | 0.00217 | 0.062335 | 0.054249 | 0.024058 |  | 0.2095 | 0.275 | 0.3956 | 0.5453
2014-11-05 | 17時 |  | 5.7568 | 0 | 1.2922 | 0 | [9 empty] | 0.46679 | 0 | 0 | 0 | 0 | 0.19129 | 0 | 0 | 0 | 0 | 0 | 0 | 0 | 0 | 0 | 0 | 0 | 0 | 0 | 0 | 0 | 0 | 0.047552 | 0.00642 | 0.01284 | 0.01926 | 0.02568 | 0.12467 | 0.1085 | 0.026923 |  | 0.2423 | 0.2781 | 0.3689 | 0.5187
2014-11-05 | 18時 |  | 3.1115 | 0 | 0 | 0 | [9 empty] | 0.30245 | 0 | 0 | 0 | 0 | 0 | 0 | 0 | 0 | 0 | 0 | 0 | 0 | 0 | 0 | 0 | 0 | 0 | 0 | 0 | 0 | 0 | 0.047552 | 0.00642 | 0.01284 | 0.01926 | 0.02568 | 0.21072 | 0.1085 | 0 |  | 0.1819 | 0.2177 | 0.2978 | 0.4476
2014-11-05 | 19時 |  | 3.6728 | 0 | 5.9621 | 0 | [9 empty] | 0.33614 | 0 | 0 | 0 | 0 | 0.50789 | 0 | 0 | 0 | 0 | 0 | 0 | 0 | 0 | 0 | 0 | 0 | 0 | 0 | 0 | 0 | 0 | 0.047552 | 0.00013 | 0.00025 | 0.00038 | 0.0005 | 0.12879 | 0 | 0.006537 |  | 0.0998 | 0.1355 | 0.2049 | 0.2056
2014-11-05 | 20時 |  | 3.8096 | 0 | 3.2109 | 0 | [9 empty] | 0.34069 | 0 | 0 | 0 | 0 | 0.39631 | 0 | 0 | 0 | 0 | 0 | 0 | 0 | 0 | 0 | 0 | 0 | 0 | 0 | 0 | 0 | 0 | 0.047552 | 0.00033 | 0.00067 | 0.001 | 0.00133 | 0.16769 | 0.10779 | 0.006537 |  | 0.0917 | 0.1275 | 0.2183 | 0.219
2014-11-05 | 21時 |  | 4.2135 | 0 | 2.6188 | 0 | [9 empty] | 0.36115 | 0 | 0 | 0 | 0 | 0.37984 | 0 | 0 | 0 | 0 | 0 | 0 | 0 | 0 | 0 | 0 | 0 | 0 | 0 | 0 | 0 | 0 | 0.047552 | 0.00628 | 0.01256 | 0.01884 | 0.02512 | 0.12467 | 0.18846 | 0.012659 |  | 0.1755 | 0.2411 | 0.3458 | 0.3465
2014-11-05 | 22時 |  | 0 | 0 | 0 | 0 | [9 empty] | 0 | 0 | 0 | 0 | 0 | 0 | 0 | 0 | 0 | 0 | 0 | 0 | 0 | 0 | 0 | 0 | 0 | 0 | 0 | 0 | 0 | 0 | 0.047552 | 0.00649 | 0.01298 | 0.01947 | 0.02595 | 0.12467 | 0.16133 | 0.043827 |  | 0.1139 | 0.1795 | 0.3002 | 0.3009
2014-11-05 | 23時 |  | 0 | 0 | 0 | 0 | [9 empty] | 0 | 0 | 0 | 0 | 0 | 0 | 0 | 0 | 0 | 0 | 0 | 0 | 0 | 0 | 0 | 0 | 0 | 0 | 0 | 0 | 0 | 0 | 0.047552 | 0.00331 | 0.00661 | 0.00992 | 0.01323 | 0.062335 | 0.15709 | 0.04296 |  | 0.1578 | 0.1578 | 0.1806 | 0.1812
2014-11-06 | 0時 |  | 0 | 0 | 0 | 0 | [9 empty] | 0 | 0 | 0 | 0 | 0 | 0 | 0 | 0 | 0 | 0 | 0 | 0 | 0 | 0 | 0 | 0 | 0 | 0 | 0 | 0 | 0 | 0 | 0.047552 | 0.00013 | 0.00025 | 0.00038 | 0.0005 | 0 | 0.078899 | 0.011656 |  | 0.1578 | 0.1578 | 0.1806 | 0.1812
2014-11-06 | 1時 |  | 0 | 0 | 0 | 0 | [9 empty] | 0 | 0 | 0 | 0 | 0 | 0 | 0 | 0 | 0 | 0 | 0 | 0 | 0 | 0 | 0 | 0 | 0 | 0 | 0 | 0 | 0 | 0 | 0.047552 | 0.00013 | 0.00025 | 0.00038 | 0.0005 | 0 | 0 | 0 |  | 0.0483 | 0.0483 | 0.0711 | 0.0717
2014-11-06 | 2時 |  | 0 | 0 | 0 | 0 | [9 empty] | 0 | 0 | 0 | 0 | 0 | 0 | 0 | 0 | 0 | 0 | 0 | 0 | 0 | 0 | 0 | 0 | 0 | 0 | 0 | 0 | 0 | 0 | 0.047552 | 0.00013 | 0.00025 | 0.00038 | 0.0005 | 0 | 0 | 0 |  | 0.056 | 0.0561 | 0.0788 | 0.0795
2014-11-06 | 3時 |  | 0 | 0 | 0 | 0 | [9 empty] | 0 | 0 | 0 | 0 | 0 | 0 | 0 | 0 | 0 | 0 | 0 | 0 | 0 | 0 | 0 | 0 | 0 | 0 | 0 | 0 | 0 | 0 | 0.047552 | 0.00013 | 0.00025 | 0.00038 | 0.0005 | 0 | 0 | 0 |  | 0.056 | 0.0561 | 0.0788 | 0.0795
2014-11-06 | 4時 |  | 0 | 0 | 0 | 0 | [9 empty] | 0 | 0 | 0 | 0 | 0 | 0 | 0 | 0 | 0 | 0 | 0 | 0 | 0 | 0 | 0 | 0 | 0 | 0 | 0 | 0 | 0 | 0 | 0.047552 | 0.00013 | 0.00025 | 0.00038 | 0.0005 | 0 | 0 | 0 |  | 0.0483 | 0.0483 | 0.0711 | 0.0717
2014-11-06 | 5時 |  | 23.1824 | 0 | 0 | 0 | [9 empty] | 2.5974 | 0 | 0 | 0 | 0 | 0 | 0 | 0 | 0 | 0 | 0 | 0 | 0 | 0 | 0 | 0 | 0 | 0 | 0 | 0 | 0 | 0 | 0.047552 | 0.00013 | 0.00025 | 0.00038 | 0.0005 | 0 | 0 | 0 |  | 0.056 | 0.0561 | 0.0788 | 0.0795
2014-11-06 | 6時 |  | 6.7795 | 0 | 0 | 0 | [9 empty] | 0.58451 | 0 | 0 | 0 | 0 | 0 | 0 | 0 | 0 | 0 | 0 | 0 | 0 | 0 | 0 | 0 | 0 | 0 | 0 | 0 | 0 | 0 | 0.047552 | 0.00338 | 0.00675 | 0.01013 | 0.01351 | 0 | 0.024649 | 0.011815 |  | 0.1925 | 0.2611 | 0.3525 | 0.3531
2014-11-06 | 7時 |  | 3.0762 | 0 | 0 | 0 | [9 empty] | 0.30802 | 0 | 0 | 0 | 0 | 0 | 0 | 0 | 0 | 0 | 0 | 0 | 0 | 0 | 0 | 0 | 0 | 0 | 0 | 0 | 0 | 0 | 0.047552 | 0.00054 | 0.00108 | 0.00163 | 0.00217 | 0.13859 | 0.053895 | 0.036861 |  | 0.1524 | 0.248 | 0.3662 | 0.3669
2014-11-06 | 8時 |  | 0.29062 | 0 | 0 | 0 | [9 empty] | 0.12908 | 0 | 0 | 0 | 0 | 0 | 0 | 0 | 0 | 0 | 0 | 0 | 0 | 0 | 0 | 0 | 0 | 0 | 0 | 0 | 0 | 0 | 0.047552 | 0.00054 | 0.00108 | 0.00163 | 0.00217 | 0.093503 | 0 | 0.035602 |  | 0.1091 | 0.1448 | 0.2032 | 0.2039
2014-11-06 | 9時 |  | 0 | 0 | 0 | 0 | [9 empty] | 0 | 0 | 0 | 0 | 0 | 0 | 0 | 0 | 0 | 0 | 0 | 0 | 0 | 0 | 0 | 0 | 0 | 0 | 0 | 0 | 0 | 0 | 0.047552 | 0.00013 | 0.00025 | 0.00038 | 0.0005 | 0.17838 | 0.10971 | 0.042749 |  | 0.3011 | 0.3368 | 0.3953 | 0.396
2014-11-06 | 10時 |  | 0 | 0 | 0 | 0 | [9 empty] | 0 | 0 | 0 | 0 | 0 | 0 | 0 | 0 | 0 | 0 | 0 | 0 | 0 | 0 | 0 | 0 | 0 | 0 | 0 | 0 | 0 | 0 | 0.047552 | 0.00033 | 0.00067 | 0.001 | 0.00133 | 0.093503 | 0 | 0.012523 |  | 0.0483 | 0.0483 | 0.0711 | 0.0717
2014-11-06 | 11時 |  | 0.066455 | 0 | 0 | 0 | [9 empty] | 0.11201 | 0 | 0 | 0 | 0 | 0 | 0 | 0 | 0 | 0 | 0 | 0 | 0 | 0 | 0 | 0 | 0 | 0 | 0 | 0 | 0 | 0 | 0.047552 | 0.00013 | 0.00025 | 0.00038 | 0.0005 | 0 | 0 | 0.0052775 |  | 0.056 | 0.0561 | 0.0788 | 0.0795
2014-11-06 | 12時 |  | 0.026847 | 0 | 0 | 0 | [9 empty] | 0.10888 | 0 | 0 | 0 | 0 | 0 | 0 | 0 | 0 | 0 | 0 | 0 | 0 | 0 | 0 | 0 | 0 | 0 | 0 | 0 | 0 | 0 | 0.047552 | 0.00338 | 0.00675 | 0.01013 | 0.01351 | 0.05371 | 0 | 0.0052775 |  | 0.1983 | 0.2727 | 0.3698 | 0.3705
2014-11-06 | 13時 |  | 0 | 0 | 0 | 0 | [9 empty] | 0 | 0 | 0 | 0 | 0 | 0 | 0 | 0 | 0 | 0 | 0 | 0 | 0 | 0 | 0 | 0 | 0 | 0 | 0 | 0 | 0 | 0 | 0.047552 | 0.00033 | 0.00067 | 0.001 | 0.00133 | 0.11604 | 0 | 0 |  | 0.0483 | 0.0483 | 0.0711 | 0.0717
2014-11-06 | 14時 |  | 0 | 0 | 0 | 0 | [9 empty] | 0 | 0 | 0 | 0 | 0 | 0 | 0 | 0 | 0 | 0 | 0 | 0 | 0 | 0 | 0 | 0 | 0 | 0 | 0 | 0 | 0 | 0 | 0.047552 | 0.00013 | 0.00025 | 0.00038 | 0.0005 | 0.031168 | 0 | 0.017801 |  | 0.056 | 0.0561 | 0.0788 | 0.0795
2014-11-06 | 15時 |  | 0.059261 | 0 | 0 | 0 | [9 empty] | 0.11305 | 0 | 0 | 0 | 0 | 0 | 0 | 0 | 0 | 0 | 0 | 0 | 0 | 0 | 0 | 0 | 0 | 0 | 0 | 0 | 0 | 0 | 0.047552 | 0.00013 | 0.00025 | 0.00038 | 0.0005 | 0 | 0 | 0 |  | 0.056 | 0.0561 | 0.0788 | 0.0795
2014-11-06 | 16時 |  | 0.080785 | 0 | 0 | 0 | [9 empty] | 0.11675 | 0 | 0 | 0 | 0 | 0 | 0 | 0 | 0 | 0 | 0 | 0 | 0 | 0 | 0 | 0 | 0 | 0 | 0 | 0 | 0 | 0 | 0.047552 | 0.00033 | 0.00067 | 0.001 | 0.00133 | 0.062335 | 0 | 0.0052775 |  | 0.0483 | 0.0483 | 0.0711 | 0.0717
2014-11-06 | 17時 |  | 3.2833 | 0 | 1.0285 | 0 | [9 empty] | 0.3059 | 0 | 0 | 0 | 0 | 0.18443 | 0 | 0 | 0 | 0 | 0 | 0 | 0 | 0 | 0 | 0 | 0 | 0 | 0 | 0 | 0 | 0 | 0.047552 | 0.00033 | 0.00067 | 0.001 | 0.00133 | 0.10536 | 0 | 0.0082775 |  | 0.1304 | 0.2048 | 0.3019 | 0.3026
2014-11-06 | 18時 |  | 4.7834 | 0 | 0 | 0 | [9 empty] | 0.40537 | 0 | 0 | 0 | 0 | 0 | 0 | 0 | 0 | 0 | 0 | 0 | 0 | 0 | 0 | 0 | 0 | 0 | 0 | 0 | 0 | 0 | 0.047552 | 0.00642 | 0.01284 | 0.01926 | 0.02568 | 0.12467 | 0 | 0.0082775 |  | 0.303 | 0.3387 | 0.3972 | 0.5469
2014-11-06 | 19時 |  | 2.5605 | 0 | 2.2546 | 0 | [9 empty] | 0.28044 | 0 | 0 | 0 | 0 | 0.22427 | 0 | 0 | 0 | 0 | 0 | 0 | 0 | 0 | 0 | 0 | 0 | 0 | 0 | 0 | 0 | 0 | 0.047552 | 0.00642 | 0.01284 | 0.01926 | 0.02568 | 0.21072 | 0.10708 | 0.0082775 |  | 0.0991 | 0.1348 | 0.1932 | 0.1939
2014-11-06 | 20時 |  | 3.5418 | 0 | 3.1868 | 0 | [9 empty] | 0.34489 | 0 | 0 | 0 | 0 | 0.26862 | 0 | 0 | 0 | 0 | 0 | 0 | 0 | 0 | 0 | 0 | 0 | 0 | 0 | 0 | 0 | 0 | 0.047552 | 0.00033 | 0.00067 | 0.001 | 0.00133 | 0.14927 | 0.027125 | 0 |  | 0.0917 | 0.1275 | 0.2102 | 0.2109
2014-11-06 | 21時 |  | 4.3619 | 0 | 4.0135 | 0 | [9 empty] | 0.40712 | 0 | 0 | 0 | 0 | 0.43934 | 0 | 0 | 0 | 0 | 0 | 0 | 0 | 0 | 0 | 0 | 0 | 0 | 0 | 0 | 0 | 0 | 0.047552 | 0.00033 | 0.00067 | 0.001 | 0.00133 | 0.14618 | 0.10814 | 0.031304 |  | 0.1216 | 0.1873 | 0.2837 | 0.2844
2014-11-06 | 22時 |  | 5.0445 | 0 | 1.7386 | 0 | [9 empty] | 0.56132 | 0 | 0 | 0 | 0 | 0.23084 | 0 | 0 | 0 | 0 | 0 | 0 | 0 | 0 | 0 | 0 | 0 | 0 | 0 | 0 | 0 | 0 | 0.047552 | 0.00628 | 0.01256 | 0.01884 | 0.02512 | 0.12467 | 0.16133 | 0.043827 |  | 0.1738 | 0.1917 | 0.262 | 0.2626
2014-11-06 | 23時 |  | 0 | 0 | 0 | 0 | [9 empty] | 0 | 0 | 0 | 0 | 0 | 0 | 0 | 0 | 0 | 0 | 0 | 0 | 0 | 0 | 0 | 0 | 0 | 0 | 0 | 0 | 0 | 0 | 0.047552 | 0.0067 | 0.01339 | 0.02009 | 0.02679 | 0.12467 | 0.18881 | 0.031848 |  | 0.1877 | 0.2176 | 0.2756 | 0.2763
2014-11-07 | 0時 |  | 0 | 0 | 0 | 0 | [9 empty] | 0 | 0 | 0 | 0 | 0 | 0 | 0 | 0 | 0 | 0 | 0 | 0 | 0 | 0 | 0 | 0 | 0 | 0 | 0 | 0 | 0 | 0 | 0.047552 | 0.00013 | 0.00025 | 0.00038 | 0.0005 | 0 | 0.078899 | 0.011656 |  | 0.1578 | 0.1578 | 0.1806 | 0.1812
2014-11-07 | 1時 |  | 0 | 0 | 0 | 0 | [9 empty] | 0 | 0 | 0 | 0 | 0 | 0 | 0 | 0 | 0 | 0 | 0 | 0 | 0 | 0 | 0 | 0 | 0 | 0 | 0 | 0 | 0 | 0 | 0.047552 | 0.00013 | 0.00025 | 0.00038 | 0.0005 | 0 | 0 | 0 |  | 0.0483 | 0.0483 | 0.0711 | 0.0717
2014-11-07 | 2時 |  | 0 | 0 | 0 | 0 | [9 empty] | 0 | 0 | 0 | 0 | 0 | 0 | 0 | 0 | 0 | 0 | 0 | 0 | 0 | 0 | 0 | 0 | 0 | 0 | 0 | 0 | 0 | 0 | 0.047552 | 0.00013 | 0.00025 | 0.00038 | 0.0005 | 0 | 0 | 0 |  | 0.056 | 0.0561 | 0.0788 | 0.0795
2014-11-07 | 3時 |  | 0 | 0 | 0 | 0 | [9 empty] | 0 | 0 | 0 | 0 | 0 | 0 | 0 | 0 | 0 | 0 | 0 | 0 | 0 | 0 | 0 | 0 | 0 | 0 | 0 | 0 | 0 | 0 | 0.047552 | 0.00013 | 0.00025 | 0.00038 | 0.0005 | 0 | 0 | 0 |  | 0.056 | 0.0561 | 0.0788 | 0.0795
2014-11-07 | 4時 |  | 0 | 0 | 0 | 0 | [9 empty] | 0 | 0 | 0 | 0 | 0 | 0 | 0 | 0 | 0 | 0 | 0 | 0 | 0 | 0 | 0 | 0 | 0 | 0 | 0 | 0 | 0 | 0 | 0.047552 | 0.00013 | 0.00025 | 0.00038 | 0.0005 | 0 | 0 | 0 |  | 0.0483 | 0.0483 | 0.0711 | 0.0717
2014-11-07 | 5時 |  | 20.7856 | 3.7314 | 0 | 0 | [9 empty] | 3.5889 | 0 | 0 | 0 | 0 | 0 | 0 | 0 | 0 | 0 | 0 | 0 | 0 | 0 | 0 | 0 | 0 | 0 | 0 | 0 | 0 | 0 | 0.047552 | 0.00013 | 0.00025 | 0.00038 | 0.0005 | 0 | 0 | 0 |  | 0.056 | 0.0561 | 0.0788 | 0.0795
2014-11-07 | 6時 |  | 7.9081 | 0 | 0 | 0 | [9 empty] | 0.85905 | 0 | 0 | 0 | 0 | 0 | 0 | 0 | 0 | 0 | 0 | 0 | 0 | 0 | 0 | 0 | 0 | 0 | 0 | 0 | 0 | 0 | 0.047552 | 0.00338 | 0.00675 | 0.01013 | 0.01351 | 0 | 0.024649 | 0.011815 |  | 0.1925 | 0.2611 | 0.3525 | 0.3531
2014-11-07 | 7時 |  | 4.5702 | 0 | 0 | 0 | [9 empty] | 0.42054 | 0 | 0 | 0 | 0 | 0 | 0 | 0 | 0 | 0 | 0 | 0 | 0 | 0 | 0 | 0 | 0 | 0 | 0 | 0 | 0 | 0 | 0.047552 | 0.00054 | 0.00108 | 0.00163 | 0.00217 | 0.13859 | 0.053895 | 0.036861 |  | 0.1524 | 0.248 | 0.3662 | 0.3669
2014-11-07 | 8時 |  | 1.6397 | 0 | 0 | 0 | [9 empty] | 0.20714 | 0 | 0 | 0 | 0 | 0 | 0 | 0 | 0 | 0 | 0 | 0 | 0 | 0 | 0 | 0 | 0 | 0 | 0 | 0 | 0 | 0 | 0.047552 | 0.00054 | 0.00108 | 0.00163 | 0.00217 | 0.093503 | 0 | 0.035602 |  | 0.1091 | 0.1448 | 0.2032 | 0.2039
2014-11-07 | 9時 |  | 0 | 0 | 0 | 0 | [9 empty] | 0 | 0 | 0 | 0 | 0 | 0 | 0 | 0 | 0 | 0 | 0 | 0 | 0 | 0 | 0 | 0 | 0 | 0 | 0 | 0 | 0 | 0 | 0.047552 | 0.00013 | 0.00025 | 0.00038 | 0.0005 | 0.17838 | 0.10971 | 0.042749 |  | 0.3011 | 0.3368 | 0.3953 | 0.396
2014-11-07 | 10時 |  | 0 | 0 | 0 | 0 | [9 empty] | 0 | 0 | 0 | 0 | 0 | 0 | 0 | 0 | 0 | 0 | 0 | 0 | 0 | 0 | 0 | 0 | 0 | 0 | 0 | 0 | 0 | 0 | 0.047552 | 0.00033 | 0.00067 | 0.001 | 0.00133 | 0.093503 | 0 | 0.012523 |  | 0.0483 | 0.0483 | 0.0711 | 0.0717
2014-11-07 | 11時 |  | 0.08878 | 0 | 0 | 0 | [9 empty] | 0.1095 | 0 | 0 | 0 | 0 | 0 | 0 | 0 | 0 | 0 | 0 | 0 | 0 | 0 | 0 | 0 | 0 | 0 | 0 | 0 | 0 | 0 | 0.047552 | 0.00013 | 0.00025 | 0.00038 | 0.0005 | 0 | 0 | 0.0052775 |  | 0.056 | 0.0561 | 0.0788 | 0.0795
2014-11-07 | 12時 |  | 0.027991 | 0 | 0 | 0 | [9 empty] | 0.10656 | 0 | 0 | 0 | 0 | 0 | 0 | 0 | 0 | 0 | 0 | 0 | 0 | 0 | 0 | 0 | 0 | 0 | 0 | 0 | 0 | 0 | 0.047552 | 0.00338 | 0.00675 | 0.01013 | 0.01351 | 0.05371 | 0 | 0.0052775 |  | 0.1983 | 0.2727 | 0.3698 | 0.3705
2014-11-07 | 13時 |  | 0 | 0 | 0 | 0 | [9 empty] | 0 | 0 | 0 | 0 | 0 | 0 | 0 | 0 | 0 | 0 | 0 | 0 | 0 | 0 | 0 | 0 | 0 | 0 | 0 | 0 | 0 | 0 | 0.047552 | 0.00033 | 0.00067 | 0.001 | 0.00133 | 0.11604 | 0 | 0 |  | 0.0483 | 0.0483 | 0.0711 | 0.0717
2014-11-07 | 14時 |  | 0 | 0 | 0 | 0 | [9 empty] | 0 | 0 | 0 | 0 | 0 | 0 | 0 | 0 | 0 | 0 | 0 | 0 | 0 | 0 | 0 | 0 | 0 | 0 | 0 | 0 | 0 | 0 | 0.047552 | 0.00013 | 0.00025 | 0.00038 | 0.0005 | 0.031168 | 0 | 0.017801 |  | 0.056 | 0.0561 | 0.0788 | 0.0795
2014-11-07 | 15時 |  | 0.063773 | 0 | 0 | 0 | [9 empty] | 0.10916 | 0 | 0 | 0 | 0 | 0 | 0 | 0 | 0 | 0 | 0 | 0 | 0 | 0 | 0 | 0 | 0 | 0 | 0 | 0 | 0 | 0 | 0.047552 | 0.00013 | 0.00025 | 0.00038 | 0.0005 | 0 | 0 | 0 |  | 0.056 | 0.0561 | 0.0788 | 0.0795
2014-11-07 | 16時 |  | 0.068198 | 0 | 0 | 0 | [9 empty] | 0.11158 | 0 | 0 | 0 | 0 | 0 | 0 | 0 | 0 | 0 | 0 | 0 | 0 | 0 | 0 | 0 | 0 | 0 | 0 | 0 | 0 | 0 | 0.047552 | 0.00033 | 0.00067 | 0.001 | 0.00133 | 0.062335 | 0 | 0.0052775 |  | 0.0483 | 0.0483 | 0.0711 | 0.0717
2014-11-07 | 17時 |  | 2.0518 | 0 | 0.9874 | 0 | [9 empty] | 0.19126 | 0 | 0 | 0 | 0 | 0.17219 | 0 | 0 | 0 | 0 | 0 | 0 | 0 | 0 | 0 | 0 | 0 | 0 | 0 | 0 | 0 | 0 | 0.047552 | 0.00033 | 0.00067 | 0.001 | 0.00133 | 0.10536 | 0 | 0.0082775 |  | 0.1304 | 0.2048 | 0.3019 | 0.3026
2014-11-07 | 18時 |  | 3.1844 | 0 | 0 | 0 | [9 empty] | 0.25768 | 0 | 0 | 0 | 0 | 0 | 0 | 0 | 0 | 0 | 0 | 0 | 0 | 0 | 0 | 0 | 0 | 0 | 0 | 0 | 0 | 0 | 0.047552 | 0.00642 | 0.01284 | 0.01926 | 0.02568 | 0.12467 | 0 | 0.0082775 |  | 0.303 | 0.3387 | 0.3972 | 0.5469
2014-11-07 | 19時 |  | 1.5194 | 0 | 1.753 | 0 | [9 empty] | 0.18384 | 0 | 0 | 0 | 0 | 0.19299 | 0 | 0 | 0 | 0 | 0 | 0 | 0 | 0 | 0 | 0 | 0 | 0 | 0 | 0 | 0 | 0 | 0.047552 | 0.00642 | 0.01284 | 0.01926 | 0.02568 | 0.21072 | 0.10708 | 0.0082775 |  | 0.0991 | 0.1348 | 0.1932 | 0.1939
2014-11-07 | 20時 |  | 2.0791 | 0 | 2.2476 | 0 | [9 empty] | 0.20695 | 0 | 0 | 0 | 0 | 0.20617 | 0 | 0 | 0 | 0 | 0 | 0 | 0 | 0 | 0 | 0 | 0 | 0 | 0 | 0 | 0 | 0 | 0.047552 | 0.00033 | 0.00067 | 0.001 | 0.00133 | 0.14927 | 0.027125 | 0 |  | 0.0917 | 0.1275 | 0.2102 | 0.2109
2014-11-07 | 21時 |  | 2.6683 | 0 | 2.4175 | 0 | [9 empty] | 0.23791 | 0 | 0 | 0 | 0 | 0.36081 | 0 | 0 | 0 | 0 | 0 | 0 | 0 | 0 | 0 | 0 | 0 | 0 | 0 | 0 | 0 | 0 | 0.047552 | 0.00033 | 0.00067 | 0.001 | 0.00133 | 0.14618 | 0.10814 | 0.031304 |  | 0.1216 | 0.1873 | 0.2837 | 0.2844
2014-11-07 | 22時 |  | 3.0577 | 0 | 0.96704 | 0 | [9 empty] | 0.25671 | 0 | 0 | 0 | 0 | 0.1757 | 0 | 0 | 0 | 0 | 0 | 0 | 0 | 0 | 0 | 0 | 0 | 0 | 0 | 0 | 0 | 0 | 0.047552 | 0.00628 | 0.01256 | 0.01884 | 0.02512 | 0.12467 | 0.16133 | 0.043827 |  | 0.1738 | 0.1917 | 0.262 | 0.2626
2014-11-07 | 23時 |  | 0 | 0 | 0 | 0 | [9 empty] | 0 | 0 | 0 | 0 | 0 | 0 | 0 | 0 | 0 | 0 | 0 | 0 | 0 | 0 | 0 | 0 | 0 | 0 | 0 | 0 | 0 | 0 | 0.047552 | 0.0067 | 0.01339 | 0.02009 | 0.02679 | 0.12467 | 0.18881 | 0.031848 |  | 0.1877 | 0.2176 | 0.2756 | 0.2763
2014-11-08 | 0時 |  | 0 | 0 | 0 | 0 | [9 empty] | 0 | 0 | 0 | 0 | 0 | 0 | 0 | 0 | 0 | 0 | 0 | 0 | 0 | 0 | 0 | 0 | 0 | 0 | 0 | 0 | 0 | 0 | 0.047552 | 0.00013 | 0.00025 | 0.00038 | 0.0005 | 0 | 0.078899 | 0.011656 |  | 0.1578 | 0.1578 | 0.1806 | 0.1812
2014-11-08 | 1時 |  | 0 | 0 | 0 | 0 | [9 empty] | 0 | 0 | 0 | 0 | 0 | 0 | 0 | 0 | 0 | 0 | 0 | 0 | 0 | 0 | 0 | 0 | 0 | 0 | 0 | 0 | 0 | 0 | 0.047552 | 0.00013 | 0.00025 | 0.00038 | 0.0005 | 0 | 0 | 0 |  | 0.0483 | 0.0483 | 0.0711 | 0.0717
2014-11-08 | 2時 |  | 0 | 0 | 0 | 0 | [9 empty] | 0 | 0 | 0 | 0 | 0 | 0 | 0 | 0 | 0 | 0 | 0 | 0 | 0 | 0 | 0 | 0 | 0 | 0 | 0 | 0 | 0 | 0 | 0.047552 | 0.00013 | 0.00025 | 0.00038 | 0.0005 | 0 | 0 | 0 |  | 0.056 | 0.0561 | 0.0788 | 0.0795
2014-11-08 | 3時 |  | 0 | 0 | 0 | 0 | [9 empty] | 0 | 0 | 0 | 0 | 0 | 0 | 0 | 0 | 0 | 0 | 0 | 0 | 0 | 0 | 0 | 0 | 0 | 0 | 0 | 0 | 0 | 0 | 0.047552 | 0.00013 | 0.00025 | 0.00038 | 0.0005 | 0 | 0 | 0 |  | 0.056 | 0.0561 | 0.0788 | 0.0795
2014-11-08 | 4時 |  | 0 | 0 | 0 | 0 | [9 empty] | 0 | 0 | 0 | 0 | 0 | 0 | 0 | 0 | 0 | 0 | 0 | 0 | 0 | 0 | 0 | 0 | 0 | 0 | 0 | 0 | 0 | 0 | 0.047552 | 0.00013 | 0.00025 | 0.00038 | 0.0005 | 0 | 0 | 0 |  | 0.0483 | 0.0483 | 0.0711 | 0.0717
2014-11-08 | 5時 |  | 14.8237 | 0 | 0 | 0 | [9 empty] | 1.1566 | 0 | 0 | 0 | 0 | 0 | 0 | 0 | 0 | 0 | 0 | 0 | 0 | 0 | 0 | 0 | 0 | 0 | 0 | 0 | 0 | 0 | 0.047552 | 0.00013 | 0.00025 | 0.00038 | 0.0005 | 0 | 0 | 0 |  | 0.056 | 0.0561 | 0.0788 | 0.0795
2014-11-08 | 6時 |  | 4.8362 | 0 | 0 | 0 | [9 empty] | 0.34246 | 0 | 0 | 0 | 0 | 0 | 0 | 0 | 0 | 0 | 0 | 0 | 0 | 0 | 0 | 0 | 0 | 0 | 0 | 0 | 0 | 0 | 0.047552 | 0.00338 | 0.00675 | 0.01013 | 0.01351 | 0 | 0.024649 | 0.011815 |  | 0.1925 | 0.2611 | 0.3525 | 0.3531
2014-11-08 | 7時 |  | 3.607 | 0 | 0 | 0 | [9 empty] | 0.25918 | 0 | 0 | 0 | 0 | 0 | 0 | 0 | 0 | 0 | 0 | 0 | 0 | 0 | 0 | 0 | 0 | 0 | 0 | 0 | 0 | 0 | 0.047552 | 0.00054 | 0.00108 | 0.00163 | 0.00217 | 0.13859 | 0.053895 | 0.036861 |  | 0.1524 | 0.248 | 0.3662 | 0.3669
2014-11-08 | 8時 |  | 2.3214 | 0 | 0 | 0 | [9 empty] | 0.18759 | 0 | 0 | 0 | 0 | 0 | 0 | 0 | 0 | 0 | 0 | 0 | 0 | 0 | 0 | 0 | 0 | 0 | 0 | 0 | 0 | 0 | 0.047552 | 0.00054 | 0.00108 | 0.00163 | 0.00217 | 0.093503 | 0 | 0.035602 |  | 0.1091 | 0.1448 | 0.2032 | 0.2039
2014-11-08 | 9時 |  | 0 | 0 | 0 | 0 | [9 empty] | 0 | 0 | 0 | 0 | 0 | 0 | 0 | 0 | 0 | 0 | 0 | 0 | 0 | 0 | 0 | 0 | 0 | 0 | 0 | 0 | 0 | 0 | 0.047552 | 0.00013 | 0.00025 | 0.00038 | 0.0005 | 0.17838 | 0.10971 | 0.042749 |  | 0.3011 | 0.3368 | 0.3953 | 0.396
2014-11-08 | 10時 |  | 0 | 0 | 0 | 0 | [9 empty] | 0 | 0 | 0 | 0 | 0 | 0 | 0 | 0 | 0 | 0 | 0 | 0 | 0 | 0 | 0 | 0 | 0 | 0 | 0 | 0 | 0 | 0 | 0.047552 | 0.00033 | 0.00067 | 0.001 | 0.00133 | 0.093503 | 0 | 0.012523 |  | 0.0483 | 0.0483 | 0.0711 | 0.0717
2014-11-08 | 11時 |  | 4.5349 | 0 | 0 | 0 | [9 empty] | 0.24558 | 0 | 0 | 0 | 0 | 0 | 0 | 0 | 0 | 0 | 0 | 0 | 0 | 0 | 0 | 0 | 0 | 0 | 0 | 0 | 0 | 0 | 0.047552 | 0.00013 | 0.00025 | 0.00038 | 0.0005 | 0 | 0 | 0.0052775 |  | 0.056 | 0.0561 | 0.0788 | 0.0795
2014-11-08 | 12時 |  | 1.4501 | 0 | 0 | 0 | [9 empty] | 0.12974 | 0 | 0 | 0 | 0 | 0 | 0 | 0 | 0 | 0 | 0 | 0 | 0 | 0 | 0 | 0 | 0 | 0 | 0 | 0 | 0 | 0 | 0.047552 | 0.00338 | 0.00675 | 0.01013 | 0.01351 | 0.05371 | 0 | 0.0052775 |  | 0.1983 | 0.2727 | 0.3698 | 0.3705
2014-11-08 | 13時 |  | 0 | 0 | 0 | 0 | [9 empty] | 0 | 0 | 0 | 0 | 0 | 0 | 0 | 0 | 0 | 0 | 0 | 0 | 0 | 0 | 0 | 0 | 0 | 0 | 0 | 0 | 0 | 0 | 0.047552 | 0.00033 | 0.00067 | 0.001 | 0.00133 | 0.11604 | 0 | 0 |  | 0.0483 | 0.0483 | 0.0711 | 0.0717
2014-11-08 | 14時 |  | 0 | 0 | 0 | 0 | [9 empty] | 0 | 0 | 0 | 0 | 0 | 0 | 0 | 0 | 0 | 0 | 0 | 0 | 0 | 0 | 0 | 0 | 0 | 0 | 0 | 0 | 0 | 0 | 0.047552 | 0.00013 | 0.00025 | 0.00038 | 0.0005 | 0.031168 | 0 | 0.017801 |  | 0.056 | 0.0561 | 0.0788 | 0.0795
2014-11-08 | 15時 |  | 4.4931 | 0 | 0 | 0 | [9 empty] | 0.25817 | 0 | 0 | 0 | 0 | 0 | 0 | 0 | 0 | 0 | 0 | 0 | 0 | 0 | 0 | 0 | 0 | 0 | 0 | 0 | 0 | 0 | 0.047552 | 0.00013 | 0.00025 | 0.00038 | 0.0005 | 0 | 0 | 0 |  | 0.056 | 0.0561 | 0.0788 | 0.0795
2014-11-08 | 16時 |  | 2.0339 | 0 | 0 | 0 | [9 empty] | 0.16196 | 0 | 0 | 0 | 0 | 0 | 0 | 0 | 0 | 0 | 0 | 0 | 0 | 0 | 0 | 0 | 0 | 0 | 0 | 0 | 0 | 0 | 0.047552 | 0.00033 | 0.00067 | 0.001 | 0.00133 | 0.062335 | 0 | 0.0052775 |  | 0.0483 | 0.0483 | 0.0711 | 0.0717
2014-11-08 | 17時 |  | 2.7303 | 0 | 3.1815 | 0 | [9 empty] | 0.18829 | 0 | 0 | 0 | 0 | 0.21701 | 0 | 0 | 0 | 0 | 0 | 0 | 0 | 0 | 0 | 0 | 0 | 0 | 0 | 0 | 0 | 0 | 0.047552 | 0.00033 | 0.00067 | 0.001 | 0.00133 | 0.10536 | 0 | 0.0082775 |  | 0.1304 | 0.2048 | 0.3019 | 0.3026
2014-11-08 | 18時 |  | 2.4011 | 0 | 0 | 0 | [9 empty] | 0.174 | 0 | 0 | 0 | 0 | 0 | 0 | 0 | 0 | 0 | 0 | 0 | 0 | 0 | 0 | 0 | 0 | 0 | 0 | 0 | 0 | 0 | 0.047552 | 0.00642 | 0.01284 | 0.01926 | 0.02568 | 0.12467 | 0 | 0.0082775 |  | 0.303 | 0.3387 | 0.3972 | 0.5469
2014-11-08 | 19時 |  | 0.85165 | 0 | 2.66 | 0 | [9 empty] | 0.12595 | 0 | 0 | 0 | 0 | 0.1999 | 0 | 0 | 0 | 0 | 0 | 0 | 0 | 0 | 0 | 0 | 0 | 0 | 0 | 0 | 0 | 0 | 0.047552 | 0.00642 | 0.01284 | 0.01926 | 0.02568 | 0.21072 | 0.10708 | 0.0082775 |  | 0.0991 | 0.1348 | 0.1932 | 0.1939
2014-11-08 | 20時 |  | 1.2926 | 0 | 1.9196 | 0 | [9 empty] | 0.1402 | 0 | 0 | 0 | 0 | 0.18177 | 0 | 0 | 0 | 0 | 0 | 0 | 0 | 0 | 0 | 0 | 0 | 0 | 0 | 0 | 0 | 0 | 0.047552 | 0.00033 | 0.00067 | 0.001 | 0.00133 | 0.14927 | 0.027125 | 0 |  | 0.0917 | 0.1275 | 0.2102 | 0.2109
2014-11-08 | 21時 |  | 1.6053 | 0 | 1.5994 | 0 | [9 empty] | 0.15146 | 0 | 0 | 0 | 0 | 0.32993 | 0 | 0 | 0 | 0 | 0 | 0 | 0 | 0 | 0 | 0 | 0 | 0 | 0 | 0 | 0 | 0 | 0.047552 | 0.00033 | 0.00067 | 0.001 | 0.00133 | 0.14618 | 0.10814 | 0.031304 |  | 0.1216 | 0.1873 | 0.2837 | 0.2844
2014-11-08 | 22時 |  | 1.7845 | 0 | 0.52316 | 0 | [9 empty] | 0.15747 | 0 | 0 | 0 | 0 | 0.16247 | 0 | 0 | 0 | 0 | 0 | 0 | 0 | 0 | 0 | 0 | 0 | 0 | 0 | 0 | 0 | 0 | 0.047552 | 0.00628 | 0.01256 | 0.01884 | 0.02512 | 0.12467 | 0.16133 | 0.043827 |  | 0.1738 | 0.1917 | 0.262 | 0.2626
2014-11-08 | 23時 |  | 0 | 0 | 0 | 0 | [9 empty] | 0 | 0 | 0 | 0 | 0 | 0 | 0 | 0 | 0 | 0 | 0 | 0 | 0 | 0 | 0 | 0 | 0 | 0 | 0 | 0 | 0 | 0 | 0.047552 | 0.0067 | 0.01339 | 0.02009 | 0.02679 | 0.12467 | 0.18881 | 0.031848 |  | 0.1877 | 0.2176 | 0.2756 | 0.2763
2014-11-09 | 0時 |  | 0 | 0 | 0 | 0 | [9 empty] | 0 | 0 | 0 | 0 | 0 | 0 | 0 | 0 | 0 | 0 | 0 | 0 | 0 | 0 | 0 | 0 | 0 | 0 | 0 | 0 | 0 | 0 | 0.047552 | 0.00013 | 0.00025 | 0.00038 | 0.0005 | 0 | 0.078899 | 0.011656 |  | 0.1578 | 0.1578 | 0.1806 | 0.1812
2014-11-09 | 1時 |  | 0 | 0 | 0 | 0 | [9 empty] | 0 | 0 | 0 | 0 | 0 | 0 | 0 | 0 | 0 | 0 | 0 | 0 | 0 | 0 | 0 | 0 | 0 | 0 | 0 | 0 | 0 | 0 | 0.047552 | 0.00013 | 0.00025 | 0.00038 | 0.0005 | 0 | 0 | 0 |  | 0.0483 | 0.0483 | 0.0711 | 0.0717
2014-11-09 | 2時 |  | 0 | 0 | 0 | 0 | [9 empty] | 0 | 0 | 0 | 0 | 0 | 0 | 0 | 0 | 0 | 0 | 0 | 0 | 0 | 0 | 0 | 0 | 0 | 0 | 0 | 0 | 0 | 0 | 0.047552 | 0.00013 | 0.00025 | 0.00038 | 0.0005 | 0 | 0 | 0 |  | 0.056 | 0.0561 | 0.0788 | 0.0795
2014-11-09 | 3時 |  | 0 | 0 | 0 | 0 | [9 empty] | 0 | 0 | 0 | 0 | 0 | 0 | 0 | 0 | 0 | 0 | 0 | 0 | 0 | 0 | 0 | 0 | 0 | 0 | 0 | 0 | 0 | 0 | 0.047552 | 0.00013 | 0.00025 | 0.00038 | 0.0005 | 0 | 0 | 0 |  | 0.056 | 0.0561 | 0.0788 | 0.0795
2014-11-09 | 4時 |  | 0 | 0 | 0 | 0 | [9 empty] | 0 | 0 | 0 | 0 | 0 | 0 | 0 | 0 | 0 | 0 | 0 | 0 | 0 | 0 | 0 | 0 | 0 | 0 | 0 | 0 | 0 | 0 | 0.047552 | 0.00013 | 0.00025 | 0.00038 | 0.0005 | 0 | 0 | 0 |  | 0.0483 | 0.0483 | 0.0711 | 0.0717
2014-11-09 | 5時 |  | 11.1423 | 0 | 0 | 0 | [9 empty] | 0.77182 | 0 | 0 | 0 | 0 | 0 | 0 | 0 | 0 | 0 | 0 | 0 | 0 | 0 | 0 | 0 | 0 | 0 | 0 | 0 | 0 | 0 | 0.047552 | 0.00013 | 0.00025 | 0.00038 | 0.0005 | 0 | 0 | 0 |  | 0.056 | 0.0561 | 0.0788 | 0.0795
2014-11-09 | 6時 |  | 2.2399 | 0 | 0 | 0 | [9 empty] | 0.20221 | 0 | 0 | 0 | 0 | 0 | 0 | 0 | 0 | 0 | 0 | 0 | 0 | 0 | 0 | 0 | 0 | 0 | 0 | 0 | 0 | 0 | 0.047552 | 0.00338 | 0.00675 | 0.01013 | 0.01351 | 0 | 0.024649 | 0.011815 |  | 0.1925 | 0.2611 | 0.3525 | 0.3531
2014-11-09 | 7時 |  | 0.029643 | 0 | 0 | 0 | [9 empty] | 0.11119 | 0 | 0 | 0 | 0 | 0 | 0 | 0 | 0 | 0 | 0 | 0 | 0 | 0 | 0 | 0 | 0 | 0 | 0 | 0 | 0 | 0 | 0.047552 | 0.00054 | 0.00108 | 0.00163 | 0.00217 | 0.13859 | 0.053895 | 0.036861 |  | 0.1524 | 0.248 | 0.3662 | 0.3669
2014-11-09 | 8時 |  | 0.016194 | 0 | 0 | 0 | [9 empty] | 0.10957 | 0 | 0 | 0 | 0 | 0 | 0 | 0 | 0 | 0 | 0 | 0 | 0 | 0 | 0 | 0 | 0 | 0 | 0 | 0 | 0 | 0 | 0.047552 | 0.00054 | 0.00108 | 0.00163 | 0.00217 | 0.093503 | 0 | 0.035602 |  | 0.1091 | 0.1448 | 0.2032 | 0.2039
2014-11-09 | 9時 |  | 0 | 0 | 0 | 0 | [9 empty] | 0 | 0 | 0 | 0 | 0 | 0 | 0 | 0 | 0 | 0 | 0 | 0 | 0 | 0 | 0 | 0 | 0 | 0 | 0 | 0 | 0 | 0 | 0.047552 | 0.00013 | 0.00025 | 0.00038 | 0.0005 | 0.17838 | 0.10971 | 0.042749 |  | 0.3011 | 0.3368 | 0.3953 | 0.396
2014-11-09 | 10時 |  | 0 | 0 | 0 | 0 | [9 empty] | 0 | 0 | 0 | 0 | 0 | 0 | 0 | 0 | 0 | 0 | 0 | 0 | 0 | 0 | 0 | 0 | 0 | 0 | 0 | 0 | 0 | 0 | 0.047552 | 0.00033 | 0.00067 | 0.001 | 0.00133 | 0.093503 | 0 | 0.012523 |  | 0.0483 | 0.0483 | 0.0711 | 0.0717
2014-11-09 | 11時 |  | 0.029799 | 0 | 0 | 0 | [9 empty] | 0.10749 | 0 | 0 | 0 | 0 | 0 | 0 | 0 | 0 | 0 | 0 | 0 | 0 | 0 | 0 | 0 | 0 | 0 | 0 | 0 | 0 | 0 | 0.047552 | 0.00013 | 0.00025 | 0.00038 | 0.0005 | 0 | 0 | 0.0052775 |  | 0.056 | 0.0561 | 0.0788 | 0.0795
2014-11-09 | 12時 |  | 0.010458 | 0 | 0 | 0 | [9 empty] | 0.10686 | 0 | 0 | 0 | 0 | 0 | 0 | 0 | 0 | 0 | 0 | 0 | 0 | 0 | 0 | 0 | 0 | 0 | 0 | 0 | 0 | 0 | 0.047552 | 0.00338 | 0.00675 | 0.01013 | 0.01351 | 0.05371 | 0 | 0.0052775 |  | 0.1983 | 0.2727 | 0.3698 | 0.3705
2014-11-09 | 13時 |  | 0 | 0 | 0 | 0 | [9 empty] | 0 | 0 | 0 | 0 | 0 | 0 | 0 | 0 | 0 | 0 | 0 | 0 | 0 | 0 | 0 | 0 | 0 | 0 | 0 | 0 | 0 | 0 | 0.047552 | 0.00033 | 0.00067 | 0.001 | 0.00133 | 0.11604 | 0 | 0 |  | 0.0483 | 0.0483 | 0.0711 | 0.0717
2014-11-09 | 14時 |  | 0 | 0 | 0 | 0 | [9 empty] | 0 | 0 | 0 | 0 | 0 | 0 | 0 | 0 | 0 | 0 | 0 | 0 | 0 | 0 | 0 | 0 | 0 | 0 | 0 | 0 | 0 | 0 | 0.047552 | 0.00013 | 0.00025 | 0.00038 | 0.0005 | 0.031168 | 0 | 0.017801 |  | 0.056 | 0.0561 | 0.0788 | 0.0795
2014-11-09 | 15時 |  | 0.039419 | 0 | 0 | 0 | [9 empty] | 0.11352 | 0 | 0 | 0 | 0 | 0 | 0 | 0 | 0 | 0 | 0 | 0 | 0 | 0 | 0 | 0 | 0 | 0 | 0 | 0 | 0 | 0 | 0.047552 | 0.00013 | 0.00025 | 0.00038 | 0.0005 | 0 | 0 | 0 |  | 0.056 | 0.0561 | 0.0788 | 0.0795
2014-11-09 | 16時 |  | 0.027424 | 0 | 0 | 0 | [9 empty] | 0.11538 | 0 | 0 | 0 | 0 | 0 | 0 | 0 | 0 | 0 | 0 | 0 | 0 | 0 | 0 | 0 | 0 | 0 | 0 | 0 | 0 | 0 | 0.047552 | 0.00033 | 0.00067 | 0.001 | 0.00133 | 0.062335 | 0 | 0.0052775 |  | 0.0483 | 0.0483 | 0.0711 | 0.0717
2014-11-09 | 17時 |  | 0.0971 | 0 | 0.039019 | 0 | [9 empty] | 0.1196 | 0 | 0 | 0 | 0 | 0.17348 | 0 | 0 | 0 | 0 | 0 | 0 | 0 | 0 | 0 | 0 | 0 | 0 | 0 | 0 | 0 | 0 | 0.047552 | 0.00033 | 0.00067 | 0.001 | 0.00133 | 0.10536 | 0 | 0.0082775 |  | 0.1304 | 0.2048 | 0.3019 | 0.3026
2014-11-09 | 18時 |  | 2.1403 | 0 | 0 | 0 | [9 empty] | 0.24214 | 0 | 0 | 0 | 0 | 0 | 0 | 0 | 0 | 0 | 0 | 0 | 0 | 0 | 0 | 0 | 0 | 0 | 0 | 0 | 0 | 0 | 0.047552 | 0.00642 | 0.01284 | 0.01926 | 0.02568 | 0.12467 | 0 | 0.0082775 |  | 0.303 | 0.3387 | 0.3972 | 0.5469
2014-11-09 | 19時 |  | 1.319 | 0 | 0.56847 | 0 | [9 empty] | 0.20627 | 0 | 0 | 0 | 0 | 0.18407 | 0 | 0 | 0 | 0 | 0 | 0 | 0 | 0 | 0 | 0 | 0 | 0 | 0 | 0 | 0 | 0 | 0.047552 | 0.00642 | 0.01284 | 0.01926 | 0.02568 | 0.21072 | 0.10708 | 0.0082775 |  | 0.0991 | 0.1348 | 0.1932 | 0.1939
2014-11-09 | 20時 |  | 2.444 | 0 | 1.99 | 0 | [9 empty] | 0.27987 | 0 | 0 | 0 | 0 | 0.21673 | 0 | 0 | 0 | 0 | 0 | 0 | 0 | 0 | 0 | 0 | 0 | 0 | 0 | 0 | 0 | 0 | 0.047552 | 0.00033 | 0.00067 | 0.001 | 0.00133 | 0.14927 | 0.027125 | 0 |  | 0.0917 | 0.1275 | 0.2102 | 0.2109
2014-11-09 | 21時 |  | 3.3341 | 0 | 2.8584 | 0 | [9 empty] | 0.34107 | 0 | 0 | 0 | 0 | 0.40127 | 0 | 0 | 0 | 0 | 0 | 0 | 0 | 0 | 0 | 0 | 0 | 0 | 0 | 0 | 0 | 0 | 0.047552 | 0.00033 | 0.00067 | 0.001 | 0.00133 | 0.14618 | 0.10814 | 0.031304 |  | 0.1216 | 0.1873 | 0.2837 | 0.2844
2014-11-09 | 22時 |  | 4.0501 | 0 | 1.2813 | 0 | [9 empty] | 0.38068 | 0 | 0 | 0 | 0 | 0.19525 | 0 | 0 | 0 | 0 | 0 | 0 | 0 | 0 | 0 | 0 | 0 | 0 | 0 | 0 | 0 | 0 | 0.047552 | 0.00628 | 0.01256 | 0.01884 | 0.02512 | 0.12467 | 0.16133 | 0.043827 |  | 0.1738 | 0.1917 | 0.262 | 0.2626
2014-11-09 | 23時 |  | 0 | 0 | 0 | 0 | [9 empty] | 0 | 0 | 0 | 0 | 0 | 0 | 0 | 0 | 0 | 0 | 0 | 0 | 0 | 0 | 0 | 0 | 0 | 0 | 0 | 0 | 0 | 0 | 0.047552 | 0.0067 | 0.01339 | 0.02009 | 0.02679 | 0.12467 | 0.18881 | 0.031848 |  | 0.1877 | 0.2176 | 0.2756 | 0.2763
2014-11-10 | 0時 |  | 0 | 0 | 0 | 0 | [9 empty] | 0 | 0 | 0 | 0 | 0 | 0 | 0 | 0 | 0 | 0 | 0 | 0 | 0 | 0 | 0 | 0 | 0 | 0 | 0 | 0 | 0 | 0 | 0.047552 | 0.00013 | 0.00025 | 0.00038 | 0.0005 | 0 | 0.078899 | 0.011656 |  | 0.1578 | 0.1578 | 0.1806 | 0.1812
2014-11-10 | 1時 |  | 0 | 0 | 0 | 0 | [9 empty] | 0 | 0 | 0 | 0 | 0 | 0 | 0 | 0 | 0 | 0 | 0 | 0 | 0 | 0 | 0 | 0 | 0 | 0 | 0 | 0 | 0 | 0 | 0.047552 | 0.00013 | 0.00025 | 0.00038 | 0.0005 | 0 | 0 | 0 |  | 0.0483 | 0.0483 | 0.0711 | 0.0717
2014-11-10 | 2時 |  | 0 | 0 | 0 | 0 | [9 empty] | 0 | 0 | 0 | 0 | 0 | 0 | 0 | 0 | 0 | 0 | 0 | 0 | 0 | 0 | 0 | 0 | 0 | 0 | 0 | 0 | 0 | 0 | 0.047552 | 0.00013 | 0.00025 | 0.00038 | 0.0005 | 0 | 0 | 0 |  | 0.056 | 0.0561 | 0.0788 | 0.0795
2014-11-10 | 3時 |  | 0 | 0 | 0 | 0 | [9 empty] | 0 | 0 | 0 | 0 | 0 | 0 | 0 | 0 | 0 | 0 | 0 | 0 | 0 | 0 | 0 | 0 | 0 | 0 | 0 | 0 | 0 | 0 | 0.047552 | 0.00013 | 0.00025 | 0.00038 | 0.0005 | 0 | 0 | 0 |  | 0.056 | 0.0561 | 0.0788 | 0.0795
2014-11-10 | 4時 |  | 0 | 0 | 0 | 0 | [9 empty] | 0 | 0 | 0 | 0 | 0 | 0 | 0 | 0 | 0 | 0 | 0 | 0 | 0 | 0 | 0 | 0 | 0 | 0 | 0 | 0 | 0 | 0 | 0.047552 | 0.00013 | 0.00025 | 0.00038 | 0.0005 | 0 | 0 | 0 |  | 0.0483 | 0.0483 | 0.0711 | 0.0717
2014-11-10 | 5時 |  | 19.7951 | 0 | 0 | 0 | [9 empty] | 3.0523 | 0 | 0 | 0 | 0 | 0 | 0 | 0 | 0 | 0 | 0 | 0 | 0 | 0 | 0 | 0 | 0 | 0 | 0 | 0 | 0 | 0 | 0.047552 | 0.00013 | 0.00025 | 0.00038 | 0.0005 | 0 | 0 | 0 |  | 0.056 | 0.0561 | 0.0788 | 0.0795
2014-11-10 | 6時 |  | 7.4613 | 0 | 0 | 0 | [9 empty] | 0.76201 | 0 | 0 | 0 | 0 | 0 | 0 | 0 | 0 | 0 | 0 | 0 | 0 | 0 | 0 | 0 | 0 | 0 | 0 | 0 | 0 | 0 | 0.047552 | 0.00338 | 0.00675 | 0.01013 | 0.01351 | 0 | 0.024649 | 0.011815 |  | 0.1925 | 0.2611 | 0.3525 | 0.3531
2014-11-10 | 7時 |  | 6.6625 | 0 | 0 | 0 | [9 empty] | 0.68366 | 0 | 0 | 0 | 0 | 0 | 0 | 0 | 0 | 0 | 0 | 0 | 0 | 0 | 0 | 0 | 0 | 0 | 0 | 0 | 0 | 0 | 0.047552 | 0.00054 | 0.00108 | 0.00163 | 0.00217 | 0.13859 | 0.053895 | 0.036861 |  | 0.1524 | 0.248 | 0.3662 | 0.3669
2014-11-10 | 8時 |  | 5.96 | 0 | 0 | 0 | [9 empty] | 0.61507 | 0 | 0 | 0 | 0 | 0 | 0 | 0 | 0 | 0 | 0 | 0 | 0 | 0 | 0 | 0 | 0 | 0 | 0 | 0 | 0 | 0 | 0.047552 | 0.00054 | 0.00108 | 0.00163 | 0.00217 | 0.093503 | 0 | 0.035602 |  | 0.1091 | 0.1448 | 0.2032 | 0.2039
2014-11-10 | 9時 |  | 0 | 0 | 0 | 0 | [9 empty] | 0 | 0 | 0 | 0 | 0 | 0 | 0 | 0 | 0 | 0 | 0 | 0 | 0 | 0 | 0 | 0 | 0 | 0 | 0 | 0 | 0 | 0 | 0.047552 | 0.00013 | 0.00025 | 0.00038 | 0.0005 | 0.17838 | 0.10971 | 0.042749 |  | 0.3011 | 0.3368 | 0.3953 | 0.396
2014-11-10 | 10時 |  | 0 | 0 | 0 | 0 | [9 empty] | 0 | 0 | 0 | 0 | 0 | 0 | 0 | 0 | 0 | 0 | 0 | 0 | 0 | 0 | 0 | 0 | 0 | 0 | 0 | 0 | 0 | 0 | 0.047552 | 0.00033 | 0.00067 | 0.001 | 0.00133 | 0.093503 | 0 | 0.012523 |  | 0.0483 | 0.0483 | 0.0711 | 0.0717
2014-11-10 | 11時 |  | 8.7232 | 0 | 0 | 0 | [9 empty] | 0.62788 | 0 | 0 | 0 | 0 | 0 | 0 | 0 | 0 | 0 | 0 | 0 | 0 | 0 | 0 | 0 | 0 | 0 | 0 | 0 | 0 | 0 | 0.047552 | 0.00013 | 0.00025 | 0.00038 | 0.0005 | 0 | 0 | 0.0052775 |  | 0.056 | 0.0561 | 0.0788 | 0.0795
2014-11-10 | 12時 |  | 0.05526 | 0 | 0 | 0 | [9 empty] | 0.11337 | 0 | 0 | 0 | 0 | 0 | 0 | 0 | 0 | 0 | 0 | 0 | 0 | 0 | 0 | 0 | 0 | 0 | 0 | 0 | 0 | 0 | 0.047552 | 0.00338 | 0.00675 | 0.01013 | 0.01351 | 0.05371 | 0 | 0.0052775 |  | 0.1983 | 0.2727 | 0.3698 | 0.3705
2014-11-10 | 13時 |  | 0 | 0 | 0 | 0 | [9 empty] | 0 | 0 | 0 | 0 | 0 | 0 | 0 | 0 | 0 | 0 | 0 | 0 | 0 | 0 | 0 | 0 | 0 | 0 | 0 | 0 | 0 | 0 | 0.047552 | 0.00033 | 0.00067 | 0.001 | 0.00133 | 0.11604 | 0 | 0 |  | 0.0483 | 0.0483 | 0.0711 | 0.0717
2014-11-10 | 14時 |  | 0 | 0 | 0 | 0 | [9 empty] | 0 | 0 | 0 | 0 | 0 | 0 | 0 | 0 | 0 | 0 | 0 | 0 | 0 | 0 | 0 | 0 | 0 | 0 | 0 | 0 | 0 | 0 | 0.047552 | 0.00013 | 0.00025 | 0.00038 | 0.0005 | 0.031168 | 0 | 0.017801 |  | 0.056 | 0.0561 | 0.0788 | 0.0795
2014-11-10 | 15時 |  | 4.3563 | 0 | 0 | 0 | [9 empty] | 0.31971 | 0 | 0 | 0 | 0 | 0 | 0 | 0 | 0 | 0 | 0 | 0 | 0 | 0 | 0 | 0 | 0 | 0 | 0 | 0 | 0 | 0 | 0.047552 | 0.00013 | 0.00025 | 0.00038 | 0.0005 | 0 | 0 | 0 |  | 0.056 | 0.0561 | 0.0788 | 0.0795
2014-11-10 | 16時 |  | 3.0586 | 0 | 0 | 0 | [9 empty] | 0.25458 | 0 | 0 | 0 | 0 | 0 | 0 | 0 | 0 | 0 | 0 | 0 | 0 | 0 | 0 | 0 | 0 | 0 | 0 | 0 | 0 | 0 | 0.047552 | 0.00033 | 0.00067 | 0.001 | 0.00133 | 0.062335 | 0 | 0.0052775 |  | 0.0483 | 0.0483 | 0.0711 | 0.0717
2014-11-10 | 17時 |  | 5.1147 | 0 | 4.0168 | 0 | [9 empty] | 0.37104 | 0 | 0 | 0 | 0 | 0.28142 | 0 | 0 | 0 | 0 | 0 | 0 | 0 | 0 | 0 | 0 | 0 | 0 | 0 | 0 | 0 | 0 | 0.047552 | 0.00033 | 0.00067 | 0.001 | 0.00133 | 0.10536 | 0 | 0.0082775 |  | 0.1304 | 0.2048 | 0.3019 | 0.3026
2014-11-10 | 18時 |  | 5.1767 | 0 | 0 | 0 | [9 empty] | 0.37751 | 0 | 0 | 0 | 0 | 0 | 0 | 0 | 0 | 0 | 0 | 0 | 0 | 0 | 0 | 0 | 0 | 0 | 0 | 0 | 0 | 0 | 0.047552 | 0.00642 | 0.01284 | 0.01926 | 0.02568 | 0.12467 | 0 | 0.0082775 |  | 0.303 | 0.3387 | 0.3972 | 0.5469
2014-11-10 | 19時 |  | 2.703 | 0 | 3.9581 | 0 | [9 empty] | 0.24168 | 0 | 0 | 0 | 0 | 0.27969 | 0 | 0 | 0 | 0 | 0 | 0 | 0 | 0 | 0 | 0 | 0 | 0 | 0 | 0 | 0 | 0 | 0.047552 | 0.00642 | 0.01284 | 0.01926 | 0.02568 | 0.21072 | 0.10708 | 0.0082775 |  | 0.0991 | 0.1348 | 0.1932 | 0.1939
2014-11-10 | 20時 |  | 3.2006 | 0 | 3.3262 | 0 | [9 empty] | 0.27193 | 0 | 0 | 0 | 0 | 0.2518 | 0 | 0 | 0 | 0 | 0 | 0 | 0 | 0 | 0 | 0 | 0 | 0 | 0 | 0 | 0 | 0 | 0.047552 | 0.00033 | 0.00067 | 0.001 | 0.00133 | 0.14927 | 0.027125 | 0 |  | 0.0917 | 0.1275 | 0.2102 | 0.2109
2014-11-10 | 21時 |  | 3.6128 | 0 | 3.6038 | 0 | [9 empty] | 0.30013 | 0 | 0 | 0 | 0 | 0.39662 | 0 | 0 | 0 | 0 | 0 | 0 | 0 | 0 | 0 | 0 | 0 | 0 | 0 | 0 | 0 | 0 | 0.047552 | 0.00033 | 0.00067 | 0.001 | 0.00133 | 0.14618 | 0.10814 | 0.031304 |  | 0.1216 | 0.1873 | 0.2837 | 0.2844
2014-11-10 | 22時 |  | 3.9179 | 0 | 1.3723 | 0 | [9 empty] | 0.32091 | 0 | 0 | 0 | 0 | 0.18665 | 0 | 0 | 0 | 0 | 0 | 0 | 0 | 0 | 0 | 0 | 0 | 0 | 0 | 0 | 0 | 0 | 0.047552 | 0.00628 | 0.01256 | 0.01884 | 0.02512 | 0.12467 | 0.16133 | 0.043827 |  | 0.1738 | 0.1917 | 0.262 | 0.2626
2014-11-10 | 23時 |  | 0 | 0 | 0 | 0 | [9 empty] | 0 | 0 | 0 | 0 | 0 | 0 | 0 | 0 | 0 | 0 | 0 | 0 | 0 | 0 | 0 | 0 | 0 | 0 | 0 | 0 | 0 | 0 | 0.047552 | 0.0067 | 0.01339 | 0.02009 | 0.02679 | 0.12467 | 0.18881 | 0.031848 |  | 0.1877 | 0.2176 | 0.2756 | 0.2763
2014-11-11 | 0時 |  | 0 | 0 | 0 | 0 | [9 empty] | 0 | 0 | 0 | 0 | 0 | 0 | 0 | 0 | 0 | 0 | 0 | 0 | 0 | 0 | 0 | 0 | 0 | 0 | 0 | 0 | 0 | 0 | 0.047552 | 0.00013 | 0.00025 | 0.00038 | 0.0005 | 0 | 0 | 0 |  | 0.1578 | 0.1578 | 0.1806 | 0.1812
2014-11-11 | 1時 |  | 0 | 0 | 0 | 0 | [9 empty] | 0 | 0 | 0 | 0 | 0 | 0 | 0 | 0 | 0 | 0 | 0 | 0 | 0 | 0 | 0 | 0 | 0 | 0 | 0 | 0 | 0 | 0 | 0.047552 | 0.00013 | 0.00025 | 0.00038 | 0.0005 | 0 | 0 | 0 |  | 0.0483 | 0.0483 | 0.0711 | 0.0717
2014-11-11 | 2時 |  | 0 | 0 | 0 | 0 | [9 empty] | 0 | 0 | 0 | 0 | 0 | 0 | 0 | 0 | 0 | 0 | 0 | 0 | 0 | 0 | 0 | 0 | 0 | 0 | 0 | 0 | 0 | 0 | 0.047552 | 0.00013 | 0.00025 | 0.00038 | 0.0005 | 0 | 0 | 0 |  | 0.056 | 0.0561 | 0.0788 | 0.0795
2014-11-11 | 3時 |  | 0 | 0 | 0 | 0 | [9 empty] | 0 | 0 | 0 | 0 | 0 | 0 | 0 | 0 | 0 | 0 | 0 | 0 | 0 | 0 | 0 | 0 | 0 | 0 | 0 | 0 | 0 | 0 | 0.047552 | 0.00013 | 0.00025 | 0.00038 | 0.0005 | 0 | 0 | 0 |  | 0.056 | 0.0561 | 0.0788 | 0.0795
2014-11-11 | 4時 |  | 0 | 0 | 0 | 0 | [9 empty] | 0 | 0 | 0 | 0 | 0 | 0 | 0 | 0 | 0 | 0 | 0 | 0 | 0 | 0 | 0 | 0 | 0 | 0 | 0 | 0 | 0 | 0 | 0.047552 | 0.00013 | 0.00025 | 0.00038 | 0.0005 | 0 | 0 | 0 |  | 0.0483 | 0.0483 | 0.0711 | 0.0717
2014-11-11 | 5時 |  | 0 | 0 | 0 | 0 | [9 empty] | 0 | 0 | 0 | 0 | 0 | 0 | 0 | 0 | 0 | 0 | 0 | 0 | 0 | 0 | 0 | 0 | 0 | 0 | 0 | 0 | 0 | 0 | 0.047552 | 0.00013 | 0.00025 | 0.00038 | 0.0005 | 0 | 0 | 0 |  | 0.056 | 0.0561 | 0.0788 | 0.0795
2014-11-11 | 6時 |  | 0 | 0 | 0 | 0 | [9 empty] | 0 | 0 | 0 | 0 | 0 | 0 | 0 | 0 | 0 | 0 | 0 | 0 | 0 | 0 | 0 | 0 | 0 | 0 | 0 | 0 | 0 | 0 | 0.047552 | 0.00013 | 0.00025 | 0.00038 | 0.0005 | 0 | 0 | 0 |  | 0.056 | 0.0561 | 0.0788 | 0.0795
2014-11-11 | 7時 |  | 18.0717 | 0 | 6.3827 | 0 | [9 empty] | 1.6243 | 0 | 0 | 0 | 0 | 0.46968 | 0 | 0 | 0 | 0 | 0 | 0 | 0 | 0 | 0 | 0 | 0 | 0 | 0 | 0 | 0 | 0 | 0.047552 | 0.00054 | 0.00108 | 0.00163 | 0.00217 | 0 | 0.024649 | 0.022689 |  | 0.1168 | 0.1854 | 0.2767 | 0.2774
2014-11-11 | 8時 |  | 5.1114 | 0 | 7.376 | 0 | [9 empty] | 0.41455 | 0 | 0 | 0 | 0 | 0.60182 | 0 | 0 | 0 | 0 | 0 | 0 | 0 | 0 | 0 | 0 | 0 | 0 | 0 | 0 | 0 | 0 | 0.047552 | 0.00379 | 0.00759 | 0.01138 | 0.01518 | 0.084877 | 0.078545 | 0.064582 |  | 0.2156 | 0.2812 | 0.3696 | 0.3702
2014-11-11 | 9時 |  | 0.031247 | 0 | 0.022732 | 0 | [9 empty] | 0.11705 | 0 | 0 | 0 | 0 | 0.34948 | 0 | 0 | 0 | 0 | 0 | 0 | 0 | 0 | 0 | 0 | 0 | 0 | 0 | 0 | 0 | 0 | 0.047552 | 0.00033 | 0.00067 | 0.001 | 0.00133 | 0.23209 | 0.16325 | 0.052059 |  | 0.2163 | 0.252 | 0.3265 | 0.3272
2014-11-11 | 10時 |  | 0.023416 | 0 | 0.01426 | 0 | [9 empty] | 0.11446 | 0 | 0 | 0 | 0 | 0.34253 | 0 | 0 | 0 | 0 | 0 | 0 | 0 | 0 | 0 | 0 | 0 | 0 | 0 | 0 | 0 | 0 | 0.047552 | 0.00054 | 0.00108 | 0.00163 | 0.00217 | 0.12467 | 0.21558 | 0.037471 |  | 0.1917 | 0.2274 | 0.3128 | 0.3134
2014-11-11 | 11時 |  | 0.042536 | 0 | 0.0087853 | 0 | [9 empty] | 0.11472 | 0 | 0 | 0 | 0 | 0.17044 | 0 | 0 | 0 | 0 | 0 | 0 | 0 | 0 | 0 | 0 | 0 | 0 | 0 | 0 | 0 | 0 | 0.047552 | 0.00033 | 0.00067 | 0.001 | 0.00133 | 0.12467 | 0.21558 | 0 |  | 0.1994 | 0.2352 | 0.315 | 0.3157
2014-11-11 | 12時 |  | 0.063256 | 0 | 0 | 0 | [9 empty] | 0.11661 | 0 | 0 | 0 | 0 | 0 | 0 | 0 | 0 | 0 | 0 | 0 | 0 | 0 | 0 | 0 | 0 | 0 | 0 | 0 | 0 | 0 | 0.047552 | 0.00338 | 0.00675 | 0.01013 | 0.01351 | 0.14721 | 0.13456 | 0.018352 |  | 0.1983 | 0.2727 | 0.3698 | 0.3705
2014-11-11 | 13時 |  | 0 | 0 | 0 | 0 | [9 empty] | 0 | 0 | 0 | 0 | 0 | 0 | 0 | 0 | 0 | 0 | 0 | 0 | 0 | 0 | 0 | 0 | 0 | 0 | 0 | 0 | 0 | 0 | 0.047552 | 0.00033 | 0.00067 | 0.001 | 0.00133 | 0.13756 | 0.026771 | 0.023629 |  | 0.0483 | 0.0483 | 0.0711 | 0.0717
2014-11-11 | 14時 |  | 0 | 0 | 0 | 0 | [9 empty] | 0 | 0 | 0 | 0 | 0 | 0 | 0 | 0 | 0 | 0 | 0 | 0 | 0 | 0 | 0 | 0 | 0 | 0 | 0 | 0 | 0 | 0 | 0.047552 | 0.00013 | 0.00025 | 0.00038 | 0.0005 | 0 | 0 | 0 |  | 0.056 | 0.0561 | 0.0788 | 0.0795
2014-11-11 | 15時 |  | 3.2549 | 0 | 0.78343 | 0 | [9 empty] | 0.28952 | 0 | 0 | 0 | 0 | 0.17771 | 0 | 0 | 0 | 0 | 0 | 0 | 0 | 0 | 0 | 0 | 0 | 0 | 0 | 0 | 0 | 0 | 0.047552 | 0.00013 | 0.00025 | 0.00038 | 0.0005 | 0 | 0 | 0 |  | 0.056 | 0.0561 | 0.0788 | 0.0795
2014-11-11 | 16時 |  | 5.0063 | 0 | 0.98832 | 0 | [9 empty] | 0.40245 | 0 | 0 | 0 | 0 | 0.18246 | 0 | 0 | 0 | 0 | 0 | 0 | 0 | 0 | 0 | 0 | 0 | 0 | 0 | 0 | 0 | 0 | 0.047552 | 0.00054 | 0.00108 | 0.00163 | 0.00217 | 0.062335 | 0.054249 | 0.024058 |  | 0.2095 | 0.275 | 0.3956 | 0.5453
2014-11-11 | 17時 |  | 5.9315 | 0 | 1.3992 | 0 | [9 empty] | 0.4706 | 0 | 0 | 0 | 0 | 0.19246 | 0 | 0 | 0 | 0 | 0 | 0 | 0 | 0 | 0 | 0 | 0 | 0 | 0 | 0 | 0 | 0 | 0.047552 | 0.00642 | 0.01284 | 0.01926 | 0.02568 | 0.12467 | 0.1085 | 0.026923 |  | 0.2423 | 0.2781 | 0.3689 | 0.5187
2014-11-11 | 18時 |  | 3.5919 | 0 | 0 | 0 | [9 empty] | 0.4171 | 0 | 0 | 0 | 0 | 0 | 0 | 0 | 0 | 0 | 0 | 0 | 0 | 0 | 0 | 0 | 0 | 0 | 0 | 0 | 0 | 0 | 0.047552 | 0.00642 | 0.01284 | 0.01926 | 0.02568 | 0.21072 | 0.1085 | 0 |  | 0.1819 | 0.2177 | 0.2978 | 0.4476
2014-11-11 | 19時 |  | 4.1885 | 0 | 6.6946 | 0 | [9 empty] | 0.46827 | 0 | 0 | 0 | 0 | 0.68252 | 0 | 0 | 0 | 0 | 0 | 0 | 0 | 0 | 0 | 0 | 0 | 0 | 0 | 0 | 0 | 0 | 0.047552 | 0.00013 | 0.00025 | 0.00038 | 0.0005 | 0.12879 | 0 | 0.006537 |  | 0.0998 | 0.1355 | 0.2049 | 0.2056
2014-11-11 | 20時 |  | 4.614 | 0 | 3.8096 | 0 | [9 empty] | 0.52228 | 0 | 0 | 0 | 0 | 0.47996 | 0 | 0 | 0 | 0 | 0 | 0 | 0 | 0 | 0 | 0 | 0 | 0 | 0 | 0 | 0 | 0 | 0.047552 | 0.00033 | 0.00067 | 0.001 | 0.00133 | 0.16769 | 0.10779 | 0.006537 |  | 0.0917 | 0.1275 | 0.2183 | 0.219
2014-11-11 | 21時 |  | 5.2612 | 0 | 3.3669 | 0 | [9 empty] | 0.58815 | 0 | 0 | 0 | 0 | 0.45941 | 0 | 0 | 0 | 0 | 0 | 0 | 0 | 0 | 0 | 0 | 0 | 0 | 0 | 0 | 0 | 0 | 0.047552 | 0.00628 | 0.01256 | 0.01884 | 0.02512 | 0.12467 | 0.18846 | 0.012659 |  | 0.1755 | 0.2411 | 0.3458 | 0.3465
2014-11-11 | 22時 |  | 0 | 0 | 0 | 0 | [9 empty] | 0 | 0 | 0 | 0 | 0 | 0 | 0 | 0 | 0 | 0 | 0 | 0 | 0 | 0 | 0 | 0 | 0 | 0 | 0 | 0 | 0 | 0 | 0.047552 | 0.00649 | 0.01298 | 0.01947 | 0.02595 | 0.12467 | 0.16133 | 0.043827 |  | 0.1139 | 0.1795 | 0.3002 | 0.3009
2014-11-11 | 23時 |  | 0 | 0 | 0 | 0 | [9 empty] | 0 | 0 | 0 | 0 | 0 | 0 | 0 | 0 | 0 | 0 | 0 | 0 | 0 | 0 | 0 | 0 | 0 | 0 | 0 | 0 | 0 | 0 | 0.047552 | 0.00331 | 0.00661 | 0.00992 | 0.01323 | 0.062335 | 0.15709 | 0.04296 |  | 0.1578 | 0.1578 | 0.1806 | 0.1812
2014-11-12 | 0時 |  | 0 | 0 | 0 | 0 | [9 empty] | 0 | 0 | 0 | 0 | 0 | 0 | 0 | 0 | 0 | 0 | 0 | 0 | 0 | 0 | 0 | 0 | 0 | 0 | 0 | 0 | 0 | 0 | 0.047552 | 0.00013 | 0.00025 | 0.00038 | 0.0005 | 0 | 0 | 0 |  | 0.1578 | 0.1578 | 0.1806 | 0.1812
2014-11-12 | 1時 |  | 0 | 0 | 0 | 0 | [9 empty] | 0 | 0 | 0 | 0 | 0 | 0 | 0 | 0 | 0 | 0 | 0 | 0 | 0 | 0 | 0 | 0 | 0 | 0 | 0 | 0 | 0 | 0 | 0.047552 | 0.00013 | 0.00025 | 0.00038 | 0.0005 | 0 | 0 | 0 |  | 0.0483 | 0.0483 | 0.0711 | 0.0717
2014-11-12 | 2時 |  | 0 | 0 | 0 | 0 | [9 empty] | 0 | 0 | 0 | 0 | 0 | 0 | 0 | 0 | 0 | 0 | 0 | 0 | 0 | 0 | 0 | 0 | 0 | 0 | 0 | 0 | 0 | 0 | 0.047552 | 0.00013 | 0.00025 | 0.00038 | 0.0005 | 0 | 0 | 0 |  | 0.056 | 0.0561 | 0.0788 | 0.0795
2014-11-12 | 3時 |  | 0 | 0 | 0 | 0 | [9 empty] | 0 | 0 | 0 | 0 | 0 | 0 | 0 | 0 | 0 | 0 | 0 | 0 | 0 | 0 | 0 | 0 | 0 | 0 | 0 | 0 | 0 | 0 | 0.047552 | 0.00013 | 0.00025 | 0.00038 | 0.0005 | 0 | 0 | 0 |  | 0.056 | 0.0561 | 0.0788 | 0.0795
2014-11-12 | 4時 |  | 0 | 0 | 0 | 0 | [9 empty] | 0 | 0 | 0 | 0 | 0 | 0 | 0 | 0 | 0 | 0 | 0 | 0 | 0 | 0 | 0 | 0 | 0 | 0 | 0 | 0 | 0 | 0 | 0.047552 | 0.00013 | 0.00025 | 0.00038 | 0.0005 | 0 | 0 | 0 |  | 0.0483 | 0.0483 | 0.0711 | 0.0717
2014-11-12 | 5時 |  | 0 | 0 | 0 | 0 | [9 empty] | 0 | 0 | 0 | 0 | 0 | 0 | 0 | 0 | 0 | 0 | 0 | 0 | 0 | 0 | 0 | 0 | 0 | 0 | 0 | 0 | 0 | 0 | 0.047552 | 0.00013 | 0.00025 | 0.00038 | 0.0005 | 0 | 0 | 0 |  | 0.056 | 0.0561 | 0.0788 | 0.0795
2014-11-12 | 6時 |  | 0 | 0 | 0 | 0 | [9 empty] | 0 | 0 | 0 | 0 | 0 | 0 | 0 | 0 | 0 | 0 | 0 | 0 | 0 | 0 | 0 | 0 | 0 | 0 | 0 | 0 | 0 | 0 | 0.047552 | 0.00033 | 0.00067 | 0.001 | 0.00133 | 0 | 0.024649 | 0.011815 |  | 0.0859 | 0.1159 | 0.1685 | 0.1692
2014-11-12 | 7時 |  | 17.7439 | 0 | 6.7223 | 0 | [9 empty] | 2.4575 | 0 | 0 | 0 | 0 | 0.67442 | 0 | 0 | 0 | 0 | 0 | 0 | 0 | 0 | 0 | 0 | 0 | 0 | 0 | 0 | 0 | 0 | 0.047552 | 0.00033 | 0.00067 | 0.001 | 0.00133 | 0.093503 | 0 | 0.015347 |  | 0.2346 | 0.2703 | 0.3287 | 0.3294
2014-11-12 | 8時 |  | 4.9507 | 0 | 7.4533 | 0 | [9 empty] | 0.40324 | 0 | 0 | 0 | 0 | 0.60191 | 0 | 0 | 0 | 0 | 0 | 0 | 0 | 0 | 0 | 0 | 0 | 0 | 0 | 0 | 0 | 0 | 0.047552 | 0.00705 | 0.01409 | 0.02114 | 0.02818 | 0.13653 | 0.078545 | 0.060527 |  | 0.2282 | 0.3325 | 0.4595 | 0.4602
2014-11-12 | 9時 |  | 3.4796 | 0 | 2.8385 | 0 | [9 empty] | 0.3151 | 0 | 0 | 0 | 0 | 0.38427 | 0 | 0 | 0 | 0 | 0 | 0 | 0 | 0 | 0 | 0 | 0 | 0 | 0 | 0 | 0 | 0 | 0.047552 | 0.00013 | 0.00025 | 0.00038 | 0.0005 | 0.084877 | 0.053895 | 0.0052775 |  | 0.056 | 0.0561 | 0.0788 | 0.0795
2014-11-12 | 10時 |  | 2.4466 | 0 | 1.7218 | 0 | [9 empty] | 0.24958 | 0 | 0 | 0 | 0 | 0.35989 | 0 | 0 | 0 | 0 | 0 | 0 | 0 | 0 | 0 | 0 | 0 | 0 | 0 | 0 | 0 | 0 | 0.047552 | 0.00013 | 0.00025 | 0.00038 | 0.0005 | 0 | 0 | 0 |  | 0.0483 | 0.0483 | 0.0711 | 0.0717
2014-11-12 | 11時 |  | 2.9954 | 0 | 0.69343 | 0 | [9 empty] | 0.26965 | 0 | 0 | 0 | 0 | 0.17568 | 0 | 0 | 0 | 0 | 0 | 0 | 0 | 0 | 0 | 0 | 0 | 0 | 0 | 0 | 0 | 0 | 0.047552 | 0.00013 | 0.00025 | 0.00038 | 0.0005 | 0 | 0 | 0 |  | 0.056 | 0.0561 | 0.0788 | 0.0795
2014-11-12 | 12時 |  | 3.0975 | 0 | 0 | 0 | [9 empty] | 0.27413 | 0 | 0 | 0 | 0 | 0 | 0 | 0 | 0 | 0 | 0 | 0 | 0 | 0 | 0 | 0 | 0 | 0 | 0 | 0 | 0 | 0 | 0.047552 | 0.00013 | 0.00025 | 0.00038 | 0.0005 | 0 | 0 | 0 |  | 0.056 | 0.0561 | 0.0788 | 0.0795
2014-11-12 | 13時 |  | 0 | 0 | 0 | 0 | [9 empty] | 0 | 0 | 0 | 0 | 0 | 0 | 0 | 0 | 0 | 0 | 0 | 0 | 0 | 0 | 0 | 0 | 0 | 0 | 0 | 0 | 0 | 0 | 0.047552 | 0.00013 | 0.00025 | 0.00038 | 0.0005 | 0 | 0 | 0 |  | 0.0483 | 0.0483 | 0.0711 | 0.0717
2014-11-12 | 14時 |  | 0 | 0 | 0 | 0 | [9 empty] | 0 | 0 | 0 | 0 | 0 | 0 | 0 | 0 | 0 | 0 | 0 | 0 | 0 | 0 | 0 | 0 | 0 | 0 | 0 | 0 | 0 | 0 | 0.047552 | 0.00013 | 0.00025 | 0.00038 | 0.0005 | 0 | 0 | 0 |  | 0.056 | 0.0561 | 0.0788 | 0.0795
2014-11-12 | 15時 |  | 8.2717 | 0 | 3.6759 | 0 | [9 empty] | 0.60275 | 0 | 0 | 0 | 0 | 0.27463 | 0 | 0 | 0 | 0 | 0 | 0 | 0 | 0 | 0 | 0 | 0 | 0 | 0 | 0 | 0 | 0 | 0.047552 | 0.00013 | 0.00025 | 0.00038 | 0.0005 | 0 | 0 | 0 |  | 0.056 | 0.0561 | 0.0788 | 0.0795
2014-11-12 | 16時 |  | 6.8004 | 0 | 1.9082 | 0 | [9 empty] | 0.51059 | 0 | 0 | 0 | 0 | 0.20344 | 0 | 0 | 0 | 0 | 0 | 0 | 0 | 0 | 0 | 0 | 0 | 0 | 0 | 0 | 0 | 0 | 0.047552 | 0.00013 | 0.00025 | 0.00038 | 0.0005 | 0 | 0 | 0 |  | 0.0483 | 0.0483 | 0.0711 | 0.0717
2014-11-12 | 17時 |  | 6.7572 | 0 | 2.0026 | 0 | [9 empty] | 0.50926 | 0 | 0 | 0 | 0 | 0.20676 | 0 | 0 | 0 | 0 | 0 | 0 | 0 | 0 | 0 | 0 | 0 | 0 | 0 | 0 | 0 | 0 | 0.047552 | 0.00013 | 0.00025 | 0.00038 | 0.0005 | 0 | 0 | 0 |  | 0.056 | 0.0561 | 0.0788 | 0.0795
2014-11-12 | 18時 |  | 3.8515 | 0 | 0 | 0 | [9 empty] | 0.32707 | 0 | 0 | 0 | 0 | 0 | 0 | 0 | 0 | 0 | 0 | 0 | 0 | 0 | 0 | 0 | 0 | 0 | 0 | 0 | 0 | 0 | 0.047552 | 0.00013 | 0.00025 | 0.00038 | 0.0005 | 0 | 0 | 0 |  | 0.056 | 0.0561 | 0.0788 | 0.0795
2014-11-12 | 19時 |  | 4.0976 | 0 | 7.5325 | 0 | [9 empty] | 0.34138 | 0 | 0 | 0 | 0 | 0.57252 | 0 | 0 | 0 | 0 | 0 | 0 | 0 | 0 | 0 | 0 | 0 | 0 | 0 | 0 | 0 | 0 | 0.047552 | 0.00013 | 0.00025 | 0.00038 | 0.0005 | 0 | 0 | 0 |  | 0.0483 | 0.0483 | 0.0711 | 0.0717
2014-11-12 | 20時 |  | 4.1323 | 0 | 3.5233 | 0 | [9 empty] | 0.34983 | 0 | 0 | 0 | 0 | 0.40065 | 0 | 0 | 0 | 0 | 0 | 0 | 0 | 0 | 0 | 0 | 0 | 0 | 0 | 0 | 0 | 0 | 0.047552 | 0.00054 | 0.00108 | 0.00163 | 0.00217 | 0.062335 | 0 | 0.0082775 |  | 0.1304 | 0.2048 | 0.3129 | 0.4626
2014-11-12 | 21時 |  | 4.4404 | 0 | 2.7489 | 0 | [9 empty] | 0.36819 | 0 | 0 | 0 | 0 | 0.38018 | 0 | 0 | 0 | 0 | 0 | 0 | 0 | 0 | 0 | 0 | 0 | 0 | 0 | 0 | 0 | 0 | 0.047552 | 0.00033 | 0.00067 | 0.001 | 0.00133 | 0.12467 | 0.026771 | 0.031304 |  | 0.1755 | 0.2411 | 0.3322 | 0.4447
2014-11-12 | 22時 |  | 0 | 0 | 0 | 0 | [9 empty] | 0 | 0 | 0 | 0 | 0 | 0 | 0 | 0 | 0 | 0 | 0 | 0 | 0 | 0 | 0 | 0 | 0 | 0 | 0 | 0 | 0 | 0 | 0.047552 | 0.00352 | 0.00703 | 0.01055 | 0.01406 | 0.12467 | 0.16133 | 0.043827 |  | 0.051 | 0.0511 | 0.0952 | 0.0959
2014-11-12 | 23時 |  | 0 | 0 | 0 | 0 | [9 empty] | 0 | 0 | 0 | 0 | 0 | 0 | 0 | 0 | 0 | 0 | 0 | 0 | 0 | 0 | 0 | 0 | 0 | 0 | 0 | 0 | 0 | 0 | 0.047552 | 0.00628 | 0.01256 | 0.01884 | 0.02512 | 0.062335 | 0.15709 | 0.044922 |  | 0.1877 | 0.2176 | 0.2703 | 0.2709
2014-11-13 | 0時 |  | 0 | 0 | 0 | 0 | [9 empty] | 0 | 0 | 0 | 0 | 0 | 0 | 0 | 0 | 0 | 0 | 0 | 0 | 0 | 0 | 0 | 0 | 0 | 0 | 0 | 0 | 0 | 0 | 0.047552 | 0.00013 | 0.00025 | 0.00038 | 0.0005 | 0 | 0.078899 | 0.011656 |  | 0.1578 | 0.1578 | 0.1806 | 0.1812
2014-11-13 | 1時 |  | 0 | 0 | 0 | 0 | [9 empty] | 0 | 0 | 0 | 0 | 0 | 0 | 0 | 0 | 0 | 0 | 0 | 0 | 0 | 0 | 0 | 0 | 0 | 0 | 0 | 0 | 0 | 0 | 0.047552 | 0.00013 | 0.00025 | 0.00038 | 0.0005 | 0 | 0 | 0 |  | 0.0483 | 0.0483 | 0.0711 | 0.0717
2014-11-13 | 2時 |  | 0 | 0 | 0 | 0 | [9 empty] | 0 | 0 | 0 | 0 | 0 | 0 | 0 | 0 | 0 | 0 | 0 | 0 | 0 | 0 | 0 | 0 | 0 | 0 | 0 | 0 | 0 | 0 | 0.047552 | 0.00013 | 0.00025 | 0.00038 | 0.0005 | 0 | 0 | 0 |  | 0.056 | 0.0561 | 0.0788 | 0.0795
2014-11-13 | 3時 |  | 0 | 0 | 0 | 0 | [9 empty] | 0 | 0 | 0 | 0 | 0 | 0 | 0 | 0 | 0 | 0 | 0 | 0 | 0 | 0 | 0 | 0 | 0 | 0 | 0 | 0 | 0 | 0 | 0.047552 | 0.00013 | 0.00025 | 0.00038 | 0.0005 | 0 | 0 | 0 |  | 0.056 | 0.0561 | 0.0788 | 0.0795
2014-11-13 | 4時 |  | 0 | 0 | 0 | 0 | [9 empty] | 0 | 0 | 0 | 0 | 0 | 0 | 0 | 0 | 0 | 0 | 0 | 0 | 0 | 0 | 0 | 0 | 0 | 0 | 0 | 0 | 0 | 0 | 0.047552 | 0.00013 | 0.00025 | 0.00038 | 0.0005 | 0 | 0 | 0 |  | 0.0483 | 0.0483 | 0.0711 | 0.0717
2014-11-13 | 5時 |  | 20.8246 | 0 | 0 | 0 | [9 empty] | 3.3257 | 0 | 0 | 0 | 0 | 0 | 0 | 0 | 0 | 0 | 0 | 0 | 0 | 0 | 0 | 0 | 0 | 0 | 0 | 0 | 0 | 0 | 0.047552 | 0.00013 | 0.00025 | 0.00038 | 0.0005 | 0 | 0 | 0 |  | 0.056 | 0.0561 | 0.0788 | 0.0795
2014-11-13 | 6時 |  | 7.4243 | 0 | 0 | 0 | [9 empty] | 0.73184 | 0 | 0 | 0 | 0 | 0 | 0 | 0 | 0 | 0 | 0 | 0 | 0 | 0 | 0 | 0 | 0 | 0 | 0 | 0 | 0 | 0 | 0.047552 | 0.00338 | 0.00675 | 0.01013 | 0.01351 | 0 | 0.024649 | 0.011815 |  | 0.1925 | 0.2611 | 0.3525 | 0.3531
2014-11-13 | 7時 |  | 5.8576 | 0 | 0 | 0 | [9 empty] | 0.57457 | 0 | 0 | 0 | 0 | 0 | 0 | 0 | 0 | 0 | 0 | 0 | 0 | 0 | 0 | 0 | 0 | 0 | 0 | 0 | 0 | 0 | 0.047552 | 0.00054 | 0.00108 | 0.00163 | 0.00217 | 0.13859 | 0.053895 | 0.036861 |  | 0.1524 | 0.248 | 0.3662 | 0.3669
2014-11-13 | 8時 |  | 2.0535 | 0 | 0 | 0 | [9 empty] | 0.21672 | 0 | 0 | 0 | 0 | 0 | 0 | 0 | 0 | 0 | 0 | 0 | 0 | 0 | 0 | 0 | 0 | 0 | 0 | 0 | 0 | 0 | 0.047552 | 0.00054 | 0.00108 | 0.00163 | 0.00217 | 0.093503 | 0 | 0.035602 |  | 0.1091 | 0.1448 | 0.2032 | 0.2039
2014-11-13 | 9時 |  | 0 | 0 | 0 | 0 | [9 empty] | 0 | 0 | 0 | 0 | 0 | 0 | 0 | 0 | 0 | 0 | 0 | 0 | 0 | 0 | 0 | 0 | 0 | 0 | 0 | 0 | 0 | 0 | 0.047552 | 0.00013 | 0.00025 | 0.00038 | 0.0005 | 0.17838 | 0.10971 | 0.042749 |  | 0.3011 | 0.3368 | 0.3953 | 0.396
2014-11-13 | 10時 |  | 0 | 0 | 0 | 0 | [9 empty] | 0 | 0 | 0 | 0 | 0 | 0 | 0 | 0 | 0 | 0 | 0 | 0 | 0 | 0 | 0 | 0 | 0 | 0 | 0 | 0 | 0 | 0 | 0.047552 | 0.00033 | 0.00067 | 0.001 | 0.00133 | 0.093503 | 0 | 0.012523 |  | 0.0483 | 0.0483 | 0.0711 | 0.0717
2014-11-13 | 11時 |  | 7.3953 | 0 | 0 | 0 | [9 empty] | 0.52895 | 0 | 0 | 0 | 0 | 0 | 0 | 0 | 0 | 0 | 0 | 0 | 0 | 0 | 0 | 0 | 0 | 0 | 0 | 0 | 0 | 0 | 0.047552 | 0.00013 | 0.00025 | 0.00038 | 0.0005 | 0 | 0 | 0.0052775 |  | 0.056 | 0.0561 | 0.0788 | 0.0795
2014-11-13 | 12時 |  | 3.8465 | 0 | 0 | 0 | [9 empty] | 0.31811 | 0 | 0 | 0 | 0 | 0 | 0 | 0 | 0 | 0 | 0 | 0 | 0 | 0 | 0 | 0 | 0 | 0 | 0 | 0 | 0 | 0 | 0.047552 | 0.00338 | 0.00675 | 0.01013 | 0.01351 | 0.05371 | 0 | 0.0052775 |  | 0.1983 | 0.2727 | 0.3698 | 0.3705
2014-11-13 | 13時 |  | 0 | 0 | 0 | 0 | [9 empty] | 0 | 0 | 0 | 0 | 0 | 0 | 0 | 0 | 0 | 0 | 0 | 0 | 0 | 0 | 0 | 0 | 0 | 0 | 0 | 0 | 0 | 0 | 0.047552 | 0.00033 | 0.00067 | 0.001 | 0.00133 | 0.11604 | 0 | 0 |  | 0.0483 | 0.0483 | 0.0711 | 0.0717
2014-11-13 | 14時 |  | 0 | 0 | 0 | 0 | [9 empty] | 0 | 0 | 0 | 0 | 0 | 0 | 0 | 0 | 0 | 0 | 0 | 0 | 0 | 0 | 0 | 0 | 0 | 0 | 0 | 0 | 0 | 0 | 0.047552 | 0.00013 | 0.00025 | 0.00038 | 0.0005 | 0.031168 | 0 | 0.017801 |  | 0.056 | 0.0561 | 0.0788 | 0.0795
2014-11-13 | 15時 |  | 8.6094 | 0 | 0 | 0 | [9 empty] | 0.61949 | 0 | 0 | 0 | 0 | 0 | 0 | 0 | 0 | 0 | 0 | 0 | 0 | 0 | 0 | 0 | 0 | 0 | 0 | 0 | 0 | 0 | 0.047552 | 0.00013 | 0.00025 | 0.00038 | 0.0005 | 0 | 0 | 0 |  | 0.056 | 0.0561 | 0.0788 | 0.0795
2014-11-13 | 16時 |  | 4.8792 | 0 | 0 | 0 | [9 empty] | 0.38084 | 0 | 0 | 0 | 0 | 0 | 0 | 0 | 0 | 0 | 0 | 0 | 0 | 0 | 0 | 0 | 0 | 0 | 0 | 0 | 0 | 0 | 0.047552 | 0.00033 | 0.00067 | 0.001 | 0.00133 | 0.062335 | 0 | 0.0052775 |  | 0.0483 | 0.0483 | 0.0711 | 0.0717
2014-11-13 | 17時 |  | 7.0158 | 0 | 5.9404 | 0 | [9 empty] | 0.5234 | 0 | 0 | 0 | 0 | 0.41513 | 0 | 0 | 0 | 0 | 0 | 0 | 0 | 0 | 0 | 0 | 0 | 0 | 0 | 0 | 0 | 0 | 0.047552 | 0.00033 | 0.00067 | 0.001 | 0.00133 | 0.10536 | 0 | 0.0082775 |  | 0.1304 | 0.2048 | 0.3019 | 0.3026
2014-11-13 | 18時 |  | 7.0516 | 0 | 0 | 0 | [9 empty] | 0.53351 | 0 | 0 | 0 | 0 | 0 | 0 | 0 | 0 | 0 | 0 | 0 | 0 | 0 | 0 | 0 | 0 | 0 | 0 | 0 | 0 | 0 | 0.047552 | 0.00642 | 0.01284 | 0.01926 | 0.02568 | 0.12467 | 0 | 0.0082775 |  | 0.303 | 0.3387 | 0.3972 | 0.5469
2014-11-13 | 19時 |  | 4.2108 | 0 | 5.6766 | 0 | [9 empty] | 0.36748 | 0 | 0 | 0 | 0 | 0.41246 | 0 | 0 | 0 | 0 | 0 | 0 | 0 | 0 | 0 | 0 | 0 | 0 | 0 | 0 | 0 | 0 | 0.047552 | 0.00642 | 0.01284 | 0.01926 | 0.02568 | 0.21072 | 0.10708 | 0.0082775 |  | 0.0991 | 0.1348 | 0.1932 | 0.1939
2014-11-13 | 20時 |  | 4.6503 | 0 | 4.5054 | 0 | [9 empty] | 0.485 | 0 | 0 | 0 | 0 | 0.42701 | 0 | 0 | 0 | 0 | 0 | 0 | 0 | 0 | 0 | 0 | 0 | 0 | 0 | 0 | 0 | 0 | 0.047552 | 0.00033 | 0.00067 | 0.001 | 0.00133 | 0.14927 | 0.027125 | 0 |  | 0.0917 | 0.1275 | 0.2102 | 0.2109
2014-11-13 | 21時 |  | 5.0075 | 0 | 5.123 | 0 | [9 empty] | 0.51993 | 0 | 0 | 0 | 0 | 0.54963 | 0 | 0 | 0 | 0 | 0 | 0 | 0 | 0 | 0 | 0 | 0 | 0 | 0 | 0 | 0 | 0 | 0.047552 | 0.00033 | 0.00067 | 0.001 | 0.00133 | 0.14618 | 0.10814 | 0.031304 |  | 0.1216 | 0.1873 | 0.2837 | 0.2844
2014-11-13 | 22時 |  | 5.2768 | 0 | 1.9416 | 0 | [9 empty] | 0.54635 | 0 | 0 | 0 | 0 | 0.23336 | 0 | 0 | 0 | 0 | 0 | 0 | 0 | 0 | 0 | 0 | 0 | 0 | 0 | 0 | 0 | 0 | 0.047552 | 0.00628 | 0.01256 | 0.01884 | 0.02512 | 0.12467 | 0.16133 | 0.043827 |  | 0.1738 | 0.1917 | 0.262 | 0.2626
2014-11-13 | 23時 |  | 0 | 0 | 0 | 0 | [9 empty] | 0 | 0 | 0 | 0 | 0 | 0 | 0 | 0 | 0 | 0 | 0 | 0 | 0 | 0 | 0 | 0 | 0 | 0 | 0 | 0 | 0 | 0 | 0.047552 | 0.0067 | 0.01339 | 0.02009 | 0.02679 | 0.12467 | 0.18881 | 0.031848 |  | 0.1877 | 0.2176 | 0.2756 | 0.2763
2014-11-14 | 0時 |  | 0 | 0 | 0 | 0 | [9 empty] | 0 | 0 | 0 | 0 | 0 | 0 | 0 | 0 | 0 | 0 | 0 | 0 | 0 | 0 | 0 | 0 | 0 | 0 | 0 | 0 | 0 | 0 | 0.047552 | 0.00013 | 0.00025 | 0.00038 | 0.0005 | 0 | 0.078899 | 0.011656 |  | 0.1578 | 0.1578 | 0.1806 | 0.1812
2014-11-14 | 1時 |  | 0 | 0 | 0 | 0 | [9 empty] | 0 | 0 | 0 | 0 | 0 | 0 | 0 | 0 | 0 | 0 | 0 | 0 | 0 | 0 | 0 | 0 | 0 | 0 | 0 | 0 | 0 | 0 | 0.047552 | 0.00013 | 0.00025 | 0.00038 | 0.0005 | 0 | 0 | 0 |  | 0.0483 | 0.0483 | 0.0711 | 0.0717
2014-11-14 | 2時 |  | 0 | 0 | 0 | 0 | [9 empty] | 0 | 0 | 0 | 0 | 0 | 0 | 0 | 0 | 0 | 0 | 0 | 0 | 0 | 0 | 0 | 0 | 0 | 0 | 0 | 0 | 0 | 0 | 0.047552 | 0.00013 | 0.00025 | 0.00038 | 0.0005 | 0 | 0 | 0 |  | 0.056 | 0.0561 | 0.0788 | 0.0795
2014-11-14 | 3時 |  | 0 | 0 | 0 | 0 | [9 empty] | 0 | 0 | 0 | 0 | 0 | 0 | 0 | 0 | 0 | 0 | 0 | 0 | 0 | 0 | 0 | 0 | 0 | 0 | 0 | 0 | 0 | 0 | 0.047552 | 0.00013 | 0.00025 | 0.00038 | 0.0005 | 0 | 0 | 0 |  | 0.056 | 0.0561 | 0.0788 | 0.0795
2014-11-14 | 4時 |  | 0 | 0 | 0 | 0 | [9 empty] | 0 | 0 | 0 | 0 | 0 | 0 | 0 | 0 | 0 | 0 | 0 | 0 | 0 | 0 | 0 | 0 | 0 | 0 | 0 | 0 | 0 | 0 | 0.047552 | 0.00013 | 0.00025 | 0.00038 | 0.0005 | 0 | 0 | 0 |  | 0.0483 | 0.0483 | 0.0711 | 0.0717
2014-11-14 | 5時 |  | 21.4117 | 0 | 0 | 0 | [9 empty] | 3.5977 | 0 | 0 | 0 | 0 | 0 | 0 | 0 | 0 | 0 | 0 | 0 | 0 | 0 | 0 | 0 | 0 | 0 | 0 | 0 | 0 | 0 | 0.047552 | 0.00013 | 0.00025 | 0.00038 | 0.0005 | 0 | 0 | 0 |  | 0.056 | 0.0561 | 0.0788 | 0.0795
2014-11-14 | 6時 |  | 7.9221 | 0 | 0 | 0 | [9 empty] | 0.8032 | 0 | 0 | 0 | 0 | 0 | 0 | 0 | 0 | 0 | 0 | 0 | 0 | 0 | 0 | 0 | 0 | 0 | 0 | 0 | 0 | 0 | 0.047552 | 0.00338 | 0.00675 | 0.01013 | 0.01351 | 0 | 0.024649 | 0.011815 |  | 0.1925 | 0.2611 | 0.3525 | 0.3531
2014-11-14 | 7時 |  | 6.6906 | 0 | 0 | 0 | [9 empty] | 0.67536 | 0 | 0 | 0 | 0 | 0 | 0 | 0 | 0 | 0 | 0 | 0 | 0 | 0 | 0 | 0 | 0 | 0 | 0 | 0 | 0 | 0 | 0.047552 | 0.00054 | 0.00108 | 0.00163 | 0.00217 | 0.13859 | 0.053895 | 0.036861 |  | 0.1524 | 0.248 | 0.3662 | 0.3669
2014-11-14 | 8時 |  | 4.6058 | 0 | 0 | 0 | [9 empty] | 0.39031 | 0 | 0 | 0 | 0 | 0 | 0 | 0 | 0 | 0 | 0 | 0 | 0 | 0 | 0 | 0 | 0 | 0 | 0 | 0 | 0 | 0 | 0.047552 | 0.00054 | 0.00108 | 0.00163 | 0.00217 | 0.093503 | 0 | 0.035602 |  | 0.1091 | 0.1448 | 0.2032 | 0.2039
2014-11-14 | 9時 |  | 0 | 0 | 0 | 0 | [9 empty] | 0 | 0 | 0 | 0 | 0 | 0 | 0 | 0 | 0 | 0 | 0 | 0 | 0 | 0 | 0 | 0 | 0 | 0 | 0 | 0 | 0 | 0 | 0.047552 | 0.00013 | 0.00025 | 0.00038 | 0.0005 | 0.17838 | 0.10971 | 0.042749 |  | 0.3011 | 0.3368 | 0.3953 | 0.396
2014-11-14 | 10時 |  | 0 | 0 | 0 | 0 | [9 empty] | 0 | 0 | 0 | 0 | 0 | 0 | 0 | 0 | 0 | 0 | 0 | 0 | 0 | 0 | 0 | 0 | 0 | 0 | 0 | 0 | 0 | 0 | 0.047552 | 0.00033 | 0.00067 | 0.001 | 0.00133 | 0.093503 | 0 | 0.012523 |  | 0.0483 | 0.0483 | 0.0711 | 0.0717
2014-11-14 | 11時 |  | 2.1551 | 0 | 0 | 0 | [9 empty] | 0.2115 | 0 | 0 | 0 | 0 | 0 | 0 | 0 | 0 | 0 | 0 | 0 | 0 | 0 | 0 | 0 | 0 | 0 | 0 | 0 | 0 | 0 | 0.047552 | 0.00013 | 0.00025 | 0.00038 | 0.0005 | 0 | 0 | 0.0052775 |  | 0.056 | 0.0561 | 0.0788 | 0.0795
2014-11-14 | 12時 |  | 0.053689 | 0 | 0 | 0 | [9 empty] | 0.11585 | 0 | 0 | 0 | 0 | 0 | 0 | 0 | 0 | 0 | 0 | 0 | 0 | 0 | 0 | 0 | 0 | 0 | 0 | 0 | 0 | 0 | 0.047552 | 0.00338 | 0.00675 | 0.01013 | 0.01351 | 0.05371 | 0 | 0.0052775 |  | 0.1983 | 0.2727 | 0.3698 | 0.3705
2014-11-14 | 13時 |  | 0 | 0 | 0 | 0 | [9 empty] | 0 | 0 | 0 | 0 | 0 | 0 | 0 | 0 | 0 | 0 | 0 | 0 | 0 | 0 | 0 | 0 | 0 | 0 | 0 | 0 | 0 | 0 | 0.047552 | 0.00033 | 0.00067 | 0.001 | 0.00133 | 0.11604 | 0 | 0 |  | 0.0483 | 0.0483 | 0.0711 | 0.0717
2014-11-14 | 14時 |  | 0 | 0 | 0 | 0 | [9 empty] | 0 | 0 | 0 | 0 | 0 | 0 | 0 | 0 | 0 | 0 | 0 | 0 | 0 | 0 | 0 | 0 | 0 | 0 | 0 | 0 | 0 | 0 | 0.047552 | 0.00013 | 0.00025 | 0.00038 | 0.0005 | 0.031168 | 0 | 0.017801 |  | 0.056 | 0.0561 | 0.0788 | 0.0795
2014-11-14 | 15時 |  | 5.6177 | 0 | 0 | 0 | [9 empty] | 0.43889 | 0 | 0 | 0 | 0 | 0 | 0 | 0 | 0 | 0 | 0 | 0 | 0 | 0 | 0 | 0 | 0 | 0 | 0 | 0 | 0 | 0 | 0.047552 | 0.00013 | 0.00025 | 0.00038 | 0.0005 | 0 | 0 | 0 |  | 0.056 | 0.0561 | 0.0788 | 0.0795
2014-11-14 | 16時 |  | 4.0192 | 0 | 0 | 0 | [9 empty] | 0.35203 | 0 | 0 | 0 | 0 | 0 | 0 | 0 | 0 | 0 | 0 | 0 | 0 | 0 | 0 | 0 | 0 | 0 | 0 | 0 | 0 | 0 | 0.047552 | 0.00033 | 0.00067 | 0.001 | 0.00133 | 0.062335 | 0 | 0.0052775 |  | 0.0483 | 0.0483 | 0.0711 | 0.0717
2014-11-14 | 17時 |  | 6.7371 | 0 | 4.4821 | 0 | [9 empty] | 0.52477 | 0 | 0 | 0 | 0 | 0.33198 | 0 | 0 | 0 | 0 | 0 | 0 | 0 | 0 | 0 | 0 | 0 | 0 | 0 | 0 | 0 | 0 | 0.047552 | 0.00033 | 0.00067 | 0.001 | 0.00133 | 0.10536 | 0 | 0.0082775 |  | 0.1304 | 0.2048 | 0.3019 | 0.3026
2014-11-14 | 18時 |  | 6.9731 | 0 | 0 | 0 | [9 empty] | 0.54673 | 0 | 0 | 0 | 0 | 0 | 0 | 0 | 0 | 0 | 0 | 0 | 0 | 0 | 0 | 0 | 0 | 0 | 0 | 0 | 0 | 0 | 0.047552 | 0.00642 | 0.01284 | 0.01926 | 0.02568 | 0.12467 | 0 | 0.0082775 |  | 0.303 | 0.3387 | 0.3972 | 0.5469
2014-11-14 | 19時 |  | 3.938 | 0 | 4.761 | 0 | [9 empty] | 0.43027 | 0 | 0 | 0 | 0 | 0.45463 | 0 | 0 | 0 | 0 | 0 | 0 | 0 | 0 | 0 | 0 | 0 | 0 | 0 | 0 | 0 | 0 | 0.047552 | 0.00642 | 0.01284 | 0.01926 | 0.02568 | 0.21072 | 0.10708 | 0.0082775 |  | 0.0991 | 0.1348 | 0.1932 | 0.1939
2014-11-14 | 20時 |  | 4.4719 | 0 | 4.2133 | 0 | [9 empty] | 0.39413 | 0 | 0 | 0 | 0 | 0.32288 | 0 | 0 | 0 | 0 | 0 | 0 | 0 | 0 | 0 | 0 | 0 | 0 | 0 | 0 | 0 | 0 | 0.047552 | 0.00033 | 0.00067 | 0.001 | 0.00133 | 0.14927 | 0.027125 | 0 |  | 0.0917 | 0.1275 | 0.2102 | 0.2109
2014-11-14 | 21時 |  | 4.8292 | 0 | 4.8053 | 0 | [9 empty] | 0.50769 | 0 | 0 | 0 | 0 | 0.52931 | 0 | 0 | 0 | 0 | 0 | 0 | 0 | 0 | 0 | 0 | 0 | 0 | 0 | 0 | 0 | 0 | 0.047552 | 0.00033 | 0.00067 | 0.001 | 0.00133 | 0.14618 | 0.10814 | 0.031304 |  | 0.1216 | 0.1873 | 0.2837 | 0.2844
2014-11-14 | 22時 |  | 5.2154 | 0 | 1.8759 | 0 | [9 empty] | 0.55021 | 0 | 0 | 0 | 0 | 0.23206 | 0 | 0 | 0 | 0 | 0 | 0 | 0 | 0 | 0 | 0 | 0 | 0 | 0 | 0 | 0 | 0 | 0.047552 | 0.00628 | 0.01256 | 0.01884 | 0.02512 | 0.12467 | 0.16133 | 0.043827 |  | 0.1738 | 0.1917 | 0.262 | 0.2626
2014-11-14 | 23時 |  | 0 | 0 | 0 | 0 | [9 empty] | 0 | 0 | 0 | 0 | 0 | 0 | 0 | 0 | 0 | 0 | 0 | 0 | 0 | 0 | 0 | 0 | 0 | 0 | 0 | 0 | 0 | 0 | 0.047552 | 0.0067 | 0.01339 | 0.02009 | 0.02679 | 0.12467 | 0.18881 | 0.031848 |  | 0.1877 | 0.2176 | 0.2756 | 0.2763
2014-11-15 | 0時 |  | 0 | 0 | 0 | 0 | [9 empty] | 0 | 0 | 0 | 0 | 0 | 0 | 0 | 0 | 0 | 0 | 0 | 0 | 0 | 0 | 0 | 0 | 0 | 0 | 0 | 0 | 0 | 0 | 0.047552 | 0.00013 | 0.00025 | 0.00038 | 0.0005 | 0 | 0.078899 | 0.011656 |  | 0.1578 | 0.1578 | 0.1806 | 0.1812
2014-11-15 | 1時 |  | 0 | 0 | 0 | 0 | [9 empty] | 0 | 0 | 0 | 0 | 0 | 0 | 0 | 0 | 0 | 0 | 0 | 0 | 0 | 0 | 0 | 0 | 0 | 0 | 0 | 0 | 0 | 0 | 0.047552 | 0.00013 | 0.00025 | 0.00038 | 0.0005 | 0 | 0 | 0 |  | 0.0483 | 0.0483 | 0.0711 | 0.0717
2014-11-15 | 2時 |  | 0 | 0 | 0 | 0 | [9 empty] | 0 | 0 | 0 | 0 | 0 | 0 | 0 | 0 | 0 | 0 | 0 | 0 | 0 | 0 | 0 | 0 | 0 | 0 | 0 | 0 | 0 | 0 | 0.047552 | 0.00013 | 0.00025 | 0.00038 | 0.0005 | 0 | 0 | 0 |  | 0.056 | 0.0561 | 0.0788 | 0.0795
2014-11-15 | 3時 |  | 0 | 0 | 0 | 0 | [9 empty] | 0 | 0 | 0 | 0 | 0 | 0 | 0 | 0 | 0 | 0 | 0 | 0 | 0 | 0 | 0 | 0 | 0 | 0 | 0 | 0 | 0 | 0 | 0.047552 | 0.00013 | 0.00025 | 0.00038 | 0.0005 | 0 | 0 | 0 |  | 0.056 | 0.0561 | 0.0788 | 0.0795
2014-11-15 | 4時 |  | 0 | 0 | 0 | 0 | [9 empty] | 0 | 0 | 0 | 0 | 0 | 0 | 0 | 0 | 0 | 0 | 0 | 0 | 0 | 0 | 0 | 0 | 0 | 0 | 0 | 0 | 0 | 0 | 0.047552 | 0.00013 | 0.00025 | 0.00038 | 0.0005 | 0 | 0 | 0 |  | 0.0483 | 0.0483 | 0.0711 | 0.0717
2014-11-15 | 5時 |  | 21.4006 | 0.6211 | 0 | 0 | [9 empty] | 3.6325 | 0 | 0 | 0 | 0 | 0 | 0 | 0 | 0 | 0 | 0 | 0 | 0 | 0 | 0 | 0 | 0 | 0 | 0 | 0 | 0 | 0 | 0.047552 | 0.00013 | 0.00025 | 0.00038 | 0.0005 | 0 | 0 | 0 |  | 0.056 | 0.0561 | 0.0788 | 0.0795
2014-11-15 | 6時 |  | 7.5339 | 0 | 0 | 0 | [9 empty] | 0.79427 | 0 | 0 | 0 | 0 | 0 | 0 | 0 | 0 | 0 | 0 | 0 | 0 | 0 | 0 | 0 | 0 | 0 | 0 | 0 | 0 | 0 | 0.047552 | 0.00338 | 0.00675 | 0.01013 | 0.01351 | 0 | 0.024649 | 0.011815 |  | 0.1925 | 0.2611 | 0.3525 | 0.3531
2014-11-15 | 7時 |  | 3.8657 | 0 | 0 | 0 | [9 empty] | 0.36399 | 0 | 0 | 0 | 0 | 0 | 0 | 0 | 0 | 0 | 0 | 0 | 0 | 0 | 0 | 0 | 0 | 0 | 0 | 0 | 0 | 0 | 0.047552 | 0.00054 | 0.00108 | 0.00163 | 0.00217 | 0.13859 | 0.053895 | 0.036861 |  | 0.1524 | 0.248 | 0.3662 | 0.3669
2014-11-15 | 8時 |  | 3.7386 | 0 | 0 | 0 | [9 empty] | 0.33277 | 0 | 0 | 0 | 0 | 0 | 0 | 0 | 0 | 0 | 0 | 0 | 0 | 0 | 0 | 0 | 0 | 0 | 0 | 0 | 0 | 0 | 0.047552 | 0.00054 | 0.00108 | 0.00163 | 0.00217 | 0.093503 | 0 | 0.035602 |  | 0.1091 | 0.1448 | 0.2032 | 0.2039
2014-11-15 | 9時 |  | 0 | 0 | 0 | 0 | [9 empty] | 0 | 0 | 0 | 0 | 0 | 0 | 0 | 0 | 0 | 0 | 0 | 0 | 0 | 0 | 0 | 0 | 0 | 0 | 0 | 0 | 0 | 0 | 0.047552 | 0.00013 | 0.00025 | 0.00038 | 0.0005 | 0.17838 | 0.10971 | 0.042749 |  | 0.3011 | 0.3368 | 0.3953 | 0.396
2014-11-15 | 10時 |  | 0 | 0 | 0 | 0 | [9 empty] | 0 | 0 | 0 | 0 | 0 | 0 | 0 | 0 | 0 | 0 | 0 | 0 | 0 | 0 | 0 | 0 | 0 | 0 | 0 | 0 | 0 | 0 | 0.047552 | 0.00033 | 0.00067 | 0.001 | 0.00133 | 0.093503 | 0 | 0.012523 |  | 0.0483 | 0.0483 | 0.0711 | 0.0717
2014-11-15 | 11時 |  | 1.52 | 0 | 0 | 0 | [9 empty] | 0.19977 | 0 | 0 | 0 | 0 | 0 | 0 | 0 | 0 | 0 | 0 | 0 | 0 | 0 | 0 | 0 | 0 | 0 | 0 | 0 | 0 | 0 | 0.047552 | 0.00013 | 0.00025 | 0.00038 | 0.0005 | 0 | 0 | 0.0052775 |  | 0.056 | 0.0561 | 0.0788 | 0.0795
2014-11-15 | 12時 |  | 0.039306 | 0 | 0 | 0 | [9 empty] | 0.11701 | 0 | 0 | 0 | 0 | 0 | 0 | 0 | 0 | 0 | 0 | 0 | 0 | 0 | 0 | 0 | 0 | 0 | 0 | 0 | 0 | 0 | 0.047552 | 0.00338 | 0.00675 | 0.01013 | 0.01351 | 0.05371 | 0 | 0.0052775 |  | 0.1983 | 0.2727 | 0.3698 | 0.3705
2014-11-15 | 13時 |  | 0 | 0 | 0 | 0 | [9 empty] | 0 | 0 | 0 | 0 | 0 | 0 | 0 | 0 | 0 | 0 | 0 | 0 | 0 | 0 | 0 | 0 | 0 | 0 | 0 | 0 | 0 | 0 | 0.047552 | 0.00033 | 0.00067 | 0.001 | 0.00133 | 0.11604 | 0 | 0 |  | 0.0483 | 0.0483 | 0.0711 | 0.0717
2014-11-15 | 14時 |  | 0 | 0 | 0 | 0 | [9 empty] | 0 | 0 | 0 | 0 | 0 | 0 | 0 | 0 | 0 | 0 | 0 | 0 | 0 | 0 | 0 | 0 | 0 | 0 | 0 | 0 | 0 | 0 | 0.047552 | 0.00013 | 0.00025 | 0.00038 | 0.0005 | 0.031168 | 0 | 0.017801 |  | 0.056 | 0.0561 | 0.0788 | 0.0795
2014-11-15 | 15時 |  | 2.0442 | 0 | 0 | 0 | [9 empty] | 0.2323 | 0 | 0 | 0 | 0 | 0 | 0 | 0 | 0 | 0 | 0 | 0 | 0 | 0 | 0 | 0 | 0 | 0 | 0 | 0 | 0 | 0 | 0.047552 | 0.00013 | 0.00025 | 0.00038 | 0.0005 | 0 | 0 | 0 |  | 0.056 | 0.0561 | 0.0788 | 0.0795
2014-11-15 | 16時 |  | 2.7022 | 0 | 0 | 0 | [9 empty] | 0.273 | 0 | 0 | 0 | 0 | 0 | 0 | 0 | 0 | 0 | 0 | 0 | 0 | 0 | 0 | 0 | 0 | 0 | 0 | 0 | 0 | 0 | 0.047552 | 0.00033 | 0.00067 | 0.001 | 0.00133 | 0.062335 | 0 | 0.0052775 |  | 0.0483 | 0.0483 | 0.0711 | 0.0717
2014-11-15 | 17時 |  | 5.7426 | 0 | 2.9394 | 0 | [9 empty] | 0.4644 | 0 | 0 | 0 | 0 | 0.2496 | 0 | 0 | 0 | 0 | 0 | 0 | 0 | 0 | 0 | 0 | 0 | 0 | 0 | 0 | 0 | 0 | 0.047552 | 0.00033 | 0.00067 | 0.001 | 0.00133 | 0.10536 | 0 | 0.0082775 |  | 0.1304 | 0.2048 | 0.3019 | 0.3026
2014-11-15 | 18時 |  | 6.303 | 0 | 0 | 0 | [9 empty] | 0.49917 | 0 | 0 | 0 | 0 | 0 | 0 | 0 | 0 | 0 | 0 | 0 | 0 | 0 | 0 | 0 | 0 | 0 | 0 | 0 | 0 | 0 | 0.047552 | 0.00642 | 0.01284 | 0.01926 | 0.02568 | 0.12467 | 0 | 0.0082775 |  | 0.303 | 0.3387 | 0.3972 | 0.5469
2014-11-15 | 19時 |  | 3.3267 | 0 | 3.6297 | 0 | [9 empty] | 0.3073 | 0 | 0 | 0 | 0 | 0.28044 | 0 | 0 | 0 | 0 | 0 | 0 | 0 | 0 | 0 | 0 | 0 | 0 | 0 | 0 | 0 | 0 | 0.047552 | 0.00642 | 0.01284 | 0.01926 | 0.02568 | 0.21072 | 0.10708 | 0.0082775 |  | 0.0991 | 0.1348 | 0.1932 | 0.1939
2014-11-15 | 20時 |  | 3.8656 | 0 | 3.6822 | 0 | [9 empty] | 0.33659 | 0 | 0 | 0 | 0 | 0.28212 | 0 | 0 | 0 | 0 | 0 | 0 | 0 | 0 | 0 | 0 | 0 | 0 | 0 | 0 | 0 | 0 | 0.047552 | 0.00033 | 0.00067 | 0.001 | 0.00133 | 0.14927 | 0.027125 | 0 |  | 0.0917 | 0.1275 | 0.2102 | 0.2109
2014-11-15 | 21時 |  | 4.2414 | 0 | 4.1054 | 0 | [9 empty] | 0.35501 | 0 | 0 | 0 | 0 | 0.42149 | 0 | 0 | 0 | 0 | 0 | 0 | 0 | 0 | 0 | 0 | 0 | 0 | 0 | 0 | 0 | 0 | 0.047552 | 0.00033 | 0.00067 | 0.001 | 0.00133 | 0.14618 | 0.10814 | 0.031304 |  | 0.1216 | 0.1873 | 0.2837 | 0.2844
2014-11-15 | 22時 |  | 4.4873 | 0 | 1.5632 | 0 | [9 empty] | 0.36566 | 0 | 0 | 0 | 0 | 0.1936 | 0 | 0 | 0 | 0 | 0 | 0 | 0 | 0 | 0 | 0 | 0 | 0 | 0 | 0 | 0 | 0 | 0.047552 | 0.00628 | 0.01256 | 0.01884 | 0.02512 | 0.12467 | 0.16133 | 0.043827 |  | 0.1738 | 0.1917 | 0.262 | 0.2626
2014-11-15 | 23時 |  | 0 | 0 | 0 | 0 | [9 empty] | 0 | 0 | 0 | 0 | 0 | 0 | 0 | 0 | 0 | 0 | 0 | 0 | 0 | 0 | 0 | 0 | 0 | 0 | 0 | 0 | 0 | 0 | 0.047552 | 0.0067 | 0.01339 | 0.02009 | 0.02679 | 0.12467 | 0.18881 | 0.031848 |  | 0.1877 | 0.2176 | 0.2756 | 0.2763
2014-11-16 | 0時 |  | 0 | 0 | 0 | 0 | [9 empty] | 0 | 0 | 0 | 0 | 0 | 0 | 0 | 0 | 0 | 0 | 0 | 0 | 0 | 0 | 0 | 0 | 0 | 0 | 0 | 0 | 0 | 0 | 0.047552 | 0.00013 | 0.00025 | 0.00038 | 0.0005 | 0 | 0.078899 | 0.011656 |  | 0.1578 | 0.1578 | 0.1806 | 0.1812
2014-11-16 | 1時 |  | 0 | 0 | 0 | 0 | [9 empty] | 0 | 0 | 0 | 0 | 0 | 0 | 0 | 0 | 0 | 0 | 0 | 0 | 0 | 0 | 0 | 0 | 0 | 0 | 0 | 0 | 0 | 0 | 0.047552 | 0.00013 | 0.00025 | 0.00038 | 0.0005 | 0 | 0 | 0 |  | 0.0483 | 0.0483 | 0.0711 | 0.0717
2014-11-16 | 2時 |  | 0 | 0 | 0 | 0 | [9 empty] | 0 | 0 | 0 | 0 | 0 | 0 | 0 | 0 | 0 | 0 | 0 | 0 | 0 | 0 | 0 | 0 | 0 | 0 | 0 | 0 | 0 | 0 | 0.047552 | 0.00013 | 0.00025 | 0.00038 | 0.0005 | 0 | 0 | 0 |  | 0.056 | 0.0561 | 0.0788 | 0.0795
2014-11-16 | 3時 |  | 0 | 0 | 0 | 0 | [9 empty] | 0 | 0 | 0 | 0 | 0 | 0 | 0 | 0 | 0 | 0 | 0 | 0 | 0 | 0 | 0 | 0 | 0 | 0 | 0 | 0 | 0 | 0 | 0.047552 | 0.00013 | 0.00025 | 0.00038 | 0.0005 | 0 | 0 | 0 |  | 0.056 | 0.0561 | 0.0788 | 0.0795
2014-11-16 | 4時 |  | 0 | 0 | 0 | 0 | [9 empty] | 0 | 0 | 0 | 0 | 0 | 0 | 0 | 0 | 0 | 0 | 0 | 0 | 0 | 0 | 0 | 0 | 0 | 0 | 0 | 0 | 0 | 0 | 0.047552 | 0.00013 | 0.00025 | 0.00038 | 0.0005 | 0 | 0 | 0 |  | 0.0483 | 0.0483 | 0.0711 | 0.0717
2014-11-16 | 5時 |  | 19.4134 | 0 | 0 | 0 | [9 empty] | 1.8092 | 0 | 0 | 0 | 0 | 0 | 0 | 0 | 0 | 0 | 0 | 0 | 0 | 0 | 0 | 0 | 0 | 0 | 0 | 0 | 0 | 0 | 0.047552 | 0.00013 | 0.00025 | 0.00038 | 0.0005 | 0 | 0 | 0 |  | 0.056 | 0.0561 | 0.0788 | 0.0795
2014-11-16 | 6時 |  | 6.8727 | 0 | 0 | 0 | [9 empty] | 0.53998 | 0 | 0 | 0 | 0 | 0 | 0 | 0 | 0 | 0 | 0 | 0 | 0 | 0 | 0 | 0 | 0 | 0 | 0 | 0 | 0 | 0 | 0.047552 | 0.00338 | 0.00675 | 0.01013 | 0.01351 | 0 | 0.024649 | 0.011815 |  | 0.1925 | 0.2611 | 0.3525 | 0.3531
2014-11-16 | 7時 |  | 4.4793 | 0 | 0 | 0 | [9 empty] | 0.38121 | 0 | 0 | 0 | 0 | 0 | 0 | 0 | 0 | 0 | 0 | 0 | 0 | 0 | 0 | 0 | 0 | 0 | 0 | 0 | 0 | 0 | 0.047552 | 0.00054 | 0.00108 | 0.00163 | 0.00217 | 0.13859 | 0.053895 | 0.036861 |  | 0.1524 | 0.248 | 0.3662 | 0.3669
2014-11-16 | 8時 |  | 0.84732 | 0 | 0 | 0 | [9 empty] | 0.15848 | 0 | 0 | 0 | 0 | 0 | 0 | 0 | 0 | 0 | 0 | 0 | 0 | 0 | 0 | 0 | 0 | 0 | 0 | 0 | 0 | 0 | 0.047552 | 0.00054 | 0.00108 | 0.00163 | 0.00217 | 0.093503 | 0 | 0.035602 |  | 0.1091 | 0.1448 | 0.2032 | 0.2039
2014-11-16 | 9時 |  | 0 | 0 | 0 | 0 | [9 empty] | 0 | 0 | 0 | 0 | 0 | 0 | 0 | 0 | 0 | 0 | 0 | 0 | 0 | 0 | 0 | 0 | 0 | 0 | 0 | 0 | 0 | 0 | 0.047552 | 0.00013 | 0.00025 | 0.00038 | 0.0005 | 0.17838 | 0.10971 | 0.042749 |  | 0.3011 | 0.3368 | 0.3953 | 0.396
2014-11-16 | 10時 |  | 0 | 0 | 0 | 0 | [9 empty] | 0 | 0 | 0 | 0 | 0 | 0 | 0 | 0 | 0 | 0 | 0 | 0 | 0 | 0 | 0 | 0 | 0 | 0 | 0 | 0 | 0 | 0 | 0.047552 | 0.00033 | 0.00067 | 0.001 | 0.00133 | 0.093503 | 0 | 0.012523 |  | 0.0483 | 0.0483 | 0.0711 | 0.0717
2014-11-16 | 11時 |  | 0.10097 | 0 | 0 | 0 | [9 empty] | 0.11642 | 0 | 0 | 0 | 0 | 0 | 0 | 0 | 0 | 0 | 0 | 0 | 0 | 0 | 0 | 0 | 0 | 0 | 0 | 0 | 0 | 0 | 0.047552 | 0.00013 | 0.00025 | 0.00038 | 0.0005 | 0 | 0 | 0.0052775 |  | 0.056 | 0.0561 | 0.0788 | 0.0795
2014-11-16 | 12時 |  | 0.031929 | 0 | 0 | 0 | [9 empty] | 0.11261 | 0 | 0 | 0 | 0 | 0 | 0 | 0 | 0 | 0 | 0 | 0 | 0 | 0 | 0 | 0 | 0 | 0 | 0 | 0 | 0 | 0 | 0.047552 | 0.00338 | 0.00675 | 0.01013 | 0.01351 | 0.05371 | 0 | 0.0052775 |  | 0.1983 | 0.2727 | 0.3698 | 0.3705
2014-11-16 | 13時 |  | 0 | 0 | 0 | 0 | [9 empty] | 0 | 0 | 0 | 0 | 0 | 0 | 0 | 0 | 0 | 0 | 0 | 0 | 0 | 0 | 0 | 0 | 0 | 0 | 0 | 0 | 0 | 0 | 0.047552 | 0.00033 | 0.00067 | 0.001 | 0.00133 | 0.11604 | 0 | 0 |  | 0.0483 | 0.0483 | 0.0711 | 0.0717
2014-11-16 | 14時 |  | 0 | 0 | 0 | 0 | [9 empty] | 0 | 0 | 0 | 0 | 0 | 0 | 0 | 0 | 0 | 0 | 0 | 0 | 0 | 0 | 0 | 0 | 0 | 0 | 0 | 0 | 0 | 0 | 0.047552 | 0.00013 | 0.00025 | 0.00038 | 0.0005 | 0.031168 | 0 | 0.017801 |  | 0.056 | 0.0561 | 0.0788 | 0.0795
2014-11-16 | 15時 |  | 0.10356 | 0 | 0 | 0 | [9 empty] | 0.1176 | 0 | 0 | 0 | 0 | 0 | 0 | 0 | 0 | 0 | 0 | 0 | 0 | 0 | 0 | 0 | 0 | 0 | 0 | 0 | 0 | 0 | 0.047552 | 0.00013 | 0.00025 | 0.00038 | 0.0005 | 0 | 0 | 0 |  | 0.056 | 0.0561 | 0.0788 | 0.0795
2014-11-16 | 16時 |  | 0.903 | 0 | 0 | 0 | [9 empty] | 0.17257 | 0 | 0 | 0 | 0 | 0 | 0 | 0 | 0 | 0 | 0 | 0 | 0 | 0 | 0 | 0 | 0 | 0 | 0 | 0 | 0 | 0 | 0.047552 | 0.00033 | 0.00067 | 0.001 | 0.00133 | 0.062335 | 0 | 0.0052775 |  | 0.0483 | 0.0483 | 0.0711 | 0.0717
2014-11-16 | 17時 |  | 5.2232 | 0 | 1.7892 | 0 | [9 empty] | 0.45 | 0 | 0 | 0 | 0 | 0.2083 | 0 | 0 | 0 | 0 | 0 | 0 | 0 | 0 | 0 | 0 | 0 | 0 | 0 | 0 | 0 | 0 | 0.047552 | 0.00033 | 0.00067 | 0.001 | 0.00133 | 0.10536 | 0 | 0.0082775 |  | 0.1304 | 0.2048 | 0.3019 | 0.3026
2014-11-16 | 18時 |  | 6.3192 | 0 | 0 | 0 | [9 empty] | 0.53353 | 0 | 0 | 0 | 0 | 0 | 0 | 0 | 0 | 0 | 0 | 0 | 0 | 0 | 0 | 0 | 0 | 0 | 0 | 0 | 0 | 0 | 0.047552 | 0.00642 | 0.01284 | 0.01926 | 0.02568 | 0.12467 | 0 | 0.0082775 |  | 0.303 | 0.3387 | 0.3972 | 0.5469
2014-11-16 | 19時 |  | 3.584 | 0 | 3.0317 | 0 | [9 empty] | 0.36791 | 0 | 0 | 0 | 0 | 0.26873 | 0 | 0 | 0 | 0 | 0 | 0 | 0 | 0 | 0 | 0 | 0 | 0 | 0 | 0 | 0 | 0 | 0.047552 | 0.00642 | 0.01284 | 0.01926 | 0.02568 | 0.21072 | 0.10708 | 0.0082775 |  | 0.0991 | 0.1348 | 0.1932 | 0.1939
2014-11-16 | 20時 |  | 4.5077 | 0 | 3.8738 | 0 | [9 empty] | 0.4367 | 0 | 0 | 0 | 0 | 0.32196 | 0 | 0 | 0 | 0 | 0 | 0 | 0 | 0 | 0 | 0 | 0 | 0 | 0 | 0 | 0 | 0 | 0.047552 | 0.00033 | 0.00067 | 0.001 | 0.00133 | 0.14927 | 0.027125 | 0 |  | 0.0917 | 0.1275 | 0.2102 | 0.2109
2014-11-16 | 21時 |  | 5.1868 | 0 | 4.8334 | 0 | [9 empty] | 0.48473 | 0 | 0 | 0 | 0 | 0.48669 | 0 | 0 | 0 | 0 | 0 | 0 | 0 | 0 | 0 | 0 | 0 | 0 | 0 | 0 | 0 | 0 | 0.047552 | 0.00033 | 0.00067 | 0.001 | 0.00133 | 0.14618 | 0.10814 | 0.031304 |  | 0.1216 | 0.1873 | 0.2837 | 0.2844
2014-11-16 | 22時 |  | 5.9034 | 0 | 2.0599 | 0 | [9 empty] | 0.67111 | 0 | 0 | 0 | 0 | 0.25855 | 0 | 0 | 0 | 0 | 0 | 0 | 0 | 0 | 0 | 0 | 0 | 0 | 0 | 0 | 0 | 0 | 0.047552 | 0.00628 | 0.01256 | 0.01884 | 0.02512 | 0.12467 | 0.16133 | 0.043827 |  | 0.1738 | 0.1917 | 0.262 | 0.2626
2014-11-16 | 23時 |  | 0 | 0 | 0 | 0 | [9 empty] | 0 | 0 | 0 | 0 | 0 | 0 | 0 | 0 | 0 | 0 | 0 | 0 | 0 | 0 | 0 | 0 | 0 | 0 | 0 | 0 | 0 | 0 | 0.047552 | 0.0067 | 0.01339 | 0.02009 | 0.02679 | 0.12467 | 0.18881 | 0.031848 |  | 0.1877 | 0.2176 | 0.2756 | 0.2763
2014-11-17 | 0時 |  | 0 | 0 | 0 | 0 | [9 empty] | 0 | 0 | 0 | 0 | 0 | 0 | 0 | 0 | 0 | 0 | 0 | 0 | 0 | 0 | 0 | 0 | 0 | 0 | 0 | 0 | 0 | 0 | 0.047552 | 0.00013 | 0.00025 | 0.00038 | 0.0005 | 0 | 0.078899 | 0.011656 |  | 0.1578 | 0.1578 | 0.1806 | 0.1812
2014-11-17 | 1時 |  | 0 | 0 | 0 | 0 | [9 empty] | 0 | 0 | 0 | 0 | 0 | 0 | 0 | 0 | 0 | 0 | 0 | 0 | 0 | 0 | 0 | 0 | 0 | 0 | 0 | 0 | 0 | 0 | 0.047552 | 0.00013 | 0.00025 | 0.00038 | 0.0005 | 0 | 0 | 0 |  | 0.0483 | 0.0483 | 0.0711 | 0.0717
2014-11-17 | 2時 |  | 0 | 0 | 0 | 0 | [9 empty] | 0 | 0 | 0 | 0 | 0 | 0 | 0 | 0 | 0 | 0 | 0 | 0 | 0 | 0 | 0 | 0 | 0 | 0 | 0 | 0 | 0 | 0 | 0.047552 | 0.00013 | 0.00025 | 0.00038 | 0.0005 | 0 | 0 | 0 |  | 0.056 | 0.0561 | 0.0788 | 0.0795
2014-11-17 | 3時 |  | 0 | 0 | 0 | 0 | [9 empty] | 0 | 0 | 0 | 0 | 0 | 0 | 0 | 0 | 0 | 0 | 0 | 0 | 0 | 0 | 0 | 0 | 0 | 0 | 0 | 0 | 0 | 0 | 0.047552 | 0.00013 | 0.00025 | 0.00038 | 0.0005 | 0 | 0 | 0 |  | 0.056 | 0.0561 | 0.0788 | 0.0795
2014-11-17 | 4時 |  | 0 | 0 | 0 | 0 | [9 empty] | 0 | 0 | 0 | 0 | 0 | 0 | 0 | 0 | 0 | 0 | 0 | 0 | 0 | 0 | 0 | 0 | 0 | 0 | 0 | 0 | 0 | 0 | 0.047552 | 0.00013 | 0.00025 | 0.00038 | 0.0005 | 0 | 0 | 0 |  | 0.0483 | 0.0483 | 0.0711 | 0.0717
2014-11-17 | 5時 |  | 20.7681 | 4.5249 | 0 | 0 | [9 empty] | 3.5881 | 0 | 0 | 0 | 0 | 0 | 0 | 0 | 0 | 0 | 0 | 0 | 0 | 0 | 0 | 0 | 0 | 0 | 0 | 0 | 0 | 0 | 0.047552 | 0.00013 | 0.00025 | 0.00038 | 0.0005 | 0 | 0 | 0 |  | 0.056 | 0.0561 | 0.0788 | 0.0795
2014-11-17 | 6時 |  | 9.3093 | 0 | 0 | 0 | [9 empty] | 1.0279 | 0 | 0 | 0 | 0 | 0 | 0 | 0 | 0 | 0 | 0 | 0 | 0 | 0 | 0 | 0 | 0 | 0 | 0 | 0 | 0 | 0 | 0.047552 | 0.00338 | 0.00675 | 0.01013 | 0.01351 | 0 | 0.024649 | 0.011815 |  | 0.1925 | 0.2611 | 0.3525 | 0.3531
2014-11-17 | 7時 |  | 7.5866 | 0 | 0 | 0 | [9 empty] | 0.81992 | 0 | 0 | 0 | 0 | 0 | 0 | 0 | 0 | 0 | 0 | 0 | 0 | 0 | 0 | 0 | 0 | 0 | 0 | 0 | 0 | 0 | 0.047552 | 0.00054 | 0.00108 | 0.00163 | 0.00217 | 0.13859 | 0.053895 | 0.036861 |  | 0.1524 | 0.248 | 0.3662 | 0.3669
2014-11-17 | 8時 |  | 7.14 | 0 | 0 | 0 | [9 empty] | 0.76287 | 0 | 0 | 0 | 0 | 0 | 0 | 0 | 0 | 0 | 0 | 0 | 0 | 0 | 0 | 0 | 0 | 0 | 0 | 0 | 0 | 0 | 0.047552 | 0.00054 | 0.00108 | 0.00163 | 0.00217 | 0.093503 | 0 | 0.035602 |  | 0.1091 | 0.1448 | 0.2032 | 0.2039
2014-11-17 | 9時 |  | 0 | 0 | 0 | 0 | [9 empty] | 0 | 0 | 0 | 0 | 0 | 0 | 0 | 0 | 0 | 0 | 0 | 0 | 0 | 0 | 0 | 0 | 0 | 0 | 0 | 0 | 0 | 0 | 0.047552 | 0.00013 | 0.00025 | 0.00038 | 0.0005 | 0.17838 | 0.10971 | 0.042749 |  | 0.3011 | 0.3368 | 0.3953 | 0.396
2014-11-17 | 10時 |  | 0 | 0 | 0 | 0 | [9 empty] | 0 | 0 | 0 | 0 | 0 | 0 | 0 | 0 | 0 | 0 | 0 | 0 | 0 | 0 | 0 | 0 | 0 | 0 | 0 | 0 | 0 | 0 | 0.047552 | 0.00033 | 0.00067 | 0.001 | 0.00133 | 0.093503 | 0 | 0.012523 |  | 0.0483 | 0.0483 | 0.0711 | 0.0717
2014-11-17 | 11時 |  | 15.8174 | 0 | 0 | 0 | [9 empty] | 2.0016 | 0 | 0 | 0 | 0 | 0 | 0 | 0 | 0 | 0 | 0 | 0 | 0 | 0 | 0 | 0 | 0 | 0 | 0 | 0 | 0 | 0 | 0.047552 | 0.00013 | 0.00025 | 0.00038 | 0.0005 | 0 | 0 | 0.0052775 |  | 0.056 | 0.0561 | 0.0788 | 0.0795
2014-11-17 | 12時 |  | 7.8469 | 0 | 0 | 0 | [9 empty] | 0.7861 | 0 | 0 | 0 | 0 | 0 | 0 | 0 | 0 | 0 | 0 | 0 | 0 | 0 | 0 | 0 | 0 | 0 | 0 | 0 | 0 | 0 | 0.047552 | 0.00338 | 0.00675 | 0.01013 | 0.01351 | 0.05371 | 0 | 0.0052775 |  | 0.1983 | 0.2727 | 0.3698 | 0.3705
2014-11-17 | 13時 |  | 0 | 0 | 0 | 0 | [9 empty] | 0 | 0 | 0 | 0 | 0 | 0 | 0 | 0 | 0 | 0 | 0 | 0 | 0 | 0 | 0 | 0 | 0 | 0 | 0 | 0 | 0 | 0 | 0.047552 | 0.00033 | 0.00067 | 0.001 | 0.00133 | 0.11604 | 0 | 0 |  | 0.0483 | 0.0483 | 0.0711 | 0.0717
2014-11-17 | 14時 |  | 0 | 0 | 0 | 0 | [9 empty] | 0 | 0 | 0 | 0 | 0 | 0 | 0 | 0 | 0 | 0 | 0 | 0 | 0 | 0 | 0 | 0 | 0 | 0 | 0 | 0 | 0 | 0 | 0.047552 | 0.00013 | 0.00025 | 0.00038 | 0.0005 | 0.031168 | 0 | 0.017801 |  | 0.056 | 0.0561 | 0.0788 | 0.0795
2014-11-17 | 15時 |  | 14.2631 | 0 | 0 | 0 | [9 empty] | 1.672 | 0 | 0 | 0 | 0 | 0 | 0 | 0 | 0 | 0 | 0 | 0 | 0 | 0 | 0 | 0 | 0 | 0 | 0 | 0 | 0 | 0 | 0.047552 | 0.00013 | 0.00025 | 0.00038 | 0.0005 | 0 | 0 | 0 |  | 0.056 | 0.0561 | 0.0788 | 0.0795
2014-11-17 | 16時 |  | 7.3641 | 0 | 0 | 0 | [9 empty] | 0.72266 | 0 | 0 | 0 | 0 | 0 | 0 | 0 | 0 | 0 | 0 | 0 | 0 | 0 | 0 | 0 | 0 | 0 | 0 | 0 | 0 | 0 | 0.047552 | 0.00033 | 0.00067 | 0.001 | 0.00133 | 0.062335 | 0 | 0.0052775 |  | 0.0483 | 0.0483 | 0.0711 | 0.0717
2014-11-17 | 17時 |  | 9.2675 | 0 | 8.9719 | 0 | [9 empty] | 0.93747 | 0 | 0 | 0 | 0 | 0.98062 | 0 | 0 | 0 | 0 | 0 | 0 | 0 | 0 | 0 | 0 | 0 | 0 | 0 | 0 | 0 | 0 | 0.047552 | 0.00033 | 0.00067 | 0.001 | 0.00133 | 0.10536 | 0 | 0.0082775 |  | 0.1304 | 0.2048 | 0.3019 | 0.3026
2014-11-17 | 18時 |  | 9.1474 | 0 | 0 | 0 | [9 empty] | 0.93536 | 0 | 0 | 0 | 0 | 0 | 0 | 0 | 0 | 0 | 0 | 0 | 0 | 0 | 0 | 0 | 0 | 0 | 0 | 0 | 0 | 0 | 0.047552 | 0.00642 | 0.01284 | 0.01926 | 0.02568 | 0.12467 | 0 | 0.0082775 |  | 0.303 | 0.3387 | 0.3972 | 0.5469
2014-11-17 | 19時 |  | 5.5954 | 0 | 7.973 | 0 | [9 empty] | 0.57444 | 0 | 0 | 0 | 0 | 0.83825 | 0 | 0 | 0 | 0 | 0 | 0 | 0 | 0 | 0 | 0 | 0 | 0 | 0 | 0 | 0 | 0 | 0.047552 | 0.00642 | 0.01284 | 0.01926 | 0.02568 | 0.21072 | 0.10708 | 0.0082775 |  | 0.0991 | 0.1348 | 0.1932 | 0.1939
2014-11-17 | 20時 |  | 5.8313 | 0 | 5.6535 | 0 | [9 empty] | 0.59871 | 0 | 0 | 0 | 0 | 0.55133 | 0 | 0 | 0 | 0 | 0 | 0 | 0 | 0 | 0 | 0 | 0 | 0 | 0 | 0 | 0 | 0 | 0.047552 | 0.00033 | 0.00067 | 0.001 | 0.00133 | 0.14927 | 0.027125 | 0 |  | 0.0917 | 0.1275 | 0.2102 | 0.2109
2014-11-17 | 21時 |  | 5.9845 | 0 | 6.3572 | 0 | [9 empty] | 0.61261 | 0 | 0 | 0 | 0 | 0.6489 | 0 | 0 | 0 | 0 | 0 | 0 | 0 | 0 | 0 | 0 | 0 | 0 | 0 | 0 | 0 | 0 | 0.047552 | 0.00033 | 0.00067 | 0.001 | 0.00133 | 0.14618 | 0.10814 | 0.031304 |  | 0.1216 | 0.1873 | 0.2837 | 0.2844
2014-11-17 | 22時 |  | 6.089 | 0 | 2.3294 | 0 | [9 empty] | 0.62217 | 0 | 0 | 0 | 0 | 0.25739 | 0 | 0 | 0 | 0 | 0 | 0 | 0 | 0 | 0 | 0 | 0 | 0 | 0 | 0 | 0 | 0 | 0.047552 | 0.00628 | 0.01256 | 0.01884 | 0.02512 | 0.12467 | 0.16133 | 0.043827 |  | 0.1738 | 0.1917 | 0.262 | 0.2626
2014-11-17 | 23時 |  | 0 | 0 | 0 | 0 | [9 empty] | 0 | 0 | 0 | 0 | 0 | 0 | 0 | 0 | 0 | 0 | 0 | 0 | 0 | 0 | 0 | 0 | 0 | 0 | 0 | 0 | 0 | 0 | 0.047552 | 0.0067 | 0.01339 | 0.02009 | 0.02679 | 0.12467 | 0.18881 | 0.031848 |  | 0.1877 | 0.2176 | 0.2756 | 0.2763
2014-11-18 | 0時 |  | 0 | 0 | 0 | 0 | [9 empty] | 0 | 0 | 0 | 0 | 0 | 0 | 0 | 0 | 0 | 0 | 0 | 0 | 0 | 0 | 0 | 0 | 0 | 0 | 0 | 0 | 0 | 0 | 0.047552 | 0.00013 | 0.00025 | 0.00038 | 0.0005 | 0 | 0 | 0 |  | 0.1578 | 0.1578 | 0.1806 | 0.1812
2014-11-18 | 1時 |  | 0 | 0 | 0 | 0 | [9 empty] | 0 | 0 | 0 | 0 | 0 | 0 | 0 | 0 | 0 | 0 | 0 | 0 | 0 | 0 | 0 | 0 | 0 | 0 | 0 | 0 | 0 | 0 | 0.047552 | 0.00013 | 0.00025 | 0.00038 | 0.0005 | 0 | 0 | 0 |  | 0.0483 | 0.0483 | 0.0711 | 0.0717
2014-11-18 | 2時 |  | 0 | 0 | 0 | 0 | [9 empty] | 0 | 0 | 0 | 0 | 0 | 0 | 0 | 0 | 0 | 0 | 0 | 0 | 0 | 0 | 0 | 0 | 0 | 0 | 0 | 0 | 0 | 0 | 0.047552 | 0.00013 | 0.00025 | 0.00038 | 0.0005 | 0 | 0 | 0 |  | 0.056 | 0.0561 | 0.0788 | 0.0795
2014-11-18 | 3時 |  | 0 | 0 | 0 | 0 | [9 empty] | 0 | 0 | 0 | 0 | 0 | 0 | 0 | 0 | 0 | 0 | 0 | 0 | 0 | 0 | 0 | 0 | 0 | 0 | 0 | 0 | 0 | 0 | 0.047552 | 0.00013 | 0.00025 | 0.00038 | 0.0005 | 0 | 0 | 0 |  | 0.056 | 0.0561 | 0.0788 | 0.0795
2014-11-18 | 4時 |  | 0 | 0 | 0 | 0 | [9 empty] | 0 | 0 | 0 | 0 | 0 | 0 | 0 | 0 | 0 | 0 | 0 | 0 | 0 | 0 | 0 | 0 | 0 | 0 | 0 | 0 | 0 | 0 | 0.047552 | 0.00013 | 0.00025 | 0.00038 | 0.0005 | 0 | 0 | 0 |  | 0.0483 | 0.0483 | 0.0711 | 0.0717
2014-11-18 | 5時 |  | 0 | 0 | 0 | 0 | [9 empty] | 0 | 0 | 0 | 0 | 0 | 0 | 0 | 0 | 0 | 0 | 0 | 0 | 0 | 0 | 0 | 0 | 0 | 0 | 0 | 0 | 0 | 0 | 0.047552 | 0.00013 | 0.00025 | 0.00038 | 0.0005 | 0 | 0 | 0 |  | 0.056 | 0.0561 | 0.0788 | 0.0795
2014-11-18 | 6時 |  | 0 | 0 | 0 | 0 | [9 empty] | 0 | 0 | 0 | 0 | 0 | 0 | 0 | 0 | 0 | 0 | 0 | 0 | 0 | 0 | 0 | 0 | 0 | 0 | 0 | 0 | 0 | 0 | 0.047552 | 0.00013 | 0.00025 | 0.00038 | 0.0005 | 0 | 0 | 0 |  | 0.056 | 0.0561 | 0.0788 | 0.0795
2014-11-18 | 7時 |  | 21.1762 | 2.3277 | 8.393 | 0 | [9 empty] | 3.6142 | 0 | 0 | 0 | 0 | 0.96275 | 0 | 0 | 0 | 0 | 0 | 0 | 0 | 0 | 0 | 0 | 0 | 0 | 0 | 0 | 0 | 0 | 0.047552 | 0.00054 | 0.00108 | 0.00163 | 0.00217 | 0 | 0.024649 | 0.022689 |  | 0.1168 | 0.1854 | 0.2767 | 0.2774
2014-11-18 | 8時 |  | 7.0817 | 0 | 9.7988 | 0 | [9 empty] | 0.73674 | 0 | 0 | 0 | 0 | 1.0477 | 0 | 0 | 0 | 0 | 0 | 0 | 0 | 0 | 0 | 0 | 0 | 0 | 0 | 0 | 0 | 0 | 0.047552 | 0.00379 | 0.00759 | 0.01138 | 0.01518 | 0.084877 | 0.078545 | 0.064582 |  | 0.2156 | 0.2812 | 0.3696 | 0.3702
2014-11-18 | 9時 |  | 2.7077 | 0 | 1.8551 | 0 | [9 empty] | 0.33383 | 0 | 0 | 0 | 0 | 0.38268 | 0 | 0 | 0 | 0 | 0 | 0 | 0 | 0 | 0 | 0 | 0 | 0 | 0 | 0 | 0 | 0 | 0.047552 | 0.00033 | 0.00067 | 0.001 | 0.00133 | 0.23209 | 0.16325 | 0.052059 |  | 0.2163 | 0.252 | 0.3265 | 0.3272
2014-11-18 | 10時 |  | 0.20093 | 0 | 0.026848 | 0 | [9 empty] | 0.12613 | 0 | 0 | 0 | 0 | 0.34995 | 0 | 0 | 0 | 0 | 0 | 0 | 0 | 0 | 0 | 0 | 0 | 0 | 0 | 0 | 0 | 0 | 0.047552 | 0.00054 | 0.00108 | 0.00163 | 0.00217 | 0.12467 | 0.21558 | 0.037471 |  | 0.1917 | 0.2274 | 0.3128 | 0.3134
2014-11-18 | 11時 |  | 0.16335 | 0 | 0.0097607 | 0 | [9 empty] | 0.11885 | 0 | 0 | 0 | 0 | 0.16918 | 0 | 0 | 0 | 0 | 0 | 0 | 0 | 0 | 0 | 0 | 0 | 0 | 0 | 0 | 0 | 0 | 0.047552 | 0.00033 | 0.00067 | 0.001 | 0.00133 | 0.12467 | 0.21558 | 0 |  | 0.1994 | 0.2352 | 0.315 | 0.3157
2014-11-18 | 12時 |  | 0.050967 | 0 | 0 | 0 | [9 empty] | 0.11321 | 0 | 0 | 0 | 0 | 0 | 0 | 0 | 0 | 0 | 0 | 0 | 0 | 0 | 0 | 0 | 0 | 0 | 0 | 0 | 0 | 0 | 0.047552 | 0.00338 | 0.00675 | 0.01013 | 0.01351 | 0.14721 | 0.13456 | 0.018352 |  | 0.1983 | 0.2727 | 0.3698 | 0.3705
2014-11-18 | 13時 |  | 0 | 0 | 0 | 0 | [9 empty] | 0 | 0 | 0 | 0 | 0 | 0 | 0 | 0 | 0 | 0 | 0 | 0 | 0 | 0 | 0 | 0 | 0 | 0 | 0 | 0 | 0 | 0 | 0.047552 | 0.00033 | 0.00067 | 0.001 | 0.00133 | 0.13756 | 0.026771 | 0.023629 |  | 0.0483 | 0.0483 | 0.0711 | 0.0717
2014-11-18 | 14時 |  | 0 | 0 | 0 | 0 | [9 empty] | 0 | 0 | 0 | 0 | 0 | 0 | 0 | 0 | 0 | 0 | 0 | 0 | 0 | 0 | 0 | 0 | 0 | 0 | 0 | 0 | 0 | 0 | 0.047552 | 0.00013 | 0.00025 | 0.00038 | 0.0005 | 0 | 0 | 0 |  | 0.056 | 0.0561 | 0.0788 | 0.0795
2014-11-18 | 15時 |  | 2.2467 | 0 | 0.12059 | 0 | [9 empty] | 0.22047 | 0 | 0 | 0 | 0 | 0.17076 | 0 | 0 | 0 | 0 | 0 | 0 | 0 | 0 | 0 | 0 | 0 | 0 | 0 | 0 | 0 | 0 | 0.047552 | 0.00013 | 0.00025 | 0.00038 | 0.0005 | 0 | 0 | 0 |  | 0.056 | 0.0561 | 0.0788 | 0.0795
2014-11-18 | 16時 |  | 4.2398 | 0 | 0.75496 | 0 | [9 empty] | 0.338 | 0 | 0 | 0 | 0 | 0.17603 | 0 | 0 | 0 | 0 | 0 | 0 | 0 | 0 | 0 | 0 | 0 | 0 | 0 | 0 | 0 | 0 | 0.047552 | 0.00054 | 0.00108 | 0.00163 | 0.00217 | 0.062335 | 0.054249 | 0.024058 |  | 0.2095 | 0.275 | 0.3956 | 0.5453
2014-11-18 | 17時 |  | 5.4487 | 0 | 1.1959 | 0 | [9 empty] | 0.42689 | 0 | 0 | 0 | 0 | 0.18571 | 0 | 0 | 0 | 0 | 0 | 0 | 0 | 0 | 0 | 0 | 0 | 0 | 0 | 0 | 0 | 0 | 0.047552 | 0.00642 | 0.01284 | 0.01926 | 0.02568 | 0.12467 | 0.1085 | 0.026923 |  | 0.2423 | 0.2781 | 0.3689 | 0.5187
2014-11-18 | 18時 |  | 3.1521 | 0 | 0 | 0 | [9 empty] | 0.35651 | 0 | 0 | 0 | 0 | 0 | 0 | 0 | 0 | 0 | 0 | 0 | 0 | 0 | 0 | 0 | 0 | 0 | 0 | 0 | 0 | 0 | 0.047552 | 0.00642 | 0.01284 | 0.01926 | 0.02568 | 0.21072 | 0.1085 | 0 |  | 0.1819 | 0.2177 | 0.2978 | 0.4476
2014-11-18 | 19時 |  | 3.8007 | 0 | 5.7643 | 0 | [9 empty] | 0.41487 | 0 | 0 | 0 | 0 | 0.58832 | 0 | 0 | 0 | 0 | 0 | 0 | 0 | 0 | 0 | 0 | 0 | 0 | 0 | 0 | 0 | 0 | 0.047552 | 0.00013 | 0.00025 | 0.00038 | 0.0005 | 0.12879 | 0 | 0.006537 |  | 0.0998 | 0.1355 | 0.2049 | 0.2056
2014-11-18 | 20時 |  | 3.9951 | 0 | 3.2102 | 0 | [9 empty] | 0.43069 | 0 | 0 | 0 | 0 | 0.42918 | 0 | 0 | 0 | 0 | 0 | 0 | 0 | 0 | 0 | 0 | 0 | 0 | 0 | 0 | 0 | 0 | 0.047552 | 0.00033 | 0.00067 | 0.001 | 0.00133 | 0.16769 | 0.10779 | 0.006537 |  | 0.0917 | 0.1275 | 0.2183 | 0.219
2014-11-18 | 21時 |  | 4.4804 | 0 | 2.6939 | 0 | [9 empty] | 0.47224 | 0 | 0 | 0 | 0 | 0.40746 | 0 | 0 | 0 | 0 | 0 | 0 | 0 | 0 | 0 | 0 | 0 | 0 | 0 | 0 | 0 | 0 | 0.047552 | 0.00628 | 0.01256 | 0.01884 | 0.02512 | 0.12467 | 0.18846 | 0.012659 |  | 0.1755 | 0.2411 | 0.3458 | 0.3465
2014-11-18 | 22時 |  | 0 | 0 | 0 | 0 | [9 empty] | 0 | 0 | 0 | 0 | 0 | 0 | 0 | 0 | 0 | 0 | 0 | 0 | 0 | 0 | 0 | 0 | 0 | 0 | 0 | 0 | 0 | 0 | 0.047552 | 0.00649 | 0.01298 | 0.01947 | 0.02595 | 0.12467 | 0.16133 | 0.043827 |  | 0.1139 | 0.1795 | 0.3002 | 0.3009
2014-11-18 | 23時 |  | 0 | 0 | 0 | 0 | [9 empty] | 0 | 0 | 0 | 0 | 0 | 0 | 0 | 0 | 0 | 0 | 0 | 0 | 0 | 0 | 0 | 0 | 0 | 0 | 0 | 0 | 0 | 0 | 0.047552 | 0.00331 | 0.00661 | 0.00992 | 0.01323 | 0.062335 | 0.15709 | 0.04296 |  | 0.1578 | 0.1578 | 0.1806 | 0.1812
2014-11-19 | 0時 |  | 0 | 0 | 0 | 0 | [9 empty] | 0 | 0 | 0 | 0 | 0 | 0 | 0 | 0 | 0 | 0 | 0 | 0 | 0 | 0 | 0 | 0 | 0 | 0 | 0 | 0 | 0 | 0 | 0.047552 | 0.00013 | 0.00025 | 0.00038 | 0.0005 | 0 | 0 | 0 |  | 0.1578 | 0.1578 | 0.1806 | 0.1812
2014-11-19 | 1時 |  | 0 | 0 | 0 | 0 | [9 empty] | 0 | 0 | 0 | 0 | 0 | 0 | 0 | 0 | 0 | 0 | 0 | 0 | 0 | 0 | 0 | 0 | 0 | 0 | 0 | 0 | 0 | 0 | 0.047552 | 0.00013 | 0.00025 | 0.00038 | 0.0005 | 0 | 0 | 0 |  | 0.0483 | 0.0483 | 0.0711 | 0.0717
2014-11-19 | 2時 |  | 0 | 0 | 0 | 0 | [9 empty] | 0 | 0 | 0 | 0 | 0 | 0 | 0 | 0 | 0 | 0 | 0 | 0 | 0 | 0 | 0 | 0 | 0 | 0 | 0 | 0 | 0 | 0 | 0.047552 | 0.00013 | 0.00025 | 0.00038 | 0.0005 | 0 | 0 | 0 |  | 0.056 | 0.0561 | 0.0788 | 0.0795
2014-11-19 | 3時 |  | 0 | 0 | 0 | 0 | [9 empty] | 0 | 0 | 0 | 0 | 0 | 0 | 0 | 0 | 0 | 0 | 0 | 0 | 0 | 0 | 0 | 0 | 0 | 0 | 0 | 0 | 0 | 0 | 0.047552 | 0.00013 | 0.00025 | 0.00038 | 0.0005 | 0 | 0 | 0 |  | 0.056 | 0.0561 | 0.0788 | 0.0795
2014-11-19 | 4時 |  | 0 | 0 | 0 | 0 | [9 empty] | 0 | 0 | 0 | 0 | 0 | 0 | 0 | 0 | 0 | 0 | 0 | 0 | 0 | 0 | 0 | 0 | 0 | 0 | 0 | 0 | 0 | 0 | 0.047552 | 0.00013 | 0.00025 | 0.00038 | 0.0005 | 0 | 0 | 0 |  | 0.0483 | 0.0483 | 0.0711 | 0.0717
2014-11-19 | 5時 |  | 0 | 0 | 0 | 0 | [9 empty] | 0 | 0 | 0 | 0 | 0 | 0 | 0 | 0 | 0 | 0 | 0 | 0 | 0 | 0 | 0 | 0 | 0 | 0 | 0 | 0 | 0 | 0 | 0.047552 | 0.00013 | 0.00025 | 0.00038 | 0.0005 | 0 | 0 | 0 |  | 0.056 | 0.0561 | 0.0788 | 0.0795
2014-11-19 | 6時 |  | 0 | 0 | 0 | 0 | [9 empty] | 0 | 0 | 0 | 0 | 0 | 0 | 0 | 0 | 0 | 0 | 0 | 0 | 0 | 0 | 0 | 0 | 0 | 0 | 0 | 0 | 0 | 0 | 0.047552 | 0.00013 | 0.00025 | 0.00038 | 0.0005 | 0 | 0 | 0 |  | 0.056 | 0.0561 | 0.0788 | 0.0795
2014-11-19 | 7時 |  | 21.4717 | 1.6001 | 8.1013 | 0 | [9 empty] | 3.6387 | 0 | 0 | 0 | 0 | 0.88452 | 0 | 0 | 0 | 0 | 0 | 0 | 0 | 0 | 0 | 0 | 0 | 0 | 0 | 0 | 0 | 0 | 0.047552 | 0.00054 | 0.00108 | 0.00163 | 0.00217 | 0 | 0.024649 | 0.022689 |  | 0.1168 | 0.1854 | 0.2767 | 0.2774
2014-11-19 | 8時 |  | 7.9147 | 0 | 10.2782 | 0 | [9 empty] | 0.80243 | 0 | 0 | 0 | 0 | 1.0655 | 0 | 0 | 0 | 0 | 0 | 0 | 0 | 0 | 0 | 0 | 0 | 0 | 0 | 0 | 0 | 0 | 0.047552 | 0.00379 | 0.00759 | 0.01138 | 0.01518 | 0.084877 | 0.078545 | 0.064582 |  | 0.2156 | 0.2812 | 0.3696 | 0.3702
2014-11-19 | 9時 |  | 5.7011 | 0 | 4.3621 | 0 | [9 empty] | 0.57765 | 0 | 0 | 0 | 0 | 0.49201 | 0 | 0 | 0 | 0 | 0 | 0 | 0 | 0 | 0 | 0 | 0 | 0 | 0 | 0 | 0 | 0 | 0.047552 | 0.00033 | 0.00067 | 0.001 | 0.00133 | 0.23209 | 0.16325 | 0.052059 |  | 0.2163 | 0.252 | 0.3265 | 0.3272
2014-11-19 | 10時 |  | 4.7249 | 0 | 3.3817 | 0 | [9 empty] | 0.4808 | 0 | 0 | 0 | 0 | 0.43244 | 0 | 0 | 0 | 0 | 0 | 0 | 0 | 0 | 0 | 0 | 0 | 0 | 0 | 0 | 0 | 0 | 0.047552 | 0.00054 | 0.00108 | 0.00163 | 0.00217 | 0.12467 | 0.21558 | 0.037471 |  | 0.1917 | 0.2274 | 0.3128 | 0.3134
2014-11-19 | 11時 |  | 5.9105 | 0 | 1.7859 | 0 | [9 empty] | 0.58246 | 0 | 0 | 0 | 0 | 0.2204 | 0 | 0 | 0 | 0 | 0 | 0 | 0 | 0 | 0 | 0 | 0 | 0 | 0 | 0 | 0 | 0 | 0.047552 | 0.00033 | 0.00067 | 0.001 | 0.00133 | 0.12467 | 0.21558 | 0 |  | 0.1994 | 0.2352 | 0.315 | 0.3157
2014-11-19 | 12時 |  | 5.476 | 0 | 0 | 0 | [9 empty] | 0.43148 | 0 | 0 | 0 | 0 | 0 | 0 | 0 | 0 | 0 | 0 | 0 | 0 | 0 | 0 | 0 | 0 | 0 | 0 | 0 | 0 | 0 | 0.047552 | 0.00338 | 0.00675 | 0.01013 | 0.01351 | 0.14721 | 0.13456 | 0.018352 |  | 0.1983 | 0.2727 | 0.3698 | 0.3705
2014-11-19 | 13時 |  | 0 | 0 | 0 | 0 | [9 empty] | 0 | 0 | 0 | 0 | 0 | 0 | 0 | 0 | 0 | 0 | 0 | 0 | 0 | 0 | 0 | 0 | 0 | 0 | 0 | 0 | 0 | 0 | 0.047552 | 0.00033 | 0.00067 | 0.001 | 0.00133 | 0.13756 | 0.026771 | 0.023629 |  | 0.0483 | 0.0483 | 0.0711 | 0.0717
2014-11-19 | 14時 |  | 0 | 0 | 0 | 0 | [9 empty] | 0 | 0 | 0 | 0 | 0 | 0 | 0 | 0 | 0 | 0 | 0 | 0 | 0 | 0 | 0 | 0 | 0 | 0 | 0 | 0 | 0 | 0 | 0.047552 | 0.00013 | 0.00025 | 0.00038 | 0.0005 | 0 | 0 | 0 |  | 0.056 | 0.0561 | 0.0788 | 0.0795
2014-11-19 | 15時 |  | 9.7922 | 0 | 4.699 | 0 | [9 empty] | 0.7004 | 0 | 0 | 0 | 0 | 0.32226 | 0 | 0 | 0 | 0 | 0 | 0 | 0 | 0 | 0 | 0 | 0 | 0 | 0 | 0 | 0 | 0 | 0.047552 | 0.00013 | 0.00025 | 0.00038 | 0.0005 | 0 | 0 | 0 |  | 0.056 | 0.0561 | 0.0788 | 0.0795
2014-11-19 | 16時 |  | 6.8632 | 0 | 2.136 | 0 | [9 empty] | 0.4887 | 0 | 0 | 0 | 0 | 0.2052 | 0 | 0 | 0 | 0 | 0 | 0 | 0 | 0 | 0 | 0 | 0 | 0 | 0 | 0 | 0 | 0 | 0.047552 | 0.00054 | 0.00108 | 0.00163 | 0.00217 | 0.062335 | 0.054249 | 0.024058 |  | 0.2095 | 0.275 | 0.3956 | 0.5453
2014-11-19 | 17時 |  | 6.606 | 0 | 2.1113 | 0 | [9 empty] | 0.47494 | 0 | 0 | 0 | 0 | 0.20507 | 0 | 0 | 0 | 0 | 0 | 0 | 0 | 0 | 0 | 0 | 0 | 0 | 0 | 0 | 0 | 0 | 0.047552 | 0.00642 | 0.01284 | 0.01926 | 0.02568 | 0.12467 | 0.1085 | 0.026923 |  | 0.2423 | 0.2781 | 0.3689 | 0.5187
2014-11-19 | 18時 |  | 3.9991 | 0 | 0 | 0 | [9 empty] | 0.32552 | 0 | 0 | 0 | 0 | 0 | 0 | 0 | 0 | 0 | 0 | 0 | 0 | 0 | 0 | 0 | 0 | 0 | 0 | 0 | 0 | 0 | 0.047552 | 0.00642 | 0.01284 | 0.01926 | 0.02568 | 0.21072 | 0.1085 | 0 |  | 0.1819 | 0.2177 | 0.2978 | 0.4476
2014-11-19 | 19時 |  | 4.2104 | 0 | 7.8084 | 0 | [9 empty] | 0.33891 | 0 | 0 | 0 | 0 | 0.57867 | 0 | 0 | 0 | 0 | 0 | 0 | 0 | 0 | 0 | 0 | 0 | 0 | 0 | 0 | 0 | 0 | 0.047552 | 0.00013 | 0.00025 | 0.00038 | 0.0005 | 0.12879 | 0 | 0.006537 |  | 0.0998 | 0.1355 | 0.2049 | 0.2056
2014-11-19 | 20時 |  | 4.1585 | 0 | 3.5195 | 0 | [9 empty] | 0.33978 | 0 | 0 | 0 | 0 | 0.39529 | 0 | 0 | 0 | 0 | 0 | 0 | 0 | 0 | 0 | 0 | 0 | 0 | 0 | 0 | 0 | 0 | 0.047552 | 0.00033 | 0.00067 | 0.001 | 0.00133 | 0.16769 | 0.10779 | 0.006537 |  | 0.0917 | 0.1275 | 0.2183 | 0.219
2014-11-19 | 21時 |  | 4.4148 | 0 | 2.6846 | 0 | [9 empty] | 0.35472 | 0 | 0 | 0 | 0 | 0.37411 | 0 | 0 | 0 | 0 | 0 | 0 | 0 | 0 | 0 | 0 | 0 | 0 | 0 | 0 | 0 | 0 | 0.047552 | 0.00628 | 0.01256 | 0.01884 | 0.02512 | 0.12467 | 0.18846 | 0.012659 |  | 0.1755 | 0.2411 | 0.3458 | 0.3465
2014-11-19 | 22時 |  | 0 | 0 | 0 | 0 | [9 empty] | 0 | 0 | 0 | 0 | 0 | 0 | 0 | 0 | 0 | 0 | 0 | 0 | 0 | 0 | 0 | 0 | 0 | 0 | 0 | 0 | 0 | 0 | 0.047552 | 0.00649 | 0.01298 | 0.01947 | 0.02595 | 0.12467 | 0.16133 | 0.043827 |  | 0.1139 | 0.1795 | 0.3002 | 0.3009
2014-11-19 | 23時 |  | 0 | 0 | 0 | 0 | [9 empty] | 0 | 0 | 0 | 0 | 0 | 0 | 0 | 0 | 0 | 0 | 0 | 0 | 0 | 0 | 0 | 0 | 0 | 0 | 0 | 0 | 0 | 0 | 0.047552 | 0.00331 | 0.00661 | 0.00992 | 0.01323 | 0.062335 | 0.15709 | 0.04296 |  | 0.1578 | 0.1578 | 0.1806 | 0.1812
2014-11-20 | 0時 |  | 0 | 0 | 0 | 0 | [9 empty] | 0 | 0 | 0 | 0 | 0 | 0 | 0 | 0 | 0 | 0 | 0 | 0 | 0 | 0 | 0 | 0 | 0 | 0 | 0 | 0 | 0 | 0 | 0.047552 | 0.00013 | 0.00025 | 0.00038 | 0.0005 | 0 | 0.078899 | 0.011656 |  | 0.1578 | 0.1578 | 0.1806 | 0.1812
2014-11-20 | 1時 |  | 0 | 0 | 0 | 0 | [9 empty] | 0 | 0 | 0 | 0 | 0 | 0 | 0 | 0 | 0 | 0 | 0 | 0 | 0 | 0 | 0 | 0 | 0 | 0 | 0 | 0 | 0 | 0 | 0.047552 | 0.00013 | 0.00025 | 0.00038 | 0.0005 | 0 | 0 | 0 |  | 0.0483 | 0.0483 | 0.0711 | 0.0717
2014-11-20 | 2時 |  | 0 | 0 | 0 | 0 | [9 empty] | 0 | 0 | 0 | 0 | 0 | 0 | 0 | 0 | 0 | 0 | 0 | 0 | 0 | 0 | 0 | 0 | 0 | 0 | 0 | 0 | 0 | 0 | 0.047552 | 0.00013 | 0.00025 | 0.00038 | 0.0005 | 0 | 0 | 0 |  | 0.056 | 0.0561 | 0.0788 | 0.0795
2014-11-20 | 3時 |  | 0 | 0 | 0 | 0 | [9 empty] | 0 | 0 | 0 | 0 | 0 | 0 | 0 | 0 | 0 | 0 | 0 | 0 | 0 | 0 | 0 | 0 | 0 | 0 | 0 | 0 | 0 | 0 | 0.047552 | 0.00013 | 0.00025 | 0.00038 | 0.0005 | 0 | 0 | 0 |  | 0.056 | 0.0561 | 0.0788 | 0.0795
2014-11-20 | 4時 |  | 0 | 0 | 0 | 0 | [9 empty] | 0 | 0 | 0 | 0 | 0 | 0 | 0 | 0 | 0 | 0 | 0 | 0 | 0 | 0 | 0 | 0 | 0 | 0 | 0 | 0 | 0 | 0 | 0.047552 | 0.00013 | 0.00025 | 0.00038 | 0.0005 | 0 | 0 | 0 |  | 0.0483 | 0.0483 | 0.0711 | 0.0717
2014-11-20 | 5時 |  | 18.1374 | 0 | 0 | 0 | [9 empty] | 1.5795 | 0 | 0 | 0 | 0 | 0 | 0 | 0 | 0 | 0 | 0 | 0 | 0 | 0 | 0 | 0 | 0 | 0 | 0 | 0 | 0 | 0 | 0.047552 | 0.00013 | 0.00025 | 0.00038 | 0.0005 | 0 | 0 | 0 |  | 0.056 | 0.0561 | 0.0788 | 0.0795
2014-11-20 | 6時 |  | 6.0019 | 0 | 0 | 0 | [9 empty] | 0.46469 | 0 | 0 | 0 | 0 | 0 | 0 | 0 | 0 | 0 | 0 | 0 | 0 | 0 | 0 | 0 | 0 | 0 | 0 | 0 | 0 | 0 | 0.047552 | 0.00338 | 0.00675 | 0.01013 | 0.01351 | 0 | 0.024649 | 0.011815 |  | 0.1925 | 0.2611 | 0.3525 | 0.3531
2014-11-20 | 7時 |  | 3.435 | 0 | 0 | 0 | [9 empty] | 0.27635 | 0 | 0 | 0 | 0 | 0 | 0 | 0 | 0 | 0 | 0 | 0 | 0 | 0 | 0 | 0 | 0 | 0 | 0 | 0 | 0 | 0 | 0.047552 | 0.00054 | 0.00108 | 0.00163 | 0.00217 | 0.13859 | 0.053895 | 0.036861 |  | 0.1524 | 0.248 | 0.3662 | 0.3669
2014-11-20 | 8時 |  | 3.4276 | 0 | 0 | 0 | [9 empty] | 0.27596 | 0 | 0 | 0 | 0 | 0 | 0 | 0 | 0 | 0 | 0 | 0 | 0 | 0 | 0 | 0 | 0 | 0 | 0 | 0 | 0 | 0 | 0.047552 | 0.00054 | 0.00108 | 0.00163 | 0.00217 | 0.093503 | 0 | 0.035602 |  | 0.1091 | 0.1448 | 0.2032 | 0.2039
2014-11-20 | 9時 |  | 0 | 0 | 0 | 0 | [9 empty] | 0 | 0 | 0 | 0 | 0 | 0 | 0 | 0 | 0 | 0 | 0 | 0 | 0 | 0 | 0 | 0 | 0 | 0 | 0 | 0 | 0 | 0 | 0.047552 | 0.00013 | 0.00025 | 0.00038 | 0.0005 | 0.17838 | 0.10971 | 0.042749 |  | 0.3011 | 0.3368 | 0.3953 | 0.396
2014-11-20 | 10時 |  | 0 | 0 | 0 | 0 | [9 empty] | 0 | 0 | 0 | 0 | 0 | 0 | 0 | 0 | 0 | 0 | 0 | 0 | 0 | 0 | 0 | 0 | 0 | 0 | 0 | 0 | 0 | 0 | 0.047552 | 0.00033 | 0.00067 | 0.001 | 0.00133 | 0.093503 | 0 | 0.012523 |  | 0.0483 | 0.0483 | 0.0711 | 0.0717
2014-11-20 | 11時 |  | 6.2672 | 0 | 0 | 0 | [9 empty] | 0.41868 | 0 | 0 | 0 | 0 | 0 | 0 | 0 | 0 | 0 | 0 | 0 | 0 | 0 | 0 | 0 | 0 | 0 | 0 | 0 | 0 | 0 | 0.047552 | 0.00013 | 0.00025 | 0.00038 | 0.0005 | 0 | 0 | 0.0052775 |  | 0.056 | 0.0561 | 0.0788 | 0.0795
2014-11-20 | 12時 |  | 2.6792 | 0 | 0 | 0 | [9 empty] | 0.22641 | 0 | 0 | 0 | 0 | 0 | 0 | 0 | 0 | 0 | 0 | 0 | 0 | 0 | 0 | 0 | 0 | 0 | 0 | 0 | 0 | 0 | 0.047552 | 0.00338 | 0.00675 | 0.01013 | 0.01351 | 0.05371 | 0 | 0.0052775 |  | 0.1983 | 0.2727 | 0.3698 | 0.3705
2014-11-20 | 13時 |  | 0 | 0 | 0 | 0 | [9 empty] | 0 | 0 | 0 | 0 | 0 | 0 | 0 | 0 | 0 | 0 | 0 | 0 | 0 | 0 | 0 | 0 | 0 | 0 | 0 | 0 | 0 | 0 | 0.047552 | 0.00033 | 0.00067 | 0.001 | 0.00133 | 0.11604 | 0 | 0 |  | 0.0483 | 0.0483 | 0.0711 | 0.0717
2014-11-20 | 14時 |  | 0 | 0 | 0 | 0 | [9 empty] | 0 | 0 | 0 | 0 | 0 | 0 | 0 | 0 | 0 | 0 | 0 | 0 | 0 | 0 | 0 | 0 | 0 | 0 | 0 | 0 | 0 | 0 | 0.047552 | 0.00013 | 0.00025 | 0.00038 | 0.0005 | 0.031168 | 0 | 0.017801 |  | 0.056 | 0.0561 | 0.0788 | 0.0795
2014-11-20 | 15時 |  | 9.133 | 0 | 0 | 0 | [9 empty] | 0.67878 | 0 | 0 | 0 | 0 | 0 | 0 | 0 | 0 | 0 | 0 | 0 | 0 | 0 | 0 | 0 | 0 | 0 | 0 | 0 | 0 | 0 | 0.047552 | 0.00013 | 0.00025 | 0.00038 | 0.0005 | 0 | 0 | 0 |  | 0.056 | 0.0561 | 0.0788 | 0.0795
2014-11-20 | 16時 |  | 5.1615 | 0 | 0 | 0 | [9 empty] | 0.51639 | 0 | 0 | 0 | 0 | 0 | 0 | 0 | 0 | 0 | 0 | 0 | 0 | 0 | 0 | 0 | 0 | 0 | 0 | 0 | 0 | 0 | 0.047552 | 0.00033 | 0.00067 | 0.001 | 0.00133 | 0.062335 | 0 | 0.0052775 |  | 0.0483 | 0.0483 | 0.0711 | 0.0717
2014-11-20 | 17時 |  | 7.3841 | 0 | 5.9597 | 0 | [9 empty] | 0.72313 | 0 | 0 | 0 | 0 | 0.56258 | 0 | 0 | 0 | 0 | 0 | 0 | 0 | 0 | 0 | 0 | 0 | 0 | 0 | 0 | 0 | 0 | 0.047552 | 0.00033 | 0.00067 | 0.001 | 0.00133 | 0.10536 | 0 | 0.0082775 |  | 0.1304 | 0.2048 | 0.3019 | 0.3026
2014-11-20 | 18時 |  | 7.4124 | 0 | 0 | 0 | [9 empty] | 0.57045 | 0 | 0 | 0 | 0 | 0 | 0 | 0 | 0 | 0 | 0 | 0 | 0 | 0 | 0 | 0 | 0 | 0 | 0 | 0 | 0 | 0 | 0.047552 | 0.00642 | 0.01284 | 0.01926 | 0.02568 | 0.12467 | 0 | 0.0082775 |  | 0.303 | 0.3387 | 0.3972 | 0.5469
2014-11-20 | 19時 |  | 4.3616 | 0 | 5.7233 | 0 | [9 empty] | 0.38064 | 0 | 0 | 0 | 0 | 0.41887 | 0 | 0 | 0 | 0 | 0 | 0 | 0 | 0 | 0 | 0 | 0 | 0 | 0 | 0 | 0 | 0 | 0.047552 | 0.00642 | 0.01284 | 0.01926 | 0.02568 | 0.21072 | 0.10708 | 0.0082775 |  | 0.0991 | 0.1348 | 0.1932 | 0.1939
2014-11-20 | 20時 |  | 4.9333 | 0 | 4.6293 | 0 | [9 empty] | 0.42866 | 0 | 0 | 0 | 0 | 0.35225 | 0 | 0 | 0 | 0 | 0 | 0 | 0 | 0 | 0 | 0 | 0 | 0 | 0 | 0 | 0 | 0 | 0.047552 | 0.00033 | 0.00067 | 0.001 | 0.00133 | 0.14927 | 0.027125 | 0 |  | 0.0917 | 0.1275 | 0.2102 | 0.2109
2014-11-20 | 21時 |  | 5.3636 | 0 | 5.3972 | 0 | [9 empty] | 0.4619 | 0 | 0 | 0 | 0 | 0.49622 | 0 | 0 | 0 | 0 | 0 | 0 | 0 | 0 | 0 | 0 | 0 | 0 | 0 | 0 | 0 | 0 | 0.047552 | 0.00033 | 0.00067 | 0.001 | 0.00133 | 0.14618 | 0.10814 | 0.031304 |  | 0.1216 | 0.1873 | 0.2837 | 0.2844
2014-11-20 | 22時 |  | 5.6924 | 0 | 2.0808 | 0 | [9 empty] | 0.48617 | 0 | 0 | 0 | 0 | 0.21965 | 0 | 0 | 0 | 0 | 0 | 0 | 0 | 0 | 0 | 0 | 0 | 0 | 0 | 0 | 0 | 0 | 0.047552 | 0.00628 | 0.01256 | 0.01884 | 0.02512 | 0.12467 | 0.16133 | 0.043827 |  | 0.1738 | 0.1917 | 0.262 | 0.2626
2014-11-20 | 23時 |  | 0 | 0 | 0 | 0 | [9 empty] | 0 | 0 | 0 | 0 | 0 | 0 | 0 | 0 | 0 | 0 | 0 | 0 | 0 | 0 | 0 | 0 | 0 | 0 | 0 | 0 | 0 | 0 | 0.047552 | 0.0067 | 0.01339 | 0.02009 | 0.02679 | 0.12467 | 0.18881 | 0.031848 |  | 0.1877 | 0.2176 | 0.2756 | 0.2763
2014-11-21 | 0時 |  | 0 | 0 | 0 | 0 | [9 empty] | 0 | 0 | 0 | 0 | 0 | 0 | 0 | 0 | 0 | 0 | 0 | 0 | 0 | 0 | 0 | 0 | 0 | 0 | 0 | 0 | 0 | 0 | 0.047552 | 0.00013 | 0.00025 | 0.00038 | 0.0005 | 0 | 0.078899 | 0.011656 |  | 0.1578 | 0.1578 | 0.1806 | 0.1812
2014-11-21 | 1時 |  | 0 | 0 | 0 | 0 | [9 empty] | 0 | 0 | 0 | 0 | 0 | 0 | 0 | 0 | 0 | 0 | 0 | 0 | 0 | 0 | 0 | 0 | 0 | 0 | 0 | 0 | 0 | 0 | 0.047552 | 0.00013 | 0.00025 | 0.00038 | 0.0005 | 0 | 0 | 0 |  | 0.0483 | 0.0483 | 0.0711 | 0.0717
2014-11-21 | 2時 |  | 0 | 0 | 0 | 0 | [9 empty] | 0 | 0 | 0 | 0 | 0 | 0 | 0 | 0 | 0 | 0 | 0 | 0 | 0 | 0 | 0 | 0 | 0 | 0 | 0 | 0 | 0 | 0 | 0.047552 | 0.00013 | 0.00025 | 0.00038 | 0.0005 | 0 | 0 | 0 |  | 0.056 | 0.0561 | 0.0788 | 0.0795
2014-11-21 | 3時 |  | 0 | 0 | 0 | 0 | [9 empty] | 0 | 0 | 0 | 0 | 0 | 0 | 0 | 0 | 0 | 0 | 0 | 0 | 0 | 0 | 0 | 0 | 0 | 0 | 0 | 0 | 0 | 0 | 0.047552 | 0.00013 | 0.00025 | 0.00038 | 0.0005 | 0 | 0 | 0 |  | 0.056 | 0.0561 | 0.0788 | 0.0795
2014-11-21 | 4時 |  | 0 | 0 | 0 | 0 | [9 empty] | 0 | 0 | 0 | 0 | 0 | 0 | 0 | 0 | 0 | 0 | 0 | 0 | 0 | 0 | 0 | 0 | 0 | 0 | 0 | 0 | 0 | 0 | 0.047552 | 0.00013 | 0.00025 | 0.00038 | 0.0005 | 0 | 0 | 0 |  | 0.0483 | 0.0483 | 0.0711 | 0.0717
2014-11-21 | 5時 |  | 23.5534 | 0 | 0 | 0 | [9 empty] | 2.6168 | 0 | 0 | 0 | 0 | 0 | 0 | 0 | 0 | 0 | 0 | 0 | 0 | 0 | 0 | 0 | 0 | 0 | 0 | 0 | 0 | 0 | 0.047552 | 0.00013 | 0.00025 | 0.00038 | 0.0005 | 0 | 0 | 0 |  | 0.056 | 0.0561 | 0.0788 | 0.0795
2014-11-21 | 6時 |  | 7.679 | 0 | 0 | 0 | [9 empty] | 0.62956 | 0 | 0 | 0 | 0 | 0 | 0 | 0 | 0 | 0 | 0 | 0 | 0 | 0 | 0 | 0 | 0 | 0 | 0 | 0 | 0 | 0 | 0.047552 | 0.00338 | 0.00675 | 0.01013 | 0.01351 | 0 | 0.024649 | 0.011815 |  | 0.1925 | 0.2611 | 0.3525 | 0.3531
2014-11-21 | 7時 |  | 4.4456 | 0 | 0 | 0 | [9 empty] | 0.38182 | 0 | 0 | 0 | 0 | 0 | 0 | 0 | 0 | 0 | 0 | 0 | 0 | 0 | 0 | 0 | 0 | 0 | 0 | 0 | 0 | 0 | 0.047552 | 0.00054 | 0.00108 | 0.00163 | 0.00217 | 0.13859 | 0.053895 | 0.036861 |  | 0.1524 | 0.248 | 0.3662 | 0.3669
2014-11-21 | 8時 |  | 1.8325 | 0 | 0 | 0 | [9 empty] | 0.22655 | 0 | 0 | 0 | 0 | 0 | 0 | 0 | 0 | 0 | 0 | 0 | 0 | 0 | 0 | 0 | 0 | 0 | 0 | 0 | 0 | 0 | 0.047552 | 0.00054 | 0.00108 | 0.00163 | 0.00217 | 0.093503 | 0 | 0.035602 |  | 0.1091 | 0.1448 | 0.2032 | 0.2039
2014-11-21 | 9時 |  | 0 | 0 | 0 | 0 | [9 empty] | 0 | 0 | 0 | 0 | 0 | 0 | 0 | 0 | 0 | 0 | 0 | 0 | 0 | 0 | 0 | 0 | 0 | 0 | 0 | 0 | 0 | 0 | 0.047552 | 0.00013 | 0.00025 | 0.00038 | 0.0005 | 0.17838 | 0.10971 | 0.042749 |  | 0.3011 | 0.3368 | 0.3953 | 0.396
2014-11-21 | 10時 |  | 0 | 0 | 0 | 0 | [9 empty] | 0 | 0 | 0 | 0 | 0 | 0 | 0 | 0 | 0 | 0 | 0 | 0 | 0 | 0 | 0 | 0 | 0 | 0 | 0 | 0 | 0 | 0 | 0.047552 | 0.00033 | 0.00067 | 0.001 | 0.00133 | 0.093503 | 0 | 0.012523 |  | 0.0483 | 0.0483 | 0.0711 | 0.0717
2014-11-21 | 11時 |  | 3.1781 | 0 | 0 | 0 | [9 empty] | 0.27853 | 0 | 0 | 0 | 0 | 0 | 0 | 0 | 0 | 0 | 0 | 0 | 0 | 0 | 0 | 0 | 0 | 0 | 0 | 0 | 0 | 0 | 0.047552 | 0.00013 | 0.00025 | 0.00038 | 0.0005 | 0 | 0 | 0.0052775 |  | 0.056 | 0.0561 | 0.0788 | 0.0795
2014-11-21 | 12時 |  | 0.038032 | 0 | 0 | 0 | [9 empty] | 0.11406 | 0 | 0 | 0 | 0 | 0 | 0 | 0 | 0 | 0 | 0 | 0 | 0 | 0 | 0 | 0 | 0 | 0 | 0 | 0 | 0 | 0 | 0.047552 | 0.00338 | 0.00675 | 0.01013 | 0.01351 | 0.05371 | 0 | 0.0052775 |  | 0.1983 | 0.2727 | 0.3698 | 0.3705
2014-11-21 | 13時 |  | 0 | 0 | 0 | 0 | [9 empty] | 0 | 0 | 0 | 0 | 0 | 0 | 0 | 0 | 0 | 0 | 0 | 0 | 0 | 0 | 0 | 0 | 0 | 0 | 0 | 0 | 0 | 0 | 0.047552 | 0.00033 | 0.00067 | 0.001 | 0.00133 | 0.11604 | 0 | 0 |  | 0.0483 | 0.0483 | 0.0711 | 0.0717
2014-11-21 | 14時 |  | 0 | 0 | 0 | 0 | [9 empty] | 0 | 0 | 0 | 0 | 0 | 0 | 0 | 0 | 0 | 0 | 0 | 0 | 0 | 0 | 0 | 0 | 0 | 0 | 0 | 0 | 0 | 0 | 0.047552 | 0.00013 | 0.00025 | 0.00038 | 0.0005 | 0.031168 | 0 | 0.017801 |  | 0.056 | 0.0561 | 0.0788 | 0.0795
2014-11-21 | 15時 |  | 2.6133 | 0 | 0 | 0 | [9 empty] | 0.25791 | 0 | 0 | 0 | 0 | 0 | 0 | 0 | 0 | 0 | 0 | 0 | 0 | 0 | 0 | 0 | 0 | 0 | 0 | 0 | 0 | 0 | 0.047552 | 0.00013 | 0.00025 | 0.00038 | 0.0005 | 0 | 0 | 0 |  | 0.056 | 0.0561 | 0.0788 | 0.0795
2014-11-21 | 16時 |  | 2.9753 | 0 | 0 | 0 | [9 empty] | 0.29002 | 0 | 0 | 0 | 0 | 0 | 0 | 0 | 0 | 0 | 0 | 0 | 0 | 0 | 0 | 0 | 0 | 0 | 0 | 0 | 0 | 0 | 0.047552 | 0.00033 | 0.00067 | 0.001 | 0.00133 | 0.062335 | 0 | 0.0052775 |  | 0.0483 | 0.0483 | 0.0711 | 0.0717
2014-11-21 | 17時 |  | 7.0192 | 0 | 3.4767 | 0 | [9 empty] | 0.58698 | 0 | 0 | 0 | 0 | 0.29044 | 0 | 0 | 0 | 0 | 0 | 0 | 0 | 0 | 0 | 0 | 0 | 0 | 0 | 0 | 0 | 0 | 0.047552 | 0.00033 | 0.00067 | 0.001 | 0.00133 | 0.10536 | 0 | 0.0082775 |  | 0.1304 | 0.2048 | 0.3019 | 0.3026
2014-11-21 | 18時 |  | 7.9399 | 0 | 0 | 0 | [9 empty] | 0.66527 | 0 | 0 | 0 | 0 | 0 | 0 | 0 | 0 | 0 | 0 | 0 | 0 | 0 | 0 | 0 | 0 | 0 | 0 | 0 | 0 | 0 | 0.047552 | 0.00642 | 0.01284 | 0.01926 | 0.02568 | 0.12467 | 0 | 0.0082775 |  | 0.303 | 0.3387 | 0.3972 | 0.5469
2014-11-21 | 19時 |  | 4.5632 | 0 | 4.5005 | 0 | [9 empty] | 0.44039 | 0 | 0 | 0 | 0 | 0.36414 | 0 | 0 | 0 | 0 | 0 | 0 | 0 | 0 | 0 | 0 | 0 | 0 | 0 | 0 | 0 | 0 | 0.047552 | 0.00642 | 0.01284 | 0.01926 | 0.02568 | 0.21072 | 0.10708 | 0.0082775 |  | 0.0991 | 0.1348 | 0.1932 | 0.1939
2014-11-21 | 20時 |  | 5.2405 | 0 | 4.6171 | 0 | [9 empty] | 0.48689 | 0 | 0 | 0 | 0 | 0.37326 | 0 | 0 | 0 | 0 | 0 | 0 | 0 | 0 | 0 | 0 | 0 | 0 | 0 | 0 | 0 | 0 | 0.047552 | 0.00033 | 0.00067 | 0.001 | 0.00133 | 0.14927 | 0.027125 | 0 |  | 0.0917 | 0.1275 | 0.2102 | 0.2109
2014-11-21 | 21時 |  | 5.7966 | 0 | 5.5883 | 0 | [9 empty] | 0.52707 | 0 | 0 | 0 | 0 | 0.52621 | 0 | 0 | 0 | 0 | 0 | 0 | 0 | 0 | 0 | 0 | 0 | 0 | 0 | 0 | 0 | 0 | 0.047552 | 0.00033 | 0.00067 | 0.001 | 0.00133 | 0.14618 | 0.10814 | 0.031304 |  | 0.1216 | 0.1873 | 0.2837 | 0.2844
2014-11-21 | 22時 |  | 6.1277 | 0 | 2.1946 | 0 | [9 empty] | 0.54186 | 0 | 0 | 0 | 0 | 0.23033 | 0 | 0 | 0 | 0 | 0 | 0 | 0 | 0 | 0 | 0 | 0 | 0 | 0 | 0 | 0 | 0 | 0.047552 | 0.00628 | 0.01256 | 0.01884 | 0.02512 | 0.12467 | 0.16133 | 0.043827 |  | 0.1738 | 0.1917 | 0.262 | 0.2626
2014-11-21 | 23時 |  | 0 | 0 | 0 | 0 | [9 empty] | 0 | 0 | 0 | 0 | 0 | 0 | 0 | 0 | 0 | 0 | 0 | 0 | 0 | 0 | 0 | 0 | 0 | 0 | 0 | 0 | 0 | 0 | 0.047552 | 0.0067 | 0.01339 | 0.02009 | 0.02679 | 0.12467 | 0.18881 | 0.031848 |  | 0.1877 | 0.2176 | 0.2756 | 0.2763
2014-11-22 | 0時 |  | 0 | 0 | 0 | 0 | [9 empty] | 0 | 0 | 0 | 0 | 0 | 0 | 0 | 0 | 0 | 0 | 0 | 0 | 0 | 0 | 0 | 0 | 0 | 0 | 0 | 0 | 0 | 0 | 0.047552 | 0.00013 | 0.00025 | 0.00038 | 0.0005 | 0 | 0.078899 | 0.011656 |  | 0.1578 | 0.1578 | 0.1806 | 0.1812
2014-11-22 | 1時 |  | 0 | 0 | 0 | 0 | [9 empty] | 0 | 0 | 0 | 0 | 0 | 0 | 0 | 0 | 0 | 0 | 0 | 0 | 0 | 0 | 0 | 0 | 0 | 0 | 0 | 0 | 0 | 0 | 0.047552 | 0.00013 | 0.00025 | 0.00038 | 0.0005 | 0 | 0 | 0 |  | 0.0483 | 0.0483 | 0.0711 | 0.0717
2014-11-22 | 2時 |  | 0 | 0 | 0 | 0 | [9 empty] | 0 | 0 | 0 | 0 | 0 | 0 | 0 | 0 | 0 | 0 | 0 | 0 | 0 | 0 | 0 | 0 | 0 | 0 | 0 | 0 | 0 | 0 | 0.047552 | 0.00013 | 0.00025 | 0.00038 | 0.0005 | 0 | 0 | 0 |  | 0.056 | 0.0561 | 0.0788 | 0.0795
2014-11-22 | 3時 |  | 0 | 0 | 0 | 0 | [9 empty] | 0 | 0 | 0 | 0 | 0 | 0 | 0 | 0 | 0 | 0 | 0 | 0 | 0 | 0 | 0 | 0 | 0 | 0 | 0 | 0 | 0 | 0 | 0.047552 | 0.00013 | 0.00025 | 0.00038 | 0.0005 | 0 | 0 | 0 |  | 0.056 | 0.0561 | 0.0788 | 0.0795
2014-11-22 | 4時 |  | 0 | 0 | 0 | 0 | [9 empty] | 0 | 0 | 0 | 0 | 0 | 0 | 0 | 0 | 0 | 0 | 0 | 0 | 0 | 0 | 0 | 0 | 0 | 0 | 0 | 0 | 0 | 0 | 0.047552 | 0.00013 | 0.00025 | 0.00038 | 0.0005 | 0 | 0 | 0 |  | 0.0483 | 0.0483 | 0.0711 | 0.0717
2014-11-22 | 5時 |  | 20.6194 | 5.9232 | 0 | 0 | [9 empty] | 3.583 | 0 | 0 | 0 | 0 | 0 | 0 | 0 | 0 | 0 | 0 | 0 | 0 | 0 | 0 | 0 | 0 | 0 | 0 | 0 | 0 | 0 | 0.047552 | 0.00013 | 0.00025 | 0.00038 | 0.0005 | 0 | 0 | 0 |  | 0.056 | 0.0561 | 0.0788 | 0.0795
2014-11-22 | 6時 |  | 8.6032 | 0 | 0 | 0 | [9 empty] | 0.95146 | 0 | 0 | 0 | 0 | 0 | 0 | 0 | 0 | 0 | 0 | 0 | 0 | 0 | 0 | 0 | 0 | 0 | 0 | 0 | 0 | 0 | 0.047552 | 0.00338 | 0.00675 | 0.01013 | 0.01351 | 0 | 0.024649 | 0.011815 |  | 0.1925 | 0.2611 | 0.3525 | 0.3531
2014-11-22 | 7時 |  | 5.5444 | 0 | 0 | 0 | [9 empty] | 0.6228 | 0 | 0 | 0 | 0 | 0 | 0 | 0 | 0 | 0 | 0 | 0 | 0 | 0 | 0 | 0 | 0 | 0 | 0 | 0 | 0 | 0 | 0.047552 | 0.00054 | 0.00108 | 0.00163 | 0.00217 | 0.13859 | 0.053895 | 0.036861 |  | 0.1524 | 0.248 | 0.3662 | 0.3669
2014-11-22 | 8時 |  | 3.1324 | 0 | 0 | 0 | [9 empty] | 0.32033 | 0 | 0 | 0 | 0 | 0 | 0 | 0 | 0 | 0 | 0 | 0 | 0 | 0 | 0 | 0 | 0 | 0 | 0 | 0 | 0 | 0 | 0.047552 | 0.00054 | 0.00108 | 0.00163 | 0.00217 | 0.093503 | 0 | 0.035602 |  | 0.1091 | 0.1448 | 0.2032 | 0.2039
2014-11-22 | 9時 |  | 0 | 0 | 0 | 0 | [9 empty] | 0 | 0 | 0 | 0 | 0 | 0 | 0 | 0 | 0 | 0 | 0 | 0 | 0 | 0 | 0 | 0 | 0 | 0 | 0 | 0 | 0 | 0 | 0.047552 | 0.00013 | 0.00025 | 0.00038 | 0.0005 | 0.17838 | 0.10971 | 0.042749 |  | 0.3011 | 0.3368 | 0.3953 | 0.396
2014-11-22 | 10時 |  | 0 | 0 | 0 | 0 | [9 empty] | 0 | 0 | 0 | 0 | 0 | 0 | 0 | 0 | 0 | 0 | 0 | 0 | 0 | 0 | 0 | 0 | 0 | 0 | 0 | 0 | 0 | 0 | 0.047552 | 0.00033 | 0.00067 | 0.001 | 0.00133 | 0.093503 | 0 | 0.012523 |  | 0.0483 | 0.0483 | 0.0711 | 0.0717
2014-11-22 | 11時 |  | 3.1195 | 0 | 0 | 0 | [9 empty] | 0.25439 | 0 | 0 | 0 | 0 | 0 | 0 | 0 | 0 | 0 | 0 | 0 | 0 | 0 | 0 | 0 | 0 | 0 | 0 | 0 | 0 | 0 | 0.047552 | 0.00013 | 0.00025 | 0.00038 | 0.0005 | 0 | 0 | 0.0052775 |  | 0.056 | 0.0561 | 0.0788 | 0.0795
2014-11-22 | 12時 |  | 0.062021 | 0 | 0 | 0 | [9 empty] | 0.11251 | 0 | 0 | 0 | 0 | 0 | 0 | 0 | 0 | 0 | 0 | 0 | 0 | 0 | 0 | 0 | 0 | 0 | 0 | 0 | 0 | 0 | 0.047552 | 0.00338 | 0.00675 | 0.01013 | 0.01351 | 0.05371 | 0 | 0.0052775 |  | 0.1983 | 0.2727 | 0.3698 | 0.3705
2014-11-22 | 13時 |  | 0 | 0 | 0 | 0 | [9 empty] | 0 | 0 | 0 | 0 | 0 | 0 | 0 | 0 | 0 | 0 | 0 | 0 | 0 | 0 | 0 | 0 | 0 | 0 | 0 | 0 | 0 | 0 | 0.047552 | 0.00033 | 0.00067 | 0.001 | 0.00133 | 0.11604 | 0 | 0 |  | 0.0483 | 0.0483 | 0.0711 | 0.0717
2014-11-22 | 14時 |  | 0 | 0 | 0 | 0 | [9 empty] | 0 | 0 | 0 | 0 | 0 | 0 | 0 | 0 | 0 | 0 | 0 | 0 | 0 | 0 | 0 | 0 | 0 | 0 | 0 | 0 | 0 | 0 | 0.047552 | 0.00013 | 0.00025 | 0.00038 | 0.0005 | 0.031168 | 0 | 0.017801 |  | 0.056 | 0.0561 | 0.0788 | 0.0795
2014-11-22 | 15時 |  | 4.2449 | 0 | 0 | 0 | [9 empty] | 0.30841 | 0 | 0 | 0 | 0 | 0 | 0 | 0 | 0 | 0 | 0 | 0 | 0 | 0 | 0 | 0 | 0 | 0 | 0 | 0 | 0 | 0 | 0.047552 | 0.00013 | 0.00025 | 0.00038 | 0.0005 | 0 | 0 | 0 |  | 0.056 | 0.0561 | 0.0788 | 0.0795
2014-11-22 | 16時 |  | 2.86 | 0 | 0 | 0 | [9 empty] | 0.23823 | 0 | 0 | 0 | 0 | 0 | 0 | 0 | 0 | 0 | 0 | 0 | 0 | 0 | 0 | 0 | 0 | 0 | 0 | 0 | 0 | 0 | 0.047552 | 0.00033 | 0.00067 | 0.001 | 0.00133 | 0.062335 | 0 | 0.0052775 |  | 0.0483 | 0.0483 | 0.0711 | 0.0717
2014-11-22 | 17時 |  | 4.7083 | 0 | 3.4696 | 0 | [9 empty] | 0.3339 | 0 | 0 | 0 | 0 | 0.24969 | 0 | 0 | 0 | 0 | 0 | 0 | 0 | 0 | 0 | 0 | 0 | 0 | 0 | 0 | 0 | 0 | 0.047552 | 0.00033 | 0.00067 | 0.001 | 0.00133 | 0.10536 | 0 | 0.0082775 |  | 0.1304 | 0.2048 | 0.3019 | 0.3026
2014-11-22 | 18時 |  | 4.8672 | 0 | 0 | 0 | [9 empty] | 0.34835 | 0 | 0 | 0 | 0 | 0 | 0 | 0 | 0 | 0 | 0 | 0 | 0 | 0 | 0 | 0 | 0 | 0 | 0 | 0 | 0 | 0 | 0.047552 | 0.00642 | 0.01284 | 0.01926 | 0.02568 | 0.12467 | 0 | 0.0082775 |  | 0.303 | 0.3387 | 0.3972 | 0.5469
2014-11-22 | 19時 |  | 2.6704 | 0 | 3.6321 | 0 | [9 empty] | 0.23801 | 0 | 0 | 0 | 0 | 0.2626 | 0 | 0 | 0 | 0 | 0 | 0 | 0 | 0 | 0 | 0 | 0 | 0 | 0 | 0 | 0 | 0 | 0.047552 | 0.00642 | 0.01284 | 0.01926 | 0.02568 | 0.21072 | 0.10708 | 0.0082775 |  | 0.0991 | 0.1348 | 0.1932 | 0.1939
2014-11-22 | 20時 |  | 3.2259 | 0 | 3.1849 | 0 | [9 empty] | 0.27103 | 0 | 0 | 0 | 0 | 0.24449 | 0 | 0 | 0 | 0 | 0 | 0 | 0 | 0 | 0 | 0 | 0 | 0 | 0 | 0 | 0 | 0 | 0.047552 | 0.00033 | 0.00067 | 0.001 | 0.00133 | 0.14927 | 0.027125 | 0 |  | 0.0917 | 0.1275 | 0.2102 | 0.2109
2014-11-22 | 21時 |  | 3.6377 | 0 | 3.4804 | 0 | [9 empty] | 0.29671 | 0 | 0 | 0 | 0 | 0.39057 | 0 | 0 | 0 | 0 | 0 | 0 | 0 | 0 | 0 | 0 | 0 | 0 | 0 | 0 | 0 | 0 | 0.047552 | 0.00033 | 0.00067 | 0.001 | 0.00133 | 0.14618 | 0.10814 | 0.031304 |  | 0.1216 | 0.1873 | 0.2837 | 0.2844
2014-11-22 | 22時 |  | 3.9896 | 0 | 1.3481 | 0 | [9 empty] | 0.32246 | 0 | 0 | 0 | 0 | 0.18562 | 0 | 0 | 0 | 0 | 0 | 0 | 0 | 0 | 0 | 0 | 0 | 0 | 0 | 0 | 0 | 0 | 0.047552 | 0.00628 | 0.01256 | 0.01884 | 0.02512 | 0.12467 | 0.16133 | 0.043827 |  | 0.1738 | 0.1917 | 0.262 | 0.2626
2014-11-22 | 23時 |  | 0 | 0 | 0 | 0 | [9 empty] | 0 | 0 | 0 | 0 | 0 | 0 | 0 | 0 | 0 | 0 | 0 | 0 | 0 | 0 | 0 | 0 | 0 | 0 | 0 | 0 | 0 | 0 | 0.047552 | 0.0067 | 0.01339 | 0.02009 | 0.02679 | 0.12467 | 0.18881 | 0.031848 |  | 0.1877 | 0.2176 | 0.2756 | 0.2763
2014-11-23 | 0時 |  | 0 | 0 | 0 | 0 | [9 empty] | 0 | 0 | 0 | 0 | 0 | 0 | 0 | 0 | 0 | 0 | 0 | 0 | 0 | 0 | 0 | 0 | 0 | 0 | 0 | 0 | 0 | 0 | 0.047552 | 0.00013 | 0.00025 | 0.00038 | 0.0005 | 0 | 0 | 0 |  | 0.1578 | 0.1578 | 0.1806 | 0.1812
2014-11-23 | 1時 |  | 0 | 0 | 0 | 0 | [9 empty] | 0 | 0 | 0 | 0 | 0 | 0 | 0 | 0 | 0 | 0 | 0 | 0 | 0 | 0 | 0 | 0 | 0 | 0 | 0 | 0 | 0 | 0 | 0.047552 | 0.00013 | 0.00025 | 0.00038 | 0.0005 | 0 | 0 | 0 |  | 0.0483 | 0.0483 | 0.0711 | 0.0717
2014-11-23 | 2時 |  | 0 | 0 | 0 | 0 | [9 empty] | 0 | 0 | 0 | 0 | 0 | 0 | 0 | 0 | 0 | 0 | 0 | 0 | 0 | 0 | 0 | 0 | 0 | 0 | 0 | 0 | 0 | 0 | 0.047552 | 0.00013 | 0.00025 | 0.00038 | 0.0005 | 0 | 0 | 0 |  | 0.056 | 0.0561 | 0.0788 | 0.0795
2014-11-23 | 3時 |  | 0 | 0 | 0 | 0 | [9 empty] | 0 | 0 | 0 | 0 | 0 | 0 | 0 | 0 | 0 | 0 | 0 | 0 | 0 | 0 | 0 | 0 | 0 | 0 | 0 | 0 | 0 | 0 | 0.047552 | 0.00013 | 0.00025 | 0.00038 | 0.0005 | 0 | 0 | 0 |  | 0.056 | 0.0561 | 0.0788 | 0.0795
2014-11-23 | 4時 |  | 0 | 0 | 0 | 0 | [9 empty] | 0 | 0 | 0 | 0 | 0 | 0 | 0 | 0 | 0 | 0 | 0 | 0 | 0 | 0 | 0 | 0 | 0 | 0 | 0 | 0 | 0 | 0 | 0.047552 | 0.00013 | 0.00025 | 0.00038 | 0.0005 | 0 | 0 | 0 |  | 0.0483 | 0.0483 | 0.0711 | 0.0717
2014-11-23 | 5時 |  | 0 | 0 | 0 | 0 | [9 empty] | 0 | 0 | 0 | 0 | 0 | 0 | 0 | 0 | 0 | 0 | 0 | 0 | 0 | 0 | 0 | 0 | 0 | 0 | 0 | 0 | 0 | 0 | 0.047552 | 0.00013 | 0.00025 | 0.00038 | 0.0005 | 0 | 0 | 0 |  | 0.056 | 0.0561 | 0.0788 | 0.0795
2014-11-23 | 6時 |  | 0 | 0 | 0 | 0 | [9 empty] | 0 | 0 | 0 | 0 | 0 | 0 | 0 | 0 | 0 | 0 | 0 | 0 | 0 | 0 | 0 | 0 | 0 | 0 | 0 | 0 | 0 | 0 | 0.047552 | 0.00013 | 0.00025 | 0.00038 | 0.0005 | 0 | 0 | 0 |  | 0.056 | 0.0561 | 0.0788 | 0.0795
2014-11-23 | 7時 |  | 16.4682 | 0 | 5.7246 | 0 | [9 empty] | 1.3661 | 0 | 0 | 0 | 0 | 0.38823 | 0 | 0 | 0 | 0 | 0 | 0 | 0 | 0 | 0 | 0 | 0 | 0 | 0 | 0 | 0 | 0 | 0.047552 | 0.00054 | 0.00108 | 0.00163 | 0.00217 | 0 | 0.024649 | 0.022689 |  | 0.1168 | 0.1854 | 0.2767 | 0.2774
2014-11-23 | 8時 |  | 2.9075 | 0 | 5.2089 | 0 | [9 empty] | 0.25535 | 0 | 0 | 0 | 0 | 0.47501 | 0 | 0 | 0 | 0 | 0 | 0 | 0 | 0 | 0 | 0 | 0 | 0 | 0 | 0 | 0 | 0 | 0.047552 | 0.00379 | 0.00759 | 0.01138 | 0.01518 | 0.084877 | 0.078545 | 0.064582 |  | 0.2156 | 0.2812 | 0.3696 | 0.3702
2014-11-23 | 9時 |  | 0.60056 | 0 | 0.36774 | 0 | [9 empty] | 0.13522 | 0 | 0 | 0 | 0 | 0.33602 | 0 | 0 | 0 | 0 | 0 | 0 | 0 | 0 | 0 | 0 | 0 | 0 | 0 | 0 | 0 | 0 | 0.047552 | 0.00033 | 0.00067 | 0.001 | 0.00133 | 0.23209 | 0.16325 | 0.052059 |  | 0.2163 | 0.252 | 0.3265 | 0.3272
2014-11-23 | 10時 |  | 1.4903 | 0 | 1.0561 | 0 | [9 empty] | 0.17971 | 0 | 0 | 0 | 0 | 0.34223 | 0 | 0 | 0 | 0 | 0 | 0 | 0 | 0 | 0 | 0 | 0 | 0 | 0 | 0 | 0 | 0 | 0.047552 | 0.00054 | 0.00108 | 0.00163 | 0.00217 | 0.12467 | 0.21558 | 0.037471 |  | 0.1917 | 0.2274 | 0.3128 | 0.3134
2014-11-23 | 11時 |  | 2.7556 | 0 | 0.78257 | 0 | [9 empty] | 0.23926 | 0 | 0 | 0 | 0 | 0.17297 | 0 | 0 | 0 | 0 | 0 | 0 | 0 | 0 | 0 | 0 | 0 | 0 | 0 | 0 | 0 | 0 | 0.047552 | 0.00033 | 0.00067 | 0.001 | 0.00133 | 0.12467 | 0.21558 | 0 |  | 0.1994 | 0.2352 | 0.315 | 0.3157
2014-11-23 | 12時 |  | 2.6722 | 0 | 0 | 0 | [9 empty] | 0.21606 | 0 | 0 | 0 | 0 | 0 | 0 | 0 | 0 | 0 | 0 | 0 | 0 | 0 | 0 | 0 | 0 | 0 | 0 | 0 | 0 | 0 | 0.047552 | 0.00338 | 0.00675 | 0.01013 | 0.01351 | 0.14721 | 0.13456 | 0.018352 |  | 0.1983 | 0.2727 | 0.3698 | 0.3705
2014-11-23 | 13時 |  | 0 | 0 | 0 | 0 | [9 empty] | 0 | 0 | 0 | 0 | 0 | 0 | 0 | 0 | 0 | 0 | 0 | 0 | 0 | 0 | 0 | 0 | 0 | 0 | 0 | 0 | 0 | 0 | 0.047552 | 0.00033 | 0.00067 | 0.001 | 0.00133 | 0.13756 | 0.026771 | 0.023629 |  | 0.0483 | 0.0483 | 0.0711 | 0.0717
2014-11-23 | 14時 |  | 0 | 0 | 0 | 0 | [9 empty] | 0 | 0 | 0 | 0 | 0 | 0 | 0 | 0 | 0 | 0 | 0 | 0 | 0 | 0 | 0 | 0 | 0 | 0 | 0 | 0 | 0 | 0 | 0.047552 | 0.00013 | 0.00025 | 0.00038 | 0.0005 | 0 | 0 | 0 |  | 0.056 | 0.0561 | 0.0788 | 0.0795
2014-11-23 | 15時 |  | 7.48 | 0 | 3.2782 | 0 | [9 empty] | 0.50998 | 0 | 0 | 0 | 0 | 0.24292 | 0 | 0 | 0 | 0 | 0 | 0 | 0 | 0 | 0 | 0 | 0 | 0 | 0 | 0 | 0 | 0 | 0.047552 | 0.00013 | 0.00025 | 0.00038 | 0.0005 | 0 | 0 | 0 |  | 0.056 | 0.0561 | 0.0788 | 0.0795
2014-11-23 | 16時 |  | 5.0854 | 0 | 1.4918 | 0 | [9 empty] | 0.34687 | 0 | 0 | 0 | 0 | 0.18161 | 0 | 0 | 0 | 0 | 0 | 0 | 0 | 0 | 0 | 0 | 0 | 0 | 0 | 0 | 0 | 0 | 0.047552 | 0.00054 | 0.00108 | 0.00163 | 0.00217 | 0.062335 | 0.054249 | 0.024058 |  | 0.2095 | 0.275 | 0.3956 | 0.5453
2014-11-23 | 17時 |  | 4.7852 | 0 | 1.5172 | 0 | [9 empty] | 0.32726 | 0 | 0 | 0 | 0 | 0.18164 | 0 | 0 | 0 | 0 | 0 | 0 | 0 | 0 | 0 | 0 | 0 | 0 | 0 | 0 | 0 | 0 | 0.047552 | 0.00642 | 0.01284 | 0.01926 | 0.02568 | 0.12467 | 0.1085 | 0.026923 |  | 0.2423 | 0.2781 | 0.3689 | 0.5187
2014-11-23 | 18時 |  | 2.5869 | 0 | 0 | 0 | [9 empty] | 0.21514 | 0 | 0 | 0 | 0 | 0 | 0 | 0 | 0 | 0 | 0 | 0 | 0 | 0 | 0 | 0 | 0 | 0 | 0 | 0 | 0 | 0 | 0.047552 | 0.00642 | 0.01284 | 0.01926 | 0.02568 | 0.21072 | 0.1085 | 0 |  | 0.1819 | 0.2177 | 0.2978 | 0.4476
2014-11-23 | 19時 |  | 2.5519 | 0 | 5.4201 | 0 | [9 empty] | 0.19896 | 0 | 0 | 0 | 0 | 0.4243 | 0 | 0 | 0 | 0 | 0 | 0 | 0 | 0 | 0 | 0 | 0 | 0 | 0 | 0 | 0 | 0 | 0.047552 | 0.00013 | 0.00025 | 0.00038 | 0.0005 | 0.12879 | 0 | 0.006537 |  | 0.0998 | 0.1355 | 0.2049 | 0.2056
2014-11-23 | 20時 |  | 2.7945 | 0 | 2.3893 | 0 | [9 empty] | 0.23193 | 0 | 0 | 0 | 0 | 0.35397 | 0 | 0 | 0 | 0 | 0 | 0 | 0 | 0 | 0 | 0 | 0 | 0 | 0 | 0 | 0 | 0 | 0.047552 | 0.00033 | 0.00067 | 0.001 | 0.00133 | 0.16769 | 0.10779 | 0.006537 |  | 0.0917 | 0.1275 | 0.2183 | 0.219
2014-11-23 | 21時 |  | 3.1615 | 0 | 1.7278 | 0 | [9 empty] | 0.2543 | 0 | 0 | 0 | 0 | 0.34569 | 0 | 0 | 0 | 0 | 0 | 0 | 0 | 0 | 0 | 0 | 0 | 0 | 0 | 0 | 0 | 0 | 0.047552 | 0.00628 | 0.01256 | 0.01884 | 0.02512 | 0.12467 | 0.18846 | 0.012659 |  | 0.1755 | 0.2411 | 0.3458 | 0.3465
2014-11-23 | 22時 |  | 0 | 0 | 0 | 0 | [9 empty] | 0 | 0 | 0 | 0 | 0 | 0 | 0 | 0 | 0 | 0 | 0 | 0 | 0 | 0 | 0 | 0 | 0 | 0 | 0 | 0 | 0 | 0 | 0.047552 | 0.00649 | 0.01298 | 0.01947 | 0.02595 | 0.12467 | 0.16133 | 0.043827 |  | 0.1139 | 0.1795 | 0.3002 | 0.3009
2014-11-23 | 23時 |  | 0 | 0 | 0 | 0 | [9 empty] | 0 | 0 | 0 | 0 | 0 | 0 | 0 | 0 | 0 | 0 | 0 | 0 | 0 | 0 | 0 | 0 | 0 | 0 | 0 | 0 | 0 | 0 | 0.047552 | 0.00331 | 0.00661 | 0.00992 | 0.01323 | 0.062335 | 0.15709 | 0.04296 |  | 0.1578 | 0.1578 | 0.1806 | 0.1812
2014-11-24 | 0時 |  | 0 | 0 | 0 | 0 | [9 empty] | 0 | 0 | 0 | 0 | 0 | 0 | 0 | 0 | 0 | 0 | 0 | 0 | 0 | 0 | 0 | 0 | 0 | 0 | 0 | 0 | 0 | 0 | 0.047552 | 0.00013 | 0.00025 | 0.00038 | 0.0005 | 0 | 0.078899 | 0.011656 |  | 0.1578 | 0.1578 | 0.1806 | 0.1812
2014-11-24 | 1時 |  | 0 | 0 | 0 | 0 | [9 empty] | 0 | 0 | 0 | 0 | 0 | 0 | 0 | 0 | 0 | 0 | 0 | 0 | 0 | 0 | 0 | 0 | 0 | 0 | 0 | 0 | 0 | 0 | 0.047552 | 0.00013 | 0.00025 | 0.00038 | 0.0005 | 0 | 0 | 0 |  | 0.0483 | 0.0483 | 0.0711 | 0.0717
2014-11-24 | 2時 |  | 0 | 0 | 0 | 0 | [9 empty] | 0 | 0 | 0 | 0 | 0 | 0 | 0 | 0 | 0 | 0 | 0 | 0 | 0 | 0 | 0 | 0 | 0 | 0 | 0 | 0 | 0 | 0 | 0.047552 | 0.00013 | 0.00025 | 0.00038 | 0.0005 | 0 | 0 | 0 |  | 0.056 | 0.0561 | 0.0788 | 0.0795
2014-11-24 | 3時 |  | 0 | 0 | 0 | 0 | [9 empty] | 0 | 0 | 0 | 0 | 0 | 0 | 0 | 0 | 0 | 0 | 0 | 0 | 0 | 0 | 0 | 0 | 0 | 0 | 0 | 0 | 0 | 0 | 0.047552 | 0.00013 | 0.00025 | 0.00038 | 0.0005 | 0 | 0 | 0 |  | 0.056 | 0.0561 | 0.0788 | 0.0795
2014-11-24 | 4時 |  | 0 | 0 | 0 | 0 | [9 empty] | 0 | 0 | 0 | 0 | 0 | 0 | 0 | 0 | 0 | 0 | 0 | 0 | 0 | 0 | 0 | 0 | 0 | 0 | 0 | 0 | 0 | 0 | 0.047552 | 0.00013 | 0.00025 | 0.00038 | 0.0005 | 0 | 0 | 0 |  | 0.0483 | 0.0483 | 0.0711 | 0.0717
2014-11-24 | 5時 |  | 18.3179 | 0 | 0 | 0 | [9 empty] | 1.65 | 0 | 0 | 0 | 0 | 0 | 0 | 0 | 0 | 0 | 0 | 0 | 0 | 0 | 0 | 0 | 0 | 0 | 0 | 0 | 0 | 0 | 0.047552 | 0.00013 | 0.00025 | 0.00038 | 0.0005 | 0 | 0 | 0 |  | 0.056 | 0.0561 | 0.0788 | 0.0795
2014-11-24 | 6時 |  | 6.267 | 0 | 0 | 0 | [9 empty] | 0.49832 | 0 | 0 | 0 | 0 | 0 | 0 | 0 | 0 | 0 | 0 | 0 | 0 | 0 | 0 | 0 | 0 | 0 | 0 | 0 | 0 | 0 | 0.047552 | 0.00338 | 0.00675 | 0.01013 | 0.01351 | 0 | 0.024649 | 0.011815 |  | 0.1925 | 0.2611 | 0.3525 | 0.3531
2014-11-24 | 7時 |  | 3.6231 | 0 | 0 | 0 | [9 empty] | 0.32833 | 0 | 0 | 0 | 0 | 0 | 0 | 0 | 0 | 0 | 0 | 0 | 0 | 0 | 0 | 0 | 0 | 0 | 0 | 0 | 0 | 0 | 0.047552 | 0.00054 | 0.00108 | 0.00163 | 0.00217 | 0.13859 | 0.053895 | 0.036861 |  | 0.1524 | 0.248 | 0.3662 | 0.3669
2014-11-24 | 8時 |  | 2.0512 | 0 | 0 | 0 | [9 empty] | 0.23016 | 0 | 0 | 0 | 0 | 0 | 0 | 0 | 0 | 0 | 0 | 0 | 0 | 0 | 0 | 0 | 0 | 0 | 0 | 0 | 0 | 0 | 0.047552 | 0.00054 | 0.00108 | 0.00163 | 0.00217 | 0.093503 | 0 | 0.035602 |  | 0.1091 | 0.1448 | 0.2032 | 0.2039
2014-11-24 | 9時 |  | 0 | 0 | 0 | 0 | [9 empty] | 0 | 0 | 0 | 0 | 0 | 0 | 0 | 0 | 0 | 0 | 0 | 0 | 0 | 0 | 0 | 0 | 0 | 0 | 0 | 0 | 0 | 0 | 0.047552 | 0.00013 | 0.00025 | 0.00038 | 0.0005 | 0.17838 | 0.10971 | 0.042749 |  | 0.3011 | 0.3368 | 0.3953 | 0.396
2014-11-24 | 10時 |  | 0 | 0 | 0 | 0 | [9 empty] | 0 | 0 | 0 | 0 | 0 | 0 | 0 | 0 | 0 | 0 | 0 | 0 | 0 | 0 | 0 | 0 | 0 | 0 | 0 | 0 | 0 | 0 | 0.047552 | 0.00033 | 0.00067 | 0.001 | 0.00133 | 0.093503 | 0 | 0.012523 |  | 0.0483 | 0.0483 | 0.0711 | 0.0717
2014-11-24 | 11時 |  | 0.11662 | 0 | 0 | 0 | [9 empty] | 0.12243 | 0 | 0 | 0 | 0 | 0 | 0 | 0 | 0 | 0 | 0 | 0 | 0 | 0 | 0 | 0 | 0 | 0 | 0 | 0 | 0 | 0 | 0.047552 | 0.00013 | 0.00025 | 0.00038 | 0.0005 | 0 | 0 | 0.0052775 |  | 0.056 | 0.0561 | 0.0788 | 0.0795
2014-11-24 | 12時 |  | 0.039172 | 0 | 0 | 0 | [9 empty] | 0.12005 | 0 | 0 | 0 | 0 | 0 | 0 | 0 | 0 | 0 | 0 | 0 | 0 | 0 | 0 | 0 | 0 | 0 | 0 | 0 | 0 | 0 | 0.047552 | 0.00338 | 0.00675 | 0.01013 | 0.01351 | 0.05371 | 0 | 0.0052775 |  | 0.1983 | 0.2727 | 0.3698 | 0.3705
2014-11-24 | 13時 |  | 0 | 0 | 0 | 0 | [9 empty] | 0 | 0 | 0 | 0 | 0 | 0 | 0 | 0 | 0 | 0 | 0 | 0 | 0 | 0 | 0 | 0 | 0 | 0 | 0 | 0 | 0 | 0 | 0.047552 | 0.00033 | 0.00067 | 0.001 | 0.00133 | 0.11604 | 0 | 0 |  | 0.0483 | 0.0483 | 0.0711 | 0.0717
2014-11-24 | 14時 |  | 0 | 0 | 0 | 0 | [9 empty] | 0 | 0 | 0 | 0 | 0 | 0 | 0 | 0 | 0 | 0 | 0 | 0 | 0 | 0 | 0 | 0 | 0 | 0 | 0 | 0 | 0 | 0 | 0.047552 | 0.00013 | 0.00025 | 0.00038 | 0.0005 | 0.031168 | 0 | 0.017801 |  | 0.056 | 0.0561 | 0.0788 | 0.0795
2014-11-24 | 15時 |  | 4.3803 | 0 | 0 | 0 | [9 empty] | 0.40698 | 0 | 0 | 0 | 0 | 0 | 0 | 0 | 0 | 0 | 0 | 0 | 0 | 0 | 0 | 0 | 0 | 0 | 0 | 0 | 0 | 0 | 0.047552 | 0.00013 | 0.00025 | 0.00038 | 0.0005 | 0 | 0 | 0 |  | 0.056 | 0.0561 | 0.0788 | 0.0795
2014-11-24 | 16時 |  | 3.9424 | 0 | 0 | 0 | [9 empty] | 0.47032 | 0 | 0 | 0 | 0 | 0 | 0 | 0 | 0 | 0 | 0 | 0 | 0 | 0 | 0 | 0 | 0 | 0 | 0 | 0 | 0 | 0 | 0.047552 | 0.00033 | 0.00067 | 0.001 | 0.00133 | 0.062335 | 0 | 0.0052775 |  | 0.0483 | 0.0483 | 0.0711 | 0.0717
2014-11-24 | 17時 |  | 7.6878 | 0 | 4.0728 | 0 | [9 empty] | 0.64116 | 0 | 0 | 0 | 0 | 0.33013 | 0 | 0 | 0 | 0 | 0 | 0 | 0 | 0 | 0 | 0 | 0 | 0 | 0 | 0 | 0 | 0 | 0.047552 | 0.00033 | 0.00067 | 0.001 | 0.00133 | 0.10536 | 0 | 0.0082775 |  | 0.1304 | 0.2048 | 0.3019 | 0.3026
2014-11-24 | 18時 |  | 8.312 | 0 | 0 | 0 | [9 empty] | 0.69507 | 0 | 0 | 0 | 0 | 0 | 0 | 0 | 0 | 0 | 0 | 0 | 0 | 0 | 0 | 0 | 0 | 0 | 0 | 0 | 0 | 0 | 0.047552 | 0.00642 | 0.01284 | 0.01926 | 0.02568 | 0.12467 | 0 | 0.0082775 |  | 0.303 | 0.3387 | 0.3972 | 0.5469
2014-11-24 | 19時 |  | 4.8148 | 0 | 4.9107 | 0 | [9 empty] | 0.45989 | 0 | 0 | 0 | 0 | 0.39543 | 0 | 0 | 0 | 0 | 0 | 0 | 0 | 0 | 0 | 0 | 0 | 0 | 0 | 0 | 0 | 0 | 0.047552 | 0.00642 | 0.01284 | 0.01926 | 0.02568 | 0.21072 | 0.10708 | 0.0082775 |  | 0.0991 | 0.1348 | 0.1932 | 0.1939
2014-11-24 | 20時 |  | 5.406 | 0 | 4.8065 | 0 | [9 empty] | 0.49794 | 0 | 0 | 0 | 0 | 0.38694 | 0 | 0 | 0 | 0 | 0 | 0 | 0 | 0 | 0 | 0 | 0 | 0 | 0 | 0 | 0 | 0 | 0.047552 | 0.00033 | 0.00067 | 0.001 | 0.00133 | 0.14927 | 0.027125 | 0 |  | 0.0917 | 0.1275 | 0.2102 | 0.2109
2014-11-24 | 21時 |  | 5.9405 | 0 | 5.7889 | 0 | [9 empty] | 0.53826 | 0 | 0 | 0 | 0 | 0.53821 | 0 | 0 | 0 | 0 | 0 | 0 | 0 | 0 | 0 | 0 | 0 | 0 | 0 | 0 | 0 | 0 | 0.047552 | 0.00033 | 0.00067 | 0.001 | 0.00133 | 0.14618 | 0.10814 | 0.031304 |  | 0.1216 | 0.1873 | 0.2837 | 0.2844
2014-11-24 | 22時 |  | 6.4687 | 0 | 2.34 | 0 | [9 empty] | 0.58478 | 0 | 0 | 0 | 0 | 0.2414 | 0 | 0 | 0 | 0 | 0 | 0 | 0 | 0 | 0 | 0 | 0 | 0 | 0 | 0 | 0 | 0 | 0.047552 | 0.00628 | 0.01256 | 0.01884 | 0.02512 | 0.12467 | 0.16133 | 0.043827 |  | 0.1738 | 0.1917 | 0.262 | 0.2626
2014-11-24 | 23時 |  | 0 | 0 | 0 | 0 | [9 empty] | 0 | 0 | 0 | 0 | 0 | 0 | 0 | 0 | 0 | 0 | 0 | 0 | 0 | 0 | 0 | 0 | 0 | 0 | 0 | 0 | 0 | 0 | 0.047552 | 0.0067 | 0.01339 | 0.02009 | 0.02679 | 0.12467 | 0.18881 | 0.031848 |  | 0.1877 | 0.2176 | 0.2756 | 0.2763
2014-11-25 | 0時 |  | 0 | 0 | 0 | 0 | [9 empty] | 0 | 0 | 0 | 0 | 0 | 0 | 0 | 0 | 0 | 0 | 0 | 0 | 0 | 0 | 0 | 0 | 0 | 0 | 0 | 0 | 0 | 0 | 0.047552 | 0.00013 | 0.00025 | 0.00038 | 0.0005 | 0 | 0 | 0 |  | 0.1578 | 0.1578 | 0.1806 | 0.1812
2014-11-25 | 1時 |  | 0 | 0 | 0 | 0 | [9 empty] | 0 | 0 | 0 | 0 | 0 | 0 | 0 | 0 | 0 | 0 | 0 | 0 | 0 | 0 | 0 | 0 | 0 | 0 | 0 | 0 | 0 | 0 | 0.047552 | 0.00013 | 0.00025 | 0.00038 | 0.0005 | 0 | 0 | 0 |  | 0.0483 | 0.0483 | 0.0711 | 0.0717
2014-11-25 | 2時 |  | 0 | 0 | 0 | 0 | [9 empty] | 0 | 0 | 0 | 0 | 0 | 0 | 0 | 0 | 0 | 0 | 0 | 0 | 0 | 0 | 0 | 0 | 0 | 0 | 0 | 0 | 0 | 0 | 0.047552 | 0.00013 | 0.00025 | 0.00038 | 0.0005 | 0 | 0 | 0 |  | 0.056 | 0.0561 | 0.0788 | 0.0795
2014-11-25 | 3時 |  | 0 | 0 | 0 | 0 | [9 empty] | 0 | 0 | 0 | 0 | 0 | 0 | 0 | 0 | 0 | 0 | 0 | 0 | 0 | 0 | 0 | 0 | 0 | 0 | 0 | 0 | 0 | 0 | 0.047552 | 0.00013 | 0.00025 | 0.00038 | 0.0005 | 0 | 0 | 0 |  | 0.056 | 0.0561 | 0.0788 | 0.0795
2014-11-25 | 4時 |  | 0 | 0 | 0 | 0 | [9 empty] | 0 | 0 | 0 | 0 | 0 | 0 | 0 | 0 | 0 | 0 | 0 | 0 | 0 | 0 | 0 | 0 | 0 | 0 | 0 | 0 | 0 | 0 | 0.047552 | 0.00013 | 0.00025 | 0.00038 | 0.0005 | 0 | 0 | 0 |  | 0.0483 | 0.0483 | 0.0711 | 0.0717
2014-11-25 | 5時 |  | 0 | 0 | 0 | 0 | [9 empty] | 0 | 0 | 0 | 0 | 0 | 0 | 0 | 0 | 0 | 0 | 0 | 0 | 0 | 0 | 0 | 0 | 0 | 0 | 0 | 0 | 0 | 0 | 0.047552 | 0.00013 | 0.00025 | 0.00038 | 0.0005 | 0 | 0 | 0 |  | 0.056 | 0.0561 | 0.0788 | 0.0795
2014-11-25 | 6時 |  | 0 | 0 | 0 | 0 | [9 empty] | 0 | 0 | 0 | 0 | 0 | 0 | 0 | 0 | 0 | 0 | 0 | 0 | 0 | 0 | 0 | 0 | 0 | 0 | 0 | 0 | 0 | 0 | 0.047552 | 0.00013 | 0.00025 | 0.00038 | 0.0005 | 0 | 0 | 0 |  | 0.056 | 0.0561 | 0.0788 | 0.0795
2014-11-25 | 7時 |  | 22.5073 | 0 | 8.3048 | 0 | [9 empty] | 2.4354 | 0 | 0 | 0 | 0 | 0.68171 | 0 | 0 | 0 | 0 | 0 | 0 | 0 | 0 | 0 | 0 | 0 | 0 | 0 | 0 | 0 | 0 | 0.047552 | 0.00054 | 0.00108 | 0.00163 | 0.00217 | 0 | 0.024649 | 0.022689 |  | 0.1168 | 0.1854 | 0.2767 | 0.2774
2014-11-25 | 8時 |  | 3.6706 | 0 | 7.2187 | 0 | [9 empty] | 0.35783 | 0 | 0 | 0 | 0 | 0.64317 | 0 | 0 | 0 | 0 | 0 | 0 | 0 | 0 | 0 | 0 | 0 | 0 | 0 | 0 | 0 | 0 | 0.047552 | 0.00379 | 0.00759 | 0.01138 | 0.01518 | 0.084877 | 0.078545 | 0.064582 |  | 0.2156 | 0.2812 | 0.3696 | 0.3702
2014-11-25 | 9時 |  | 1.0765 | 0 | 0.67305 | 0 | [9 empty] | 0.18954 | 0 | 0 | 0 | 0 | 0.36569 | 0 | 0 | 0 | 0 | 0 | 0 | 0 | 0 | 0 | 0 | 0 | 0 | 0 | 0 | 0 | 0 | 0.047552 | 0.00033 | 0.00067 | 0.001 | 0.00133 | 0.23209 | 0.16325 | 0.052059 |  | 0.2163 | 0.252 | 0.3265 | 0.3272
2014-11-25 | 10時 |  | 1.1728 | 0 | 0.49688 | 0 | [9 empty] | 0.19628 | 0 | 0 | 0 | 0 | 0.36577 | 0 | 0 | 0 | 0 | 0 | 0 | 0 | 0 | 0 | 0 | 0 | 0 | 0 | 0 | 0 | 0 | 0.047552 | 0.00054 | 0.00108 | 0.00163 | 0.00217 | 0.12467 | 0.21558 | 0.037471 |  | 0.1917 | 0.2274 | 0.3128 | 0.3134
2014-11-25 | 11時 |  | 2.6587 | 0 | 0.4564 | 0 | [9 empty] | 0.27749 | 0 | 0 | 0 | 0 | 0.17991 | 0 | 0 | 0 | 0 | 0 | 0 | 0 | 0 | 0 | 0 | 0 | 0 | 0 | 0 | 0 | 0 | 0.047552 | 0.00033 | 0.00067 | 0.001 | 0.00133 | 0.12467 | 0.21558 | 0 |  | 0.1994 | 0.2352 | 0.315 | 0.3157
2014-11-25 | 12時 |  | 1.4474 | 0 | 0 | 0 | [9 empty] | 0.20715 | 0 | 0 | 0 | 0 | 0 | 0 | 0 | 0 | 0 | 0 | 0 | 0 | 0 | 0 | 0 | 0 | 0 | 0 | 0 | 0 | 0 | 0.047552 | 0.00338 | 0.00675 | 0.01013 | 0.01351 | 0.14721 | 0.13456 | 0.018352 |  | 0.1983 | 0.2727 | 0.3698 | 0.3705
2014-11-25 | 13時 |  | 0 | 0 | 0 | 0 | [9 empty] | 0 | 0 | 0 | 0 | 0 | 0 | 0 | 0 | 0 | 0 | 0 | 0 | 0 | 0 | 0 | 0 | 0 | 0 | 0 | 0 | 0 | 0 | 0.047552 | 0.00033 | 0.00067 | 0.001 | 0.00133 | 0.13756 | 0.026771 | 0.023629 |  | 0.0483 | 0.0483 | 0.0711 | 0.0717
2014-11-25 | 14時 |  | 0 | 0 | 0 | 0 | [9 empty] | 0 | 0 | 0 | 0 | 0 | 0 | 0 | 0 | 0 | 0 | 0 | 0 | 0 | 0 | 0 | 0 | 0 | 0 | 0 | 0 | 0 | 0 | 0.047552 | 0.00013 | 0.00025 | 0.00038 | 0.0005 | 0 | 0 | 0 |  | 0.056 | 0.0561 | 0.0788 | 0.0795
2014-11-25 | 15時 |  | 9.1796 | 0 | 3.5841 | 0 | [9 empty] | 0.72446 | 0 | 0 | 0 | 0 | 0.2902 | 0 | 0 | 0 | 0 | 0 | 0 | 0 | 0 | 0 | 0 | 0 | 0 | 0 | 0 | 0 | 0 | 0.047552 | 0.00013 | 0.00025 | 0.00038 | 0.0005 | 0 | 0 | 0 |  | 0.056 | 0.0561 | 0.0788 | 0.0795
2014-11-25 | 16時 |  | 8.1384 | 0 | 2.1412 | 0 | [9 empty] | 0.64326 | 0 | 0 | 0 | 0 | 0.21989 | 0 | 0 | 0 | 0 | 0 | 0 | 0 | 0 | 0 | 0 | 0 | 0 | 0 | 0 | 0 | 0 | 0.047552 | 0.00054 | 0.00108 | 0.00163 | 0.00217 | 0.062335 | 0.054249 | 0.024058 |  | 0.2095 | 0.275 | 0.3956 | 0.5453
2014-11-25 | 17時 |  | 8.0751 | 0 | 2.293 | 0 | [9 empty] | 0.63404 | 0 | 0 | 0 | 0 | 0.22471 | 0 | 0 | 0 | 0 | 0 | 0 | 0 | 0 | 0 | 0 | 0 | 0 | 0 | 0 | 0 | 0 | 0.047552 | 0.00642 | 0.01284 | 0.01926 | 0.02568 | 0.12467 | 0.1085 | 0.026923 |  | 0.2423 | 0.2781 | 0.3689 | 0.5187
2014-11-25 | 18時 |  | 4.7579 | 0 | 0 | 0 | [9 empty] | 0.40654 | 0 | 0 | 0 | 0 | 0 | 0 | 0 | 0 | 0 | 0 | 0 | 0 | 0 | 0 | 0 | 0 | 0 | 0 | 0 | 0 | 0 | 0.047552 | 0.00642 | 0.01284 | 0.01926 | 0.02568 | 0.21072 | 0.1085 | 0 |  | 0.1819 | 0.2177 | 0.2978 | 0.4476
2014-11-25 | 19時 |  | 4.936 | 0 | 8.6548 | 0 | [9 empty] | 0.41208 | 0 | 0 | 0 | 0 | 0.65682 | 0 | 0 | 0 | 0 | 0 | 0 | 0 | 0 | 0 | 0 | 0 | 0 | 0 | 0 | 0 | 0 | 0.047552 | 0.00013 | 0.00025 | 0.00038 | 0.0005 | 0.12879 | 0 | 0.006537 |  | 0.0998 | 0.1355 | 0.2049 | 0.2056
2014-11-25 | 20時 |  | 4.8037 | 0 | 4.0191 | 0 | [9 empty] | 0.39837 | 0 | 0 | 0 | 0 | 0.41997 | 0 | 0 | 0 | 0 | 0 | 0 | 0 | 0 | 0 | 0 | 0 | 0 | 0 | 0 | 0 | 0 | 0.047552 | 0.00033 | 0.00067 | 0.001 | 0.00133 | 0.16769 | 0.10779 | 0.006537 |  | 0.0917 | 0.1275 | 0.2183 | 0.219
2014-11-25 | 21時 |  | 5.0751 | 0 | 3.1756 | 0 | [9 empty] | 0.41512 | 0 | 0 | 0 | 0 | 0.39412 | 0 | 0 | 0 | 0 | 0 | 0 | 0 | 0 | 0 | 0 | 0 | 0 | 0 | 0 | 0 | 0 | 0.047552 | 0.00628 | 0.01256 | 0.01884 | 0.02512 | 0.12467 | 0.18846 | 0.012659 |  | 0.1755 | 0.2411 | 0.3458 | 0.3465
2014-11-25 | 22時 |  | 0 | 0 | 0 | 0 | [9 empty] | 0 | 0 | 0 | 0 | 0 | 0 | 0 | 0 | 0 | 0 | 0 | 0 | 0 | 0 | 0 | 0 | 0 | 0 | 0 | 0 | 0 | 0 | 0.047552 | 0.00649 | 0.01298 | 0.01947 | 0.02595 | 0.12467 | 0.16133 | 0.043827 |  | 0.1139 | 0.1795 | 0.3002 | 0.3009
2014-11-25 | 23時 |  | 0 | 0 | 0 | 0 | [9 empty] | 0 | 0 | 0 | 0 | 0 | 0 | 0 | 0 | 0 | 0 | 0 | 0 | 0 | 0 | 0 | 0 | 0 | 0 | 0 | 0 | 0 | 0 | 0.047552 | 0.00331 | 0.00661 | 0.00992 | 0.01323 | 0.062335 | 0.15709 | 0.04296 |  | 0.1578 | 0.1578 | 0.1806 | 0.1812
2014-11-26 | 0時 |  | 0 | 0 | 0 | 0 | [9 empty] | 0 | 0 | 0 | 0 | 0 | 0 | 0 | 0 | 0 | 0 | 0 | 0 | 0 | 0 | 0 | 0 | 0 | 0 | 0 | 0 | 0 | 0 | 0.047552 | 0.00013 | 0.00025 | 0.00038 | 0.0005 | 0 | 0 | 0 |  | 0.1578 | 0.1578 | 0.1806 | 0.1812
2014-11-26 | 1時 |  | 0 | 0 | 0 | 0 | [9 empty] | 0 | 0 | 0 | 0 | 0 | 0 | 0 | 0 | 0 | 0 | 0 | 0 | 0 | 0 | 0 | 0 | 0 | 0 | 0 | 0 | 0 | 0 | 0.047552 | 0.00013 | 0.00025 | 0.00038 | 0.0005 | 0 | 0 | 0 |  | 0.0483 | 0.0483 | 0.0711 | 0.0717
2014-11-26 | 2時 |  | 0 | 0 | 0 | 0 | [9 empty] | 0 | 0 | 0 | 0 | 0 | 0 | 0 | 0 | 0 | 0 | 0 | 0 | 0 | 0 | 0 | 0 | 0 | 0 | 0 | 0 | 0 | 0 | 0.047552 | 0.00013 | 0.00025 | 0.00038 | 0.0005 | 0 | 0 | 0 |  | 0.056 | 0.0561 | 0.0788 | 0.0795
2014-11-26 | 3時 |  | 0 | 0 | 0 | 0 | [9 empty] | 0 | 0 | 0 | 0 | 0 | 0 | 0 | 0 | 0 | 0 | 0 | 0 | 0 | 0 | 0 | 0 | 0 | 0 | 0 | 0 | 0 | 0 | 0.047552 | 0.00013 | 0.00025 | 0.00038 | 0.0005 | 0 | 0 | 0 |  | 0.056 | 0.0561 | 0.0788 | 0.0795
2014-11-26 | 4時 |  | 0 | 0 | 0 | 0 | [9 empty] | 0 | 0 | 0 | 0 | 0 | 0 | 0 | 0 | 0 | 0 | 0 | 0 | 0 | 0 | 0 | 0 | 0 | 0 | 0 | 0 | 0 | 0 | 0.047552 | 0.00013 | 0.00025 | 0.00038 | 0.0005 | 0 | 0 | 0 |  | 0.0483 | 0.0483 | 0.0711 | 0.0717
2014-11-26 | 5時 |  | 0 | 0 | 0 | 0 | [9 empty] | 0 | 0 | 0 | 0 | 0 | 0 | 0 | 0 | 0 | 0 | 0 | 0 | 0 | 0 | 0 | 0 | 0 | 0 | 0 | 0 | 0 | 0 | 0.047552 | 0.00013 | 0.00025 | 0.00038 | 0.0005 | 0 | 0 | 0 |  | 0.056 | 0.0561 | 0.0788 | 0.0795
2014-11-26 | 6時 |  | 0 | 0 | 0 | 0 | [9 empty] | 0 | 0 | 0 | 0 | 0 | 0 | 0 | 0 | 0 | 0 | 0 | 0 | 0 | 0 | 0 | 0 | 0 | 0 | 0 | 0 | 0 | 0 | 0.047552 | 0.00033 | 0.00067 | 0.001 | 0.00133 | 0 | 0.024649 | 0.011815 |  | 0.0859 | 0.1159 | 0.1685 | 0.1692
2014-11-26 | 7時 |  | 20.1896 | 0 | 7.0191 | 0 | [9 empty] | 1.9358 | 0 | 0 | 0 | 0 | 0.51672 | 0 | 0 | 0 | 0 | 0 | 0 | 0 | 0 | 0 | 0 | 0 | 0 | 0 | 0 | 0 | 0 | 0.047552 | 0.00033 | 0.00067 | 0.001 | 0.00133 | 0.093503 | 0 | 0.015347 |  | 0.2346 | 0.2703 | 0.3287 | 0.3294
2014-11-26 | 8時 |  | 4.3253 | 0 | 6.8782 | 0 | [9 empty] | 0.33636 | 0 | 0 | 0 | 0 | 0.55465 | 0 | 0 | 0 | 0 | 0 | 0 | 0 | 0 | 0 | 0 | 0 | 0 | 0 | 0 | 0 | 0 | 0.047552 | 0.00705 | 0.01409 | 0.02114 | 0.02818 | 0.13653 | 0.078545 | 0.060527 |  | 0.2282 | 0.3325 | 0.4595 | 0.4602
2014-11-26 | 9時 |  | 0.81521 | 0 | 0.42804 | 0 | [9 empty] | 0.14407 | 0 | 0 | 0 | 0 | 0.33606 | 0 | 0 | 0 | 0 | 0 | 0 | 0 | 0 | 0 | 0 | 0 | 0 | 0 | 0 | 0 | 0 | 0.047552 | 0.00013 | 0.00025 | 0.00038 | 0.0005 | 0.084877 | 0.053895 | 0.0052775 |  | 0.056 | 0.0561 | 0.0788 | 0.0795
2014-11-26 | 10時 |  | 0.024343 | 0 | 0.01462 | 0 | [9 empty] | 0.111 | 0 | 0 | 0 | 0 | 0.33296 | 0 | 0 | 0 | 0 | 0 | 0 | 0 | 0 | 0 | 0 | 0 | 0 | 0 | 0 | 0 | 0 | 0.047552 | 0.00013 | 0.00025 | 0.00038 | 0.0005 | 0 | 0 | 0 |  | 0.0483 | 0.0483 | 0.0711 | 0.0717
2014-11-26 | 11時 |  | 0.68766 | 0 | 0.014524 | 0 | [9 empty] | 0.13553 | 0 | 0 | 0 | 0 | 0.1665 | 0 | 0 | 0 | 0 | 0 | 0 | 0 | 0 | 0 | 0 | 0 | 0 | 0 | 0 | 0 | 0 | 0.047552 | 0.00013 | 0.00025 | 0.00038 | 0.0005 | 0 | 0 | 0 |  | 0.056 | 0.0561 | 0.0788 | 0.0795
2014-11-26 | 12時 |  | 1.5067 | 0 | 0 | 0 | [9 empty] | 0.17086 | 0 | 0 | 0 | 0 | 0 | 0 | 0 | 0 | 0 | 0 | 0 | 0 | 0 | 0 | 0 | 0 | 0 | 0 | 0 | 0 | 0 | 0.047552 | 0.00013 | 0.00025 | 0.00038 | 0.0005 | 0 | 0 | 0 |  | 0.056 | 0.0561 | 0.0788 | 0.0795
2014-11-26 | 13時 |  | 0 | 0 | 0 | 0 | [9 empty] | 0 | 0 | 0 | 0 | 0 | 0 | 0 | 0 | 0 | 0 | 0 | 0 | 0 | 0 | 0 | 0 | 0 | 0 | 0 | 0 | 0 | 0 | 0.047552 | 0.00013 | 0.00025 | 0.00038 | 0.0005 | 0 | 0 | 0 |  | 0.0483 | 0.0483 | 0.0711 | 0.0717
2014-11-26 | 14時 |  | 0 | 0 | 0 | 0 | [9 empty] | 0 | 0 | 0 | 0 | 0 | 0 | 0 | 0 | 0 | 0 | 0 | 0 | 0 | 0 | 0 | 0 | 0 | 0 | 0 | 0 | 0 | 0 | 0.047552 | 0.00013 | 0.00025 | 0.00038 | 0.0005 | 0 | 0 | 0 |  | 0.056 | 0.0561 | 0.0788 | 0.0795
2014-11-26 | 15時 |  | 5.662 | 0 | 2.1366 | 0 | [9 empty] | 0.39058 | 0 | 0 | 0 | 0 | 0.20024 | 0 | 0 | 0 | 0 | 0 | 0 | 0 | 0 | 0 | 0 | 0 | 0 | 0 | 0 | 0 | 0 | 0.047552 | 0.00013 | 0.00025 | 0.00038 | 0.0005 | 0 | 0 | 0 |  | 0.056 | 0.0561 | 0.0788 | 0.0795
2014-11-26 | 16時 |  | 5.2907 | 0 | 1.3156 | 0 | [9 empty] | 0.38712 | 0 | 0 | 0 | 0 | 0.18294 | 0 | 0 | 0 | 0 | 0 | 0 | 0 | 0 | 0 | 0 | 0 | 0 | 0 | 0 | 0 | 0 | 0.047552 | 0.00013 | 0.00025 | 0.00038 | 0.0005 | 0 | 0 | 0 |  | 0.0483 | 0.0483 | 0.0711 | 0.0717
2014-11-26 | 17時 |  | 5.3931 | 0 | 1.5074 | 0 | [9 empty] | 0.39325 | 0 | 0 | 0 | 0 | 0.18713 | 0 | 0 | 0 | 0 | 0 | 0 | 0 | 0 | 0 | 0 | 0 | 0 | 0 | 0 | 0 | 0 | 0.047552 | 0.00013 | 0.00025 | 0.00038 | 0.0005 | 0 | 0 | 0 |  | 0.056 | 0.0561 | 0.0788 | 0.0795
2014-11-26 | 18時 |  | 3.0157 | 0 | 0 | 0 | [9 empty] | 0.26103 | 0 | 0 | 0 | 0 | 0 | 0 | 0 | 0 | 0 | 0 | 0 | 0 | 0 | 0 | 0 | 0 | 0 | 0 | 0 | 0 | 0 | 0.047552 | 0.00013 | 0.00025 | 0.00038 | 0.0005 | 0 | 0 | 0 |  | 0.056 | 0.0561 | 0.0788 | 0.0795
2014-11-26 | 19時 |  | 3.446 | 0 | 6.0475 | 0 | [9 empty] | 0.2886 | 0 | 0 | 0 | 0 | 0.48559 | 0 | 0 | 0 | 0 | 0 | 0 | 0 | 0 | 0 | 0 | 0 | 0 | 0 | 0 | 0 | 0 | 0.047552 | 0.00013 | 0.00025 | 0.00038 | 0.0005 | 0 | 0 | 0 |  | 0.0483 | 0.0483 | 0.0711 | 0.0717
2014-11-26 | 20時 |  | 3.5723 | 0 | 2.9545 | 0 | [9 empty] | 0.30147 | 0 | 0 | 0 | 0 | 0.37833 | 0 | 0 | 0 | 0 | 0 | 0 | 0 | 0 | 0 | 0 | 0 | 0 | 0 | 0 | 0 | 0 | 0.047552 | 0.00054 | 0.00108 | 0.00163 | 0.00217 | 0.062335 | 0 | 0.0082775 |  | 0.1304 | 0.2048 | 0.3129 | 0.4626
2014-11-26 | 21時 |  | 4.0953 | 0 | 2.415 | 0 | [9 empty] | 0.34125 | 0 | 0 | 0 | 0 | 0.37049 | 0 | 0 | 0 | 0 | 0 | 0 | 0 | 0 | 0 | 0 | 0 | 0 | 0 | 0 | 0 | 0 | 0.047552 | 0.00033 | 0.00067 | 0.001 | 0.00133 | 0.12467 | 0.026771 | 0.031304 |  | 0.1755 | 0.2411 | 0.3322 | 0.4447
2014-11-26 | 22時 |  | 0 | 0 | 0 | 0 | [9 empty] | 0 | 0 | 0 | 0 | 0 | 0 | 0 | 0 | 0 | 0 | 0 | 0 | 0 | 0 | 0 | 0 | 0 | 0 | 0 | 0 | 0 | 0 | 0.047552 | 0.00352 | 0.00703 | 0.01055 | 0.01406 | 0.12467 | 0.16133 | 0.043827 |  | 0.051 | 0.0511 | 0.0952 | 0.0959
2014-11-26 | 23時 |  | 0 | 0 | 0 | 0 | [9 empty] | 0 | 0 | 0 | 0 | 0 | 0 | 0 | 0 | 0 | 0 | 0 | 0 | 0 | 0 | 0 | 0 | 0 | 0 | 0 | 0 | 0 | 0 | 0.047552 | 0.00628 | 0.01256 | 0.01884 | 0.02512 | 0.062335 | 0.15709 | 0.044922 |  | 0.1877 | 0.2176 | 0.2703 | 0.2709
2014-11-27 | 0時 |  | 0 | 0 | 0 | 0 | [9 empty] | 0 | 0 | 0 | 0 | 0 | 0 | 0 | 0 | 0 | 0 | 0 | 0 | 0 | 0 | 0 | 0 | 0 | 0 | 0 | 0 | 0 | 0 | 0.047552 | 0.00013 | 0.00025 | 0.00038 | 0.0005 | 0 | 0.078899 | 0.011656 |  | 0.1578 | 0.1578 | 0.1806 | 0.1812
2014-11-27 | 1時 |  | 0 | 0 | 0 | 0 | [9 empty] | 0 | 0 | 0 | 0 | 0 | 0 | 0 | 0 | 0 | 0 | 0 | 0 | 0 | 0 | 0 | 0 | 0 | 0 | 0 | 0 | 0 | 0 | 0.047552 | 0.00013 | 0.00025 | 0.00038 | 0.0005 | 0 | 0 | 0 |  | 0.0483 | 0.0483 | 0.0711 | 0.0717
2014-11-27 | 2時 |  | 0 | 0 | 0 | 0 | [9 empty] | 0 | 0 | 0 | 0 | 0 | 0 | 0 | 0 | 0 | 0 | 0 | 0 | 0 | 0 | 0 | 0 | 0 | 0 | 0 | 0 | 0 | 0 | 0.047552 | 0.00013 | 0.00025 | 0.00038 | 0.0005 | 0 | 0 | 0 |  | 0.056 | 0.0561 | 0.0788 | 0.0795
2014-11-27 | 3時 |  | 0 | 0 | 0 | 0 | [9 empty] | 0 | 0 | 0 | 0 | 0 | 0 | 0 | 0 | 0 | 0 | 0 | 0 | 0 | 0 | 0 | 0 | 0 | 0 | 0 | 0 | 0 | 0 | 0.047552 | 0.00013 | 0.00025 | 0.00038 | 0.0005 | 0 | 0 | 0 |  | 0.056 | 0.0561 | 0.0788 | 0.0795
2014-11-27 | 4時 |  | 0 | 0 | 0 | 0 | [9 empty] | 0 | 0 | 0 | 0 | 0 | 0 | 0 | 0 | 0 | 0 | 0 | 0 | 0 | 0 | 0 | 0 | 0 | 0 | 0 | 0 | 0 | 0 | 0.047552 | 0.00013 | 0.00025 | 0.00038 | 0.0005 | 0 | 0 | 0 |  | 0.0483 | 0.0483 | 0.0711 | 0.0717
2014-11-27 | 5時 |  | 21.3542 | 0.37975 | 0 | 0 | [9 empty] | 3.6286 | 0 | 0 | 0 | 0 | 0 | 0 | 0 | 0 | 0 | 0 | 0 | 0 | 0 | 0 | 0 | 0 | 0 | 0 | 0 | 0 | 0 | 0.047552 | 0.00013 | 0.00025 | 0.00038 | 0.0005 | 0 | 0 | 0 |  | 0.056 | 0.0561 | 0.0788 | 0.0795
2014-11-27 | 6時 |  | 7.9145 | 0 | 0 | 0 | [9 empty] | 0.82712 | 0 | 0 | 0 | 0 | 0 | 0 | 0 | 0 | 0 | 0 | 0 | 0 | 0 | 0 | 0 | 0 | 0 | 0 | 0 | 0 | 0 | 0.047552 | 0.00338 | 0.00675 | 0.01013 | 0.01351 | 0 | 0.024649 | 0.011815 |  | 0.1925 | 0.2611 | 0.3525 | 0.3531
2014-11-27 | 7時 |  | 5.7802 | 0 | 0 | 0 | [9 empty] | 0.59878 | 0 | 0 | 0 | 0 | 0 | 0 | 0 | 0 | 0 | 0 | 0 | 0 | 0 | 0 | 0 | 0 | 0 | 0 | 0 | 0 | 0 | 0.047552 | 0.00054 | 0.00108 | 0.00163 | 0.00217 | 0.13859 | 0.053895 | 0.036861 |  | 0.1524 | 0.248 | 0.3662 | 0.3669
2014-11-27 | 8時 |  | 1.2581 | 0 | 0 | 0 | [9 empty] | 0.18286 | 0 | 0 | 0 | 0 | 0 | 0 | 0 | 0 | 0 | 0 | 0 | 0 | 0 | 0 | 0 | 0 | 0 | 0 | 0 | 0 | 0 | 0.047552 | 0.00054 | 0.00108 | 0.00163 | 0.00217 | 0.093503 | 0 | 0.035602 |  | 0.1091 | 0.1448 | 0.2032 | 0.2039
2014-11-27 | 9時 |  | 0 | 0 | 0 | 0 | [9 empty] | 0 | 0 | 0 | 0 | 0 | 0 | 0 | 0 | 0 | 0 | 0 | 0 | 0 | 0 | 0 | 0 | 0 | 0 | 0 | 0 | 0 | 0 | 0.047552 | 0.00013 | 0.00025 | 0.00038 | 0.0005 | 0.17838 | 0.10971 | 0.042749 |  | 0.3011 | 0.3368 | 0.3953 | 0.396
2014-11-27 | 10時 |  | 0 | 0 | 0 | 0 | [9 empty] | 0 | 0 | 0 | 0 | 0 | 0 | 0 | 0 | 0 | 0 | 0 | 0 | 0 | 0 | 0 | 0 | 0 | 0 | 0 | 0 | 0 | 0 | 0.047552 | 0.00033 | 0.00067 | 0.001 | 0.00133 | 0.093503 | 0 | 0.012523 |  | 0.0483 | 0.0483 | 0.0711 | 0.0717
2014-11-27 | 11時 |  | 0.069959 | 0 | 0 | 0 | [9 empty] | 0.10917 | 0 | 0 | 0 | 0 | 0 | 0 | 0 | 0 | 0 | 0 | 0 | 0 | 0 | 0 | 0 | 0 | 0 | 0 | 0 | 0 | 0 | 0.047552 | 0.00013 | 0.00025 | 0.00038 | 0.0005 | 0 | 0 | 0.0052775 |  | 0.056 | 0.0561 | 0.0788 | 0.0795
2014-11-27 | 12時 |  | 0.027573 | 0 | 0 | 0 | [9 empty] | 0.10802 | 0 | 0 | 0 | 0 | 0 | 0 | 0 | 0 | 0 | 0 | 0 | 0 | 0 | 0 | 0 | 0 | 0 | 0 | 0 | 0 | 0 | 0.047552 | 0.00338 | 0.00675 | 0.01013 | 0.01351 | 0.05371 | 0 | 0.0052775 |  | 0.1983 | 0.2727 | 0.3698 | 0.3705
2014-11-27 | 13時 |  | 0 | 0 | 0 | 0 | [9 empty] | 0 | 0 | 0 | 0 | 0 | 0 | 0 | 0 | 0 | 0 | 0 | 0 | 0 | 0 | 0 | 0 | 0 | 0 | 0 | 0 | 0 | 0 | 0.047552 | 0.00033 | 0.00067 | 0.001 | 0.00133 | 0.11604 | 0 | 0 |  | 0.0483 | 0.0483 | 0.0711 | 0.0717
2014-11-27 | 14時 |  | 0 | 0 | 0 | 0 | [9 empty] | 0 | 0 | 0 | 0 | 0 | 0 | 0 | 0 | 0 | 0 | 0 | 0 | 0 | 0 | 0 | 0 | 0 | 0 | 0 | 0 | 0 | 0 | 0.047552 | 0.00013 | 0.00025 | 0.00038 | 0.0005 | 0.031168 | 0 | 0.017801 |  | 0.056 | 0.0561 | 0.0788 | 0.0795
2014-11-27 | 15時 |  | 0.12059 | 0 | 0 | 0 | [9 empty] | 0.11483 | 0 | 0 | 0 | 0 | 0 | 0 | 0 | 0 | 0 | 0 | 0 | 0 | 0 | 0 | 0 | 0 | 0 | 0 | 0 | 0 | 0 | 0.047552 | 0.00013 | 0.00025 | 0.00038 | 0.0005 | 0 | 0 | 0 |  | 0.056 | 0.0561 | 0.0788 | 0.0795
2014-11-27 | 16時 |  | 1.1383 | 0 | 0 | 0 | [9 empty] | 0.15711 | 0 | 0 | 0 | 0 | 0 | 0 | 0 | 0 | 0 | 0 | 0 | 0 | 0 | 0 | 0 | 0 | 0 | 0 | 0 | 0 | 0 | 0.047552 | 0.00033 | 0.00067 | 0.001 | 0.00133 | 0.062335 | 0 | 0.0052775 |  | 0.0483 | 0.0483 | 0.0711 | 0.0717
2014-11-27 | 17時 |  | 3.3422 | 0 | 1.5961 | 0 | [9 empty] | 0.26117 | 0 | 0 | 0 | 0 | 0.18557 | 0 | 0 | 0 | 0 | 0 | 0 | 0 | 0 | 0 | 0 | 0 | 0 | 0 | 0 | 0 | 0 | 0.047552 | 0.00033 | 0.00067 | 0.001 | 0.00133 | 0.10536 | 0 | 0.0082775 |  | 0.1304 | 0.2048 | 0.3019 | 0.3026
2014-11-27 | 18時 |  | 3.6658 | 0 | 0 | 0 | [9 empty] | 0.28015 | 0 | 0 | 0 | 0 | 0 | 0 | 0 | 0 | 0 | 0 | 0 | 0 | 0 | 0 | 0 | 0 | 0 | 0 | 0 | 0 | 0 | 0.047552 | 0.00642 | 0.01284 | 0.01926 | 0.02568 | 0.12467 | 0 | 0.0082775 |  | 0.303 | 0.3387 | 0.3972 | 0.5469
2014-11-27 | 19時 |  | 2.1225 | 0 | 2.2755 | 0 | [9 empty] | 0.2229 | 0 | 0 | 0 | 0 | 0.21263 | 0 | 0 | 0 | 0 | 0 | 0 | 0 | 0 | 0 | 0 | 0 | 0 | 0 | 0 | 0 | 0 | 0.047552 | 0.00642 | 0.01284 | 0.01926 | 0.02568 | 0.21072 | 0.10708 | 0.0082775 |  | 0.0991 | 0.1348 | 0.1932 | 0.1939
2014-11-27 | 20時 |  | 2.987 | 0 | 2.7262 | 0 | [9 empty] | 0.2778 | 0 | 0 | 0 | 0 | 0.23311 | 0 | 0 | 0 | 0 | 0 | 0 | 0 | 0 | 0 | 0 | 0 | 0 | 0 | 0 | 0 | 0 | 0.047552 | 0.00033 | 0.00067 | 0.001 | 0.00133 | 0.14927 | 0.027125 | 0 |  | 0.0917 | 0.1275 | 0.2102 | 0.2109
2014-11-27 | 21時 |  | 3.772 | 0 | 3.3492 | 0 | [9 empty] | 0.33844 | 0 | 0 | 0 | 0 | 0.40201 | 0 | 0 | 0 | 0 | 0 | 0 | 0 | 0 | 0 | 0 | 0 | 0 | 0 | 0 | 0 | 0 | 0.047552 | 0.00033 | 0.00067 | 0.001 | 0.00133 | 0.14618 | 0.10814 | 0.031304 |  | 0.1216 | 0.1873 | 0.2837 | 0.2844
2014-11-27 | 22時 |  | 4.3821 | 0 | 1.4367 | 0 | [9 empty] | 0.46845 | 0 | 0 | 0 | 0 | 0.20825 | 0 | 0 | 0 | 0 | 0 | 0 | 0 | 0 | 0 | 0 | 0 | 0 | 0 | 0 | 0 | 0 | 0.047552 | 0.00628 | 0.01256 | 0.01884 | 0.02512 | 0.12467 | 0.16133 | 0.043827 |  | 0.1738 | 0.1917 | 0.262 | 0.2626
2014-11-27 | 23時 |  | 0 | 0 | 0 | 0 | [9 empty] | 0 | 0 | 0 | 0 | 0 | 0 | 0 | 0 | 0 | 0 | 0 | 0 | 0 | 0 | 0 | 0 | 0 | 0 | 0 | 0 | 0 | 0 | 0.047552 | 0.0067 | 0.01339 | 0.02009 | 0.02679 | 0.12467 | 0.18881 | 0.031848 |  | 0.1877 | 0.2176 | 0.2756 | 0.2763
2014-11-28 | 0時 |  | 0 | 0 | 0 | 0 | [9 empty] | 0 | 0 | 0 | 0 | 0 | 0 | 0 | 0 | 0 | 0 | 0 | 0 | 0 | 0 | 0 | 0 | 0 | 0 | 0 | 0 | 0 | 0 | 0.047552 | 0.00013 | 0.00025 | 0.00038 | 0.0005 | 0 | 0.078899 | 0.011656 |  | 0.1578 | 0.1578 | 0.1806 | 0.1812
2014-11-28 | 1時 |  | 0 | 0 | 0 | 0 | [9 empty] | 0 | 0 | 0 | 0 | 0 | 0 | 0 | 0 | 0 | 0 | 0 | 0 | 0 | 0 | 0 | 0 | 0 | 0 | 0 | 0 | 0 | 0 | 0.047552 | 0.00013 | 0.00025 | 0.00038 | 0.0005 | 0 | 0 | 0 |  | 0.0483 | 0.0483 | 0.0711 | 0.0717
2014-11-28 | 2時 |  | 0 | 0 | 0 | 0 | [9 empty] | 0 | 0 | 0 | 0 | 0 | 0 | 0 | 0 | 0 | 0 | 0 | 0 | 0 | 0 | 0 | 0 | 0 | 0 | 0 | 0 | 0 | 0 | 0.047552 | 0.00013 | 0.00025 | 0.00038 | 0.0005 | 0 | 0 | 0 |  | 0.056 | 0.0561 | 0.0788 | 0.0795
2014-11-28 | 3時 |  | 0 | 0 | 0 | 0 | [9 empty] | 0 | 0 | 0 | 0 | 0 | 0 | 0 | 0 | 0 | 0 | 0 | 0 | 0 | 0 | 0 | 0 | 0 | 0 | 0 | 0 | 0 | 0 | 0.047552 | 0.00013 | 0.00025 | 0.00038 | 0.0005 | 0 | 0 | 0 |  | 0.056 | 0.0561 | 0.0788 | 0.0795
2014-11-28 | 4時 |  | 0 | 0 | 0 | 0 | [9 empty] | 0 | 0 | 0 | 0 | 0 | 0 | 0 | 0 | 0 | 0 | 0 | 0 | 0 | 0 | 0 | 0 | 0 | 0 | 0 | 0 | 0 | 0 | 0.047552 | 0.00013 | 0.00025 | 0.00038 | 0.0005 | 0 | 0 | 0 |  | 0.0483 | 0.0483 | 0.0711 | 0.0717
2014-11-28 | 5時 |  | 19.7143 | 0 | 0 | 0 | [9 empty] | 2.9399 | 0 | 0 | 0 | 0 | 0 | 0 | 0 | 0 | 0 | 0 | 0 | 0 | 0 | 0 | 0 | 0 | 0 | 0 | 0 | 0 | 0 | 0.047552 | 0.00013 | 0.00025 | 0.00038 | 0.0005 | 0 | 0 | 0 |  | 0.056 | 0.0561 | 0.0788 | 0.0795
2014-11-28 | 6時 |  | 7.2595 | 0 | 0 | 0 | [9 empty] | 0.71062 | 0 | 0 | 0 | 0 | 0 | 0 | 0 | 0 | 0 | 0 | 0 | 0 | 0 | 0 | 0 | 0 | 0 | 0 | 0 | 0 | 0 | 0.047552 | 0.00338 | 0.00675 | 0.01013 | 0.01351 | 0 | 0.024649 | 0.011815 |  | 0.1925 | 0.2611 | 0.3525 | 0.3531
2014-11-28 | 7時 |  | 6.2949 | 0 | 0 | 0 | [9 empty] | 0.48054 | 0 | 0 | 0 | 0 | 0 | 0 | 0 | 0 | 0 | 0 | 0 | 0 | 0 | 0 | 0 | 0 | 0 | 0 | 0 | 0 | 0 | 0.047552 | 0.00054 | 0.00108 | 0.00163 | 0.00217 | 0.13859 | 0.053895 | 0.036861 |  | 0.1524 | 0.248 | 0.3662 | 0.3669
2014-11-28 | 8時 |  | 5.3473 | 0 | 0 | 0 | [9 empty] | 0.40769 | 0 | 0 | 0 | 0 | 0 | 0 | 0 | 0 | 0 | 0 | 0 | 0 | 0 | 0 | 0 | 0 | 0 | 0 | 0 | 0 | 0 | 0.047552 | 0.00054 | 0.00108 | 0.00163 | 0.00217 | 0.093503 | 0 | 0.035602 |  | 0.1091 | 0.1448 | 0.2032 | 0.2039
2014-11-28 | 9時 |  | 0 | 0 | 0 | 0 | [9 empty] | 0 | 0 | 0 | 0 | 0 | 0 | 0 | 0 | 0 | 0 | 0 | 0 | 0 | 0 | 0 | 0 | 0 | 0 | 0 | 0 | 0 | 0 | 0.047552 | 0.00013 | 0.00025 | 0.00038 | 0.0005 | 0.17838 | 0.10971 | 0.042749 |  | 0.3011 | 0.3368 | 0.3953 | 0.396
2014-11-28 | 10時 |  | 0 | 0 | 0 | 0 | [9 empty] | 0 | 0 | 0 | 0 | 0 | 0 | 0 | 0 | 0 | 0 | 0 | 0 | 0 | 0 | 0 | 0 | 0 | 0 | 0 | 0 | 0 | 0 | 0.047552 | 0.00033 | 0.00067 | 0.001 | 0.00133 | 0.093503 | 0 | 0.012523 |  | 0.0483 | 0.0483 | 0.0711 | 0.0717
2014-11-28 | 11時 |  | 9.7653 | 0 | 0 | 0 | [9 empty] | 0.66757 | 0 | 0 | 0 | 0 | 0 | 0 | 0 | 0 | 0 | 0 | 0 | 0 | 0 | 0 | 0 | 0 | 0 | 0 | 0 | 0 | 0 | 0.047552 | 0.00013 | 0.00025 | 0.00038 | 0.0005 | 0 | 0 | 0.0052775 |  | 0.056 | 0.0561 | 0.0788 | 0.0795
2014-11-28 | 12時 |  | 4.8805 | 0 | 0 | 0 | [9 empty] | 0.34773 | 0 | 0 | 0 | 0 | 0 | 0 | 0 | 0 | 0 | 0 | 0 | 0 | 0 | 0 | 0 | 0 | 0 | 0 | 0 | 0 | 0 | 0.047552 | 0.00338 | 0.00675 | 0.01013 | 0.01351 | 0.05371 | 0 | 0.0052775 |  | 0.1983 | 0.2727 | 0.3698 | 0.3705
2014-11-28 | 13時 |  | 0 | 0 | 0 | 0 | [9 empty] | 0 | 0 | 0 | 0 | 0 | 0 | 0 | 0 | 0 | 0 | 0 | 0 | 0 | 0 | 0 | 0 | 0 | 0 | 0 | 0 | 0 | 0 | 0.047552 | 0.00033 | 0.00067 | 0.001 | 0.00133 | 0.11604 | 0 | 0 |  | 0.0483 | 0.0483 | 0.0711 | 0.0717
2014-11-28 | 14時 |  | 0 | 0 | 0 | 0 | [9 empty] | 0 | 0 | 0 | 0 | 0 | 0 | 0 | 0 | 0 | 0 | 0 | 0 | 0 | 0 | 0 | 0 | 0 | 0 | 0 | 0 | 0 | 0 | 0.047552 | 0.00013 | 0.00025 | 0.00038 | 0.0005 | 0.031168 | 0 | 0.017801 |  | 0.056 | 0.0561 | 0.0788 | 0.0795
2014-11-28 | 15時 |  | 10.1263 | 0 | 0 | 0 | [9 empty] | 0.70731 | 0 | 0 | 0 | 0 | 0 | 0 | 0 | 0 | 0 | 0 | 0 | 0 | 0 | 0 | 0 | 0 | 0 | 0 | 0 | 0 | 0 | 0.047552 | 0.00013 | 0.00025 | 0.00038 | 0.0005 | 0 | 0 | 0 |  | 0.056 | 0.0561 | 0.0788 | 0.0795
2014-11-28 | 16時 |  | 5.0117 | 0 | 0 | 0 | [9 empty] | 0.35245 | 0 | 0 | 0 | 0 | 0 | 0 | 0 | 0 | 0 | 0 | 0 | 0 | 0 | 0 | 0 | 0 | 0 | 0 | 0 | 0 | 0 | 0.047552 | 0.00033 | 0.00067 | 0.001 | 0.00133 | 0.062335 | 0 | 0.0052775 |  | 0.0483 | 0.0483 | 0.0711 | 0.0717
2014-11-28 | 17時 |  | 6.2039 | 0 | 6.2554 | 0 | [9 empty] | 0.42521 | 0 | 0 | 0 | 0 | 0.40348 | 0 | 0 | 0 | 0 | 0 | 0 | 0 | 0 | 0 | 0 | 0 | 0 | 0 | 0 | 0 | 0 | 0.047552 | 0.00033 | 0.00067 | 0.001 | 0.00133 | 0.10536 | 0 | 0.0082775 |  | 0.1304 | 0.2048 | 0.3019 | 0.3026
2014-11-28 | 18時 |  | 5.8267 | 0 | 0 | 0 | [9 empty] | 0.40199 | 0 | 0 | 0 | 0 | 0 | 0 | 0 | 0 | 0 | 0 | 0 | 0 | 0 | 0 | 0 | 0 | 0 | 0 | 0 | 0 | 0 | 0.047552 | 0.00642 | 0.01284 | 0.01926 | 0.02568 | 0.12467 | 0 | 0.0082775 |  | 0.303 | 0.3387 | 0.3972 | 0.5469
2014-11-28 | 19時 |  | 3.2851 | 0 | 5.3932 | 0 | [9 empty] | 0.25942 | 0 | 0 | 0 | 0 | 0.34951 | 0 | 0 | 0 | 0 | 0 | 0 | 0 | 0 | 0 | 0 | 0 | 0 | 0 | 0 | 0 | 0 | 0.047552 | 0.00642 | 0.01284 | 0.01926 | 0.02568 | 0.21072 | 0.10708 | 0.0082775 |  | 0.0991 | 0.1348 | 0.1932 | 0.1939
2014-11-28 | 20時 |  | 3.5474 | 0 | 3.7537 | 0 | [9 empty] | 0.27282 | 0 | 0 | 0 | 0 | 0.26309 | 0 | 0 | 0 | 0 | 0 | 0 | 0 | 0 | 0 | 0 | 0 | 0 | 0 | 0 | 0 | 0 | 0.047552 | 0.00033 | 0.00067 | 0.001 | 0.00133 | 0.14927 | 0.027125 | 0 |  | 0.0917 | 0.1275 | 0.2102 | 0.2109
2014-11-28 | 21時 |  | 3.7433 | 0 | 3.8697 | 0 | [9 empty] | 0.28421 | 0 | 0 | 0 | 0 | 0.39391 | 0 | 0 | 0 | 0 | 0 | 0 | 0 | 0 | 0 | 0 | 0 | 0 | 0 | 0 | 0 | 0 | 0.047552 | 0.00033 | 0.00067 | 0.001 | 0.00133 | 0.14618 | 0.10814 | 0.031304 |  | 0.1216 | 0.1873 | 0.2837 | 0.2844
2014-11-28 | 22時 |  | 3.8471 | 0 | 1.3646 | 0 | [9 empty] | 0.28967 | 0 | 0 | 0 | 0 | 0.18098 | 0 | 0 | 0 | 0 | 0 | 0 | 0 | 0 | 0 | 0 | 0 | 0 | 0 | 0 | 0 | 0 | 0.047552 | 0.00628 | 0.01256 | 0.01884 | 0.02512 | 0.12467 | 0.16133 | 0.043827 |  | 0.1738 | 0.1917 | 0.262 | 0.2626
2014-11-28 | 23時 |  | 0 | 0 | 0 | 0 | [9 empty] | 0 | 0 | 0 | 0 | 0 | 0 | 0 | 0 | 0 | 0 | 0 | 0 | 0 | 0 | 0 | 0 | 0 | 0 | 0 | 0 | 0 | 0 | 0.047552 | 0.0067 | 0.01339 | 0.02009 | 0.02679 | 0.12467 | 0.18881 | 0.031848 |  | 0.1877 | 0.2176 | 0.2756 | 0.2763
2014-11-29 | 0時 |  | 0 | 0 | 0 | 0 | [9 empty] | 0 | 0 | 0 | 0 | 0 | 0 | 0 | 0 | 0 | 0 | 0 | 0 | 0 | 0 | 0 | 0 | 0 | 0 | 0 | 0 | 0 | 0 | 0.047552 | 0.00013 | 0.00025 | 0.00038 | 0.0005 | 0 | 0.078899 | 0.011656 |  | 0.1578 | 0.1578 | 0.1806 | 0.1812
2014-11-29 | 1時 |  | 0 | 0 | 0 | 0 | [9 empty] | 0 | 0 | 0 | 0 | 0 | 0 | 0 | 0 | 0 | 0 | 0 | 0 | 0 | 0 | 0 | 0 | 0 | 0 | 0 | 0 | 0 | 0 | 0.047552 | 0.00013 | 0.00025 | 0.00038 | 0.0005 | 0 | 0 | 0 |  | 0.0483 | 0.0483 | 0.0711 | 0.0717
2014-11-29 | 2時 |  | 0 | 0 | 0 | 0 | [9 empty] | 0 | 0 | 0 | 0 | 0 | 0 | 0 | 0 | 0 | 0 | 0 | 0 | 0 | 0 | 0 | 0 | 0 | 0 | 0 | 0 | 0 | 0 | 0.047552 | 0.00013 | 0.00025 | 0.00038 | 0.0005 | 0 | 0 | 0 |  | 0.056 | 0.0561 | 0.0788 | 0.0795
2014-11-29 | 3時 |  | 0 | 0 | 0 | 0 | [9 empty] | 0 | 0 | 0 | 0 | 0 | 0 | 0 | 0 | 0 | 0 | 0 | 0 | 0 | 0 | 0 | 0 | 0 | 0 | 0 | 0 | 0 | 0 | 0.047552 | 0.00013 | 0.00025 | 0.00038 | 0.0005 | 0 | 0 | 0 |  | 0.056 | 0.0561 | 0.0788 | 0.0795
2014-11-29 | 4時 |  | 0 | 0 | 0 | 0 | [9 empty] | 0 | 0 | 0 | 0 | 0 | 0 | 0 | 0 | 0 | 0 | 0 | 0 | 0 | 0 | 0 | 0 | 0 | 0 | 0 | 0 | 0 | 0 | 0.047552 | 0.00013 | 0.00025 | 0.00038 | 0.0005 | 0 | 0 | 0 |  | 0.0483 | 0.0483 | 0.0711 | 0.0717
2014-11-29 | 5時 |  | 16.47 | 0 | 0 | 0 | [9 empty] | 1.3694 | 0 | 0 | 0 | 0 | 0 | 0 | 0 | 0 | 0 | 0 | 0 | 0 | 0 | 0 | 0 | 0 | 0 | 0 | 0 | 0 | 0 | 0.047552 | 0.00013 | 0.00025 | 0.00038 | 0.0005 | 0 | 0 | 0 |  | 0.056 | 0.0561 | 0.0788 | 0.0795
2014-11-29 | 6時 |  | 5.8092 | 0 | 0 | 0 | [9 empty] | 0.43769 | 0 | 0 | 0 | 0 | 0 | 0 | 0 | 0 | 0 | 0 | 0 | 0 | 0 | 0 | 0 | 0 | 0 | 0 | 0 | 0 | 0 | 0.047552 | 0.00338 | 0.00675 | 0.01013 | 0.01351 | 0 | 0.024649 | 0.011815 |  | 0.1925 | 0.2611 | 0.3525 | 0.3531
2014-11-29 | 7時 |  | 4.831 | 0 | 0 | 0 | [9 empty] | 0.37245 | 0 | 0 | 0 | 0 | 0 | 0 | 0 | 0 | 0 | 0 | 0 | 0 | 0 | 0 | 0 | 0 | 0 | 0 | 0 | 0 | 0 | 0.047552 | 0.00054 | 0.00108 | 0.00163 | 0.00217 | 0.13859 | 0.053895 | 0.036861 |  | 0.1524 | 0.248 | 0.3662 | 0.3669
2014-11-29 | 8時 |  | 4.1534 | 0 | 0 | 0 | [9 empty] | 0.32276 | 0 | 0 | 0 | 0 | 0 | 0 | 0 | 0 | 0 | 0 | 0 | 0 | 0 | 0 | 0 | 0 | 0 | 0 | 0 | 0 | 0 | 0.047552 | 0.00054 | 0.00108 | 0.00163 | 0.00217 | 0.093503 | 0 | 0.035602 |  | 0.1091 | 0.1448 | 0.2032 | 0.2039
2014-11-29 | 9時 |  | 0 | 0 | 0 | 0 | [9 empty] | 0 | 0 | 0 | 0 | 0 | 0 | 0 | 0 | 0 | 0 | 0 | 0 | 0 | 0 | 0 | 0 | 0 | 0 | 0 | 0 | 0 | 0 | 0.047552 | 0.00013 | 0.00025 | 0.00038 | 0.0005 | 0.17838 | 0.10971 | 0.042749 |  | 0.3011 | 0.3368 | 0.3953 | 0.396
2014-11-29 | 10時 |  | 0 | 0 | 0 | 0 | [9 empty] | 0 | 0 | 0 | 0 | 0 | 0 | 0 | 0 | 0 | 0 | 0 | 0 | 0 | 0 | 0 | 0 | 0 | 0 | 0 | 0 | 0 | 0 | 0.047552 | 0.00033 | 0.00067 | 0.001 | 0.00133 | 0.093503 | 0 | 0.012523 |  | 0.0483 | 0.0483 | 0.0711 | 0.0717
2014-11-29 | 11時 |  | 6.5186 | 0 | 0 | 0 | [9 empty] | 0.43599 | 0 | 0 | 0 | 0 | 0 | 0 | 0 | 0 | 0 | 0 | 0 | 0 | 0 | 0 | 0 | 0 | 0 | 0 | 0 | 0 | 0 | 0.047552 | 0.00013 | 0.00025 | 0.00038 | 0.0005 | 0 | 0 | 0.0052775 |  | 0.056 | 0.0561 | 0.0788 | 0.0795
2014-11-29 | 12時 |  | 2.9701 | 0 | 0 | 0 | [9 empty] | 0.23617 | 0 | 0 | 0 | 0 | 0 | 0 | 0 | 0 | 0 | 0 | 0 | 0 | 0 | 0 | 0 | 0 | 0 | 0 | 0 | 0 | 0 | 0.047552 | 0.00338 | 0.00675 | 0.01013 | 0.01351 | 0.05371 | 0 | 0.0052775 |  | 0.1983 | 0.2727 | 0.3698 | 0.3705
2014-11-29 | 13時 |  | 0 | 0 | 0 | 0 | [9 empty] | 0 | 0 | 0 | 0 | 0 | 0 | 0 | 0 | 0 | 0 | 0 | 0 | 0 | 0 | 0 | 0 | 0 | 0 | 0 | 0 | 0 | 0 | 0.047552 | 0.00033 | 0.00067 | 0.001 | 0.00133 | 0.11604 | 0 | 0 |  | 0.0483 | 0.0483 | 0.0711 | 0.0717
2014-11-29 | 14時 |  | 0 | 0 | 0 | 0 | [9 empty] | 0 | 0 | 0 | 0 | 0 | 0 | 0 | 0 | 0 | 0 | 0 | 0 | 0 | 0 | 0 | 0 | 0 | 0 | 0 | 0 | 0 | 0 | 0.047552 | 0.00013 | 0.00025 | 0.00038 | 0.0005 | 0.031168 | 0 | 0.017801 |  | 0.056 | 0.0561 | 0.0788 | 0.0795
2014-11-29 | 15時 |  | 7.7118 | 0 | 0 | 0 | [9 empty] | 0.53055 | 0 | 0 | 0 | 0 | 0 | 0 | 0 | 0 | 0 | 0 | 0 | 0 | 0 | 0 | 0 | 0 | 0 | 0 | 0 | 0 | 0 | 0.047552 | 0.00013 | 0.00025 | 0.00038 | 0.0005 | 0 | 0 | 0 |  | 0.056 | 0.0561 | 0.0788 | 0.0795
2014-11-29 | 16時 |  | 4.5401 | 0 | 0 | 0 | [9 empty] | 0.36074 | 0 | 0 | 0 | 0 | 0 | 0 | 0 | 0 | 0 | 0 | 0 | 0 | 0 | 0 | 0 | 0 | 0 | 0 | 0 | 0 | 0 | 0.047552 | 0.00033 | 0.00067 | 0.001 | 0.00133 | 0.062335 | 0 | 0.0052775 |  | 0.0483 | 0.0483 | 0.0711 | 0.0717
2014-11-29 | 17時 |  | 6.8307 | 0 | 5.4217 | 0 | [9 empty] | 0.51413 | 0 | 0 | 0 | 0 | 0.38229 | 0 | 0 | 0 | 0 | 0 | 0 | 0 | 0 | 0 | 0 | 0 | 0 | 0 | 0 | 0 | 0 | 0.047552 | 0.00033 | 0.00067 | 0.001 | 0.00133 | 0.10536 | 0 | 0.0082775 |  | 0.1304 | 0.2048 | 0.3019 | 0.3026
2014-11-29 | 18時 |  | 6.9423 | 0 | 0 | 0 | [9 empty] | 0.67619 | 0 | 0 | 0 | 0 | 0 | 0 | 0 | 0 | 0 | 0 | 0 | 0 | 0 | 0 | 0 | 0 | 0 | 0 | 0 | 0 | 0 | 0.047552 | 0.00642 | 0.01284 | 0.01926 | 0.02568 | 0.12467 | 0 | 0.0082775 |  | 0.303 | 0.3387 | 0.3972 | 0.5469
2014-11-29 | 19時 |  | 4.1465 | 0 | 5.3334 | 0 | [9 empty] | 0.44454 | 0 | 0 | 0 | 0 | 0.50936 | 0 | 0 | 0 | 0 | 0 | 0 | 0 | 0 | 0 | 0 | 0 | 0 | 0 | 0 | 0 | 0 | 0.047552 | 0.00642 | 0.01284 | 0.01926 | 0.02568 | 0.21072 | 0.10708 | 0.0082775 |  | 0.0991 | 0.1348 | 0.1932 | 0.1939
2014-11-29 | 20時 |  | 4.6807 | 0 | 4.3996 | 0 | [9 empty] | 0.49506 | 0 | 0 | 0 | 0 | 0.42238 | 0 | 0 | 0 | 0 | 0 | 0 | 0 | 0 | 0 | 0 | 0 | 0 | 0 | 0 | 0 | 0 | 0.047552 | 0.00033 | 0.00067 | 0.001 | 0.00133 | 0.14927 | 0.027125 | 0 |  | 0.0917 | 0.1275 | 0.2102 | 0.2109
2014-11-29 | 21時 |  | 5.1014 | 0 | 5.0833 | 0 | [9 empty] | 0.53568 | 0 | 0 | 0 | 0 | 0.55172 | 0 | 0 | 0 | 0 | 0 | 0 | 0 | 0 | 0 | 0 | 0 | 0 | 0 | 0 | 0 | 0 | 0.047552 | 0.00033 | 0.00067 | 0.001 | 0.00133 | 0.14618 | 0.10814 | 0.031304 |  | 0.1216 | 0.1873 | 0.2837 | 0.2844
2014-11-29 | 22時 |  | 5.4831 | 0 | 1.9773 | 0 | [9 empty] | 0.57688 | 0 | 0 | 0 | 0 | 0.23855 | 0 | 0 | 0 | 0 | 0 | 0 | 0 | 0 | 0 | 0 | 0 | 0 | 0 | 0 | 0 | 0 | 0.047552 | 0.00628 | 0.01256 | 0.01884 | 0.02512 | 0.12467 | 0.16133 | 0.043827 |  | 0.1738 | 0.1917 | 0.262 | 0.2626
2014-11-29 | 23時 |  | 0 | 0 | 0 | 0 | [9 empty] | 0 | 0 | 0 | 0 | 0 | 0 | 0 | 0 | 0 | 0 | 0 | 0 | 0 | 0 | 0 | 0 | 0 | 0 | 0 | 0 | 0 | 0 | 0.047552 | 0.0067 | 0.01339 | 0.02009 | 0.02679 | 0.12467 | 0.18881 | 0.031848 |  | 0.1877 | 0.2176 | 0.2756 | 0.2763
2014-11-30 | 0時 |  | 0 | 0 | 0 | 0 | [9 empty] | 0 | 0 | 0 | 0 | 0 | 0 | 0 | 0 | 0 | 0 | 0 | 0 | 0 | 0 | 0 | 0 | 0 | 0 | 0 | 0 | 0 | 0 | 0.047552 | 0.00013 | 0.00025 | 0.00038 | 0.0005 | 0 | 0.078899 | 0.011656 |  | 0.1578 | 0.1578 | 0.1806 | 0.1812
2014-11-30 | 1時 |  | 0 | 0 | 0 | 0 | [9 empty] | 0 | 0 | 0 | 0 | 0 | 0 | 0 | 0 | 0 | 0 | 0 | 0 | 0 | 0 | 0 | 0 | 0 | 0 | 0 | 0 | 0 | 0 | 0.047552 | 0.00013 | 0.00025 | 0.00038 | 0.0005 | 0 | 0 | 0 |  | 0.0483 | 0.0483 | 0.0711 | 0.0717
2014-11-30 | 2時 |  | 0 | 0 | 0 | 0 | [9 empty] | 0 | 0 | 0 | 0 | 0 | 0 | 0 | 0 | 0 | 0 | 0 | 0 | 0 | 0 | 0 | 0 | 0 | 0 | 0 | 0 | 0 | 0 | 0.047552 | 0.00013 | 0.00025 | 0.00038 | 0.0005 | 0 | 0 | 0 |  | 0.056 | 0.0561 | 0.0788 | 0.0795
2014-11-30 | 3時 |  | 0 | 0 | 0 | 0 | [9 empty] | 0 | 0 | 0 | 0 | 0 | 0 | 0 | 0 | 0 | 0 | 0 | 0 | 0 | 0 | 0 | 0 | 0 | 0 | 0 | 0 | 0 | 0 | 0.047552 | 0.00013 | 0.00025 | 0.00038 | 0.0005 | 0 | 0 | 0 |  | 0.056 | 0.0561 | 0.0788 | 0.0795
2014-11-30 | 4時 |  | 0 | 0 | 0 | 0 | [9 empty] | 0 | 0 | 0 | 0 | 0 | 0 | 0 | 0 | 0 | 0 | 0 | 0 | 0 | 0 | 0 | 0 | 0 | 0 | 0 | 0 | 0 | 0 | 0.047552 | 0.00013 | 0.00025 | 0.00038 | 0.0005 | 0 | 0 | 0 |  | 0.0483 | 0.0483 | 0.0711 | 0.0717
2014-11-30 | 5時 |  | 20.9135 | 3.4619 | 0 | 0 | [9 empty] | 3.5958 | 0 | 0 | 0 | 0 | 0 | 0 | 0 | 0 | 0 | 0 | 0 | 0 | 0 | 0 | 0 | 0 | 0 | 0 | 0 | 0 | 0 | 0.047552 | 0.00013 | 0.00025 | 0.00038 | 0.0005 | 0 | 0 | 0 |  | 0.056 | 0.0561 | 0.0788 | 0.0795
2014-11-30 | 6時 |  | 9.1343 | 0 | 0 | 0 | [9 empty] | 0.98346 | 0 | 0 | 0 | 0 | 0 | 0 | 0 | 0 | 0 | 0 | 0 | 0 | 0 | 0 | 0 | 0 | 0 | 0 | 0 | 0 | 0 | 0.047552 | 0.00338 | 0.00675 | 0.01013 | 0.01351 | 0 | 0.024649 | 0.011815 |  | 0.1925 | 0.2611 | 0.3525 | 0.3531
2014-11-30 | 7時 |  | 7.7352 | 0 | 0 | 0 | [9 empty] | 0.82568 | 0 | 0 | 0 | 0 | 0 | 0 | 0 | 0 | 0 | 0 | 0 | 0 | 0 | 0 | 0 | 0 | 0 | 0 | 0 | 0 | 0 | 0.047552 | 0.00054 | 0.00108 | 0.00163 | 0.00217 | 0.13859 | 0.053895 | 0.036861 |  | 0.1524 | 0.248 | 0.3662 | 0.3669
2014-11-30 | 8時 |  | 6.5596 | 0 | 0 | 0 | [9 empty] | 0.7022 | 0 | 0 | 0 | 0 | 0 | 0 | 0 | 0 | 0 | 0 | 0 | 0 | 0 | 0 | 0 | 0 | 0 | 0 | 0 | 0 | 0 | 0.047552 | 0.00054 | 0.00108 | 0.00163 | 0.00217 | 0.093503 | 0 | 0.035602 |  | 0.1091 | 0.1448 | 0.2032 | 0.2039
2014-11-30 | 9時 |  | 0 | 0 | 0 | 0 | [9 empty] | 0 | 0 | 0 | 0 | 0 | 0 | 0 | 0 | 0 | 0 | 0 | 0 | 0 | 0 | 0 | 0 | 0 | 0 | 0 | 0 | 0 | 0 | 0.047552 | 0.00013 | 0.00025 | 0.00038 | 0.0005 | 0.17838 | 0.10971 | 0.042749 |  | 0.3011 | 0.3368 | 0.3953 | 0.396
2014-11-30 | 10時 |  | 0 | 0 | 0 | 0 | [9 empty] | 0 | 0 | 0 | 0 | 0 | 0 | 0 | 0 | 0 | 0 | 0 | 0 | 0 | 0 | 0 | 0 | 0 | 0 | 0 | 0 | 0 | 0 | 0.047552 | 0.00033 | 0.00067 | 0.001 | 0.00133 | 0.093503 | 0 | 0.012523 |  | 0.0483 | 0.0483 | 0.0711 | 0.0717
2014-11-30 | 11時 |  | 8.5891 | 0 | 0 | 0 | [9 empty] | 0.62892 | 0 | 0 | 0 | 0 | 0 | 0 | 0 | 0 | 0 | 0 | 0 | 0 | 0 | 0 | 0 | 0 | 0 | 0 | 0 | 0 | 0 | 0.047552 | 0.00013 | 0.00025 | 0.00038 | 0.0005 | 0 | 0 | 0.0052775 |  | 0.056 | 0.0561 | 0.0788 | 0.0795
2014-11-30 | 12時 |  | 2.4378 | 0 | 0 | 0 | [9 empty] | 0.23013 | 0 | 0 | 0 | 0 | 0 | 0 | 0 | 0 | 0 | 0 | 0 | 0 | 0 | 0 | 0 | 0 | 0 | 0 | 0 | 0 | 0 | 0.047552 | 0.00338 | 0.00675 | 0.01013 | 0.01351 | 0.05371 | 0 | 0.0052775 |  | 0.1983 | 0.2727 | 0.3698 | 0.3705
2014-11-30 | 13時 |  | 0 | 0 | 0 | 0 | [9 empty] | 0 | 0 | 0 | 0 | 0 | 0 | 0 | 0 | 0 | 0 | 0 | 0 | 0 | 0 | 0 | 0 | 0 | 0 | 0 | 0 | 0 | 0 | 0.047552 | 0.00033 | 0.00067 | 0.001 | 0.00133 | 0.11604 | 0 | 0 |  | 0.0483 | 0.0483 | 0.0711 | 0.0717
2014-11-30 | 14時 |  | 0 | 0 | 0 | 0 | [9 empty] | 0 | 0 | 0 | 0 | 0 | 0 | 0 | 0 | 0 | 0 | 0 | 0 | 0 | 0 | 0 | 0 | 0 | 0 | 0 | 0 | 0 | 0 | 0.047552 | 0.00013 | 0.00025 | 0.00038 | 0.0005 | 0.031168 | 0 | 0.017801 |  | 0.056 | 0.0561 | 0.0788 | 0.0795
2014-11-30 | 15時 |  | 6.4145 | 0 | 0 | 0 | [9 empty] | 0.44146 | 0 | 0 | 0 | 0 | 0 | 0 | 0 | 0 | 0 | 0 | 0 | 0 | 0 | 0 | 0 | 0 | 0 | 0 | 0 | 0 | 0 | 0.047552 | 0.00013 | 0.00025 | 0.00038 | 0.0005 | 0 | 0 | 0 |  | 0.056 | 0.0561 | 0.0788 | 0.0795
2014-11-30 | 16時 |  | 4.2536 | 0 | 0 | 0 | [9 empty] | 0.33359 | 0 | 0 | 0 | 0 | 0 | 0 | 0 | 0 | 0 | 0 | 0 | 0 | 0 | 0 | 0 | 0 | 0 | 0 | 0 | 0 | 0 | 0.047552 | 0.00033 | 0.00067 | 0.001 | 0.00133 | 0.062335 | 0 | 0.0052775 |  | 0.0483 | 0.0483 | 0.0711 | 0.0717
2014-11-30 | 17時 |  | 6.3885 | 0 | 5.1207 | 0 | [9 empty] | 0.46696 | 0 | 0 | 0 | 0 | 0.35219 | 0 | 0 | 0 | 0 | 0 | 0 | 0 | 0 | 0 | 0 | 0 | 0 | 0 | 0 | 0 | 0 | 0.047552 | 0.00033 | 0.00067 | 0.001 | 0.00133 | 0.10536 | 0 | 0.0082775 |  | 0.1304 | 0.2048 | 0.3019 | 0.3026
2014-11-30 | 18時 |  | 6.8112 | 0 | 0 | 0 | [9 empty] | 0.51436 | 0 | 0 | 0 | 0 | 0 | 0 | 0 | 0 | 0 | 0 | 0 | 0 | 0 | 0 | 0 | 0 | 0 | 0 | 0 | 0 | 0 | 0.047552 | 0.00642 | 0.01284 | 0.01926 | 0.02568 | 0.12467 | 0 | 0.0082775 |  | 0.303 | 0.3387 | 0.3972 | 0.5469
2014-11-30 | 19時 |  | 3.9838 | 0 | 5.1347 | 0 | [9 empty] | 0.34232 | 0 | 0 | 0 | 0 | 0.36724 | 0 | 0 | 0 | 0 | 0 | 0 | 0 | 0 | 0 | 0 | 0 | 0 | 0 | 0 | 0 | 0 | 0.047552 | 0.00642 | 0.01284 | 0.01926 | 0.02568 | 0.21072 | 0.10708 | 0.0082775 |  | 0.0991 | 0.1348 | 0.1932 | 0.1939
2014-11-30 | 20時 |  | 4.4774 | 0 | 4.2477 | 0 | [9 empty] | 0.45869 | 0 | 0 | 0 | 0 | 0.39542 | 0 | 0 | 0 | 0 | 0 | 0 | 0 | 0 | 0 | 0 | 0 | 0 | 0 | 0 | 0 | 0 | 0.047552 | 0.00033 | 0.00067 | 0.001 | 0.00133 | 0.14927 | 0.027125 | 0 |  | 0.0917 | 0.1275 | 0.2102 | 0.2109
2014-11-30 | 21時 |  | 4.8149 | 0 | 4.7966 | 0 | [9 empty] | 0.48687 | 0 | 0 | 0 | 0 | 0.51626 | 0 | 0 | 0 | 0 | 0 | 0 | 0 | 0 | 0 | 0 | 0 | 0 | 0 | 0 | 0 | 0 | 0.047552 | 0.00033 | 0.00067 | 0.001 | 0.00133 | 0.14618 | 0.10814 | 0.031304 |  | 0.1216 | 0.1873 | 0.2837 | 0.2844
2014-11-30 | 22時 |  | 5.0947 | 0 | 1.8244 | 0 | [9 empty] | 0.5137 | 0 | 0 | 0 | 0 | 0.22297 | 0 | 0 | 0 | 0 | 0 | 0 | 0 | 0 | 0 | 0 | 0 | 0 | 0 | 0 | 0 | 0 | 0.047552 | 0.00628 | 0.01256 | 0.01884 | 0.02512 | 0.12467 | 0.16133 | 0.043827 |  | 0.1738 | 0.1917 | 0.262 | 0.2626
2014-11-30 | 23時 |  | 0 | 0 | 0 | 0 | [9 empty] | 0 | 0 | 0 | 0 | 0 | 0 | 0 | 0 | 0 | 0 | 0 | 0 | 0 | 0 | 0 | 0 | 0 | 0 | 0 | 0 | 0 | 0 | 0.047552 | 0.0067 | 0.01339 | 0.02009 | 0.02679 | 0.12467 | 0.18881 | 0.031848 |  | 0.1877 | 0.2176 | 0.2756 | 0.2763
2014-12-01 | 0時 |  | 0 | 0 | 0 | 0 | [9 empty] | 0 | 0 | 0 | 0 | 0 | 0 | 0 | 0 | 0 | 0 | 0 | 0 | 0 | 0 | 0 | 0 | 0 | 0 | 0 | 0 | 0 | 0 | 0.047552 | 0.00013 | 0.00025 | 0.00038 | 0.0005 | 0 | 0.078899 | 0.011656 |  | 0.1578 | 0.1578 | 0.1806 | 0.1812
2014-12-01 | 1時 |  | 0 | 0 | 0 | 0 | [9 empty] | 0 | 0 | 0 | 0 | 0 | 0 | 0 | 0 | 0 | 0 | 0 | 0 | 0 | 0 | 0 | 0 | 0 | 0 | 0 | 0 | 0 | 0 | 0.047552 | 0.00013 | 0.00025 | 0.00038 | 0.0005 | 0 | 0 | 0 |  | 0.0483 | 0.0483 | 0.0711 | 0.0717
2014-12-01 | 2時 |  | 0 | 0 | 0 | 0 | [9 empty] | 0 | 0 | 0 | 0 | 0 | 0 | 0 | 0 | 0 | 0 | 0 | 0 | 0 | 0 | 0 | 0 | 0 | 0 | 0 | 0 | 0 | 0 | 0.047552 | 0.00013 | 0.00025 | 0.00038 | 0.0005 | 0 | 0 | 0 |  | 0.056 | 0.0561 | 0.0788 | 0.0795
2014-12-01 | 3時 |  | 0 | 0 | 0 | 0 | [9 empty] | 0 | 0 | 0 | 0 | 0 | 0 | 0 | 0 | 0 | 0 | 0 | 0 | 0 | 0 | 0 | 0 | 0 | 0 | 0 | 0 | 0 | 0 | 0.047552 | 0.00013 | 0.00025 | 0.00038 | 0.0005 | 0 | 0 | 0 |  | 0.056 | 0.0561 | 0.0788 | 0.0795
2014-12-01 | 4時 |  | 0 | 0 | 0 | 0 | [9 empty] | 0 | 0 | 0 | 0 | 0 | 0 | 0 | 0 | 0 | 0 | 0 | 0 | 0 | 0 | 0 | 0 | 0 | 0 | 0 | 0 | 0 | 0 | 0.047552 | 0.00013 | 0.00025 | 0.00038 | 0.0005 | 0 | 0 | 0 |  | 0.0483 | 0.0483 | 0.0711 | 0.0717
2014-12-01 | 5時 |  | 21.2415 | 1.2778 | 0 | 0 | [9 empty] | 3.6193 | 0 | 0 | 0 | 0 | 0 | 0 | 0 | 0 | 0 | 0 | 0 | 0 | 0 | 0 | 0 | 0 | 0 | 0 | 0 | 0 | 0 | 0.047552 | 0.00013 | 0.00025 | 0.00038 | 0.0005 | 0 | 0 | 0 |  | 0.056 | 0.0561 | 0.0788 | 0.0795
2014-12-01 | 6時 |  | 5.8438 | 0 | 0 | 0 | [9 empty] | 0.5035 | 0 | 0 | 0 | 0 | 0 | 0 | 0 | 0 | 0 | 0 | 0 | 0 | 0 | 0 | 0 | 0 | 0 | 0 | 0 | 0 | 0 | 0.047552 | 0.00338 | 0.00675 | 0.01013 | 0.01351 | 0 | 0.024649 | 0.011815 |  | 0.1925 | 0.2611 | 0.3525 | 0.3531
2014-12-01 | 7時 |  | 1.7634 | 0 | 0 | 0 | [9 empty] | 0.2286 | 0 | 0 | 0 | 0 | 0 | 0 | 0 | 0 | 0 | 0 | 0 | 0 | 0 | 0 | 0 | 0 | 0 | 0 | 0 | 0 | 0 | 0.047552 | 0.00054 | 0.00108 | 0.00163 | 0.00217 | 0.13859 | 0.053895 | 0.036861 |  | 0.1524 | 0.248 | 0.3662 | 0.3669
2014-12-01 | 8時 |  | 0.065875 | 0 | 0 | 0 | [9 empty] | 0.12229 | 0 | 0 | 0 | 0 | 0 | 0 | 0 | 0 | 0 | 0 | 0 | 0 | 0 | 0 | 0 | 0 | 0 | 0 | 0 | 0 | 0 | 0.047552 | 0.00054 | 0.00108 | 0.00163 | 0.00217 | 0.093503 | 0 | 0.035602 |  | 0.1091 | 0.1448 | 0.2032 | 0.2039
2014-12-01 | 9時 |  | 0 | 0 | 0 | 0 | [9 empty] | 0 | 0 | 0 | 0 | 0 | 0 | 0 | 0 | 0 | 0 | 0 | 0 | 0 | 0 | 0 | 0 | 0 | 0 | 0 | 0 | 0 | 0 | 0.047552 | 0.00013 | 0.00025 | 0.00038 | 0.0005 | 0.17838 | 0.10971 | 0.042749 |  | 0.3011 | 0.3368 | 0.3953 | 0.396
2014-12-01 | 10時 |  | 0 | 0 | 0 | 0 | [9 empty] | 0 | 0 | 0 | 0 | 0 | 0 | 0 | 0 | 0 | 0 | 0 | 0 | 0 | 0 | 0 | 0 | 0 | 0 | 0 | 0 | 0 | 0 | 0.047552 | 0.00033 | 0.00067 | 0.001 | 0.00133 | 0.093503 | 0 | 0.012523 |  | 0.0483 | 0.0483 | 0.0711 | 0.0717
2014-12-01 | 11時 |  | 1.6928 | 0 | 0 | 0 | [9 empty] | 0.19521 | 0 | 0 | 0 | 0 | 0 | 0 | 0 | 0 | 0 | 0 | 0 | 0 | 0 | 0 | 0 | 0 | 0 | 0 | 0 | 0 | 0 | 0.047552 | 0.00013 | 0.00025 | 0.00038 | 0.0005 | 0 | 0 | 0.0052775 |  | 0.056 | 0.0561 | 0.0788 | 0.0795
2014-12-01 | 12時 |  | 0.048018 | 0 | 0 | 0 | [9 empty] | 0.11605 | 0 | 0 | 0 | 0 | 0 | 0 | 0 | 0 | 0 | 0 | 0 | 0 | 0 | 0 | 0 | 0 | 0 | 0 | 0 | 0 | 0 | 0.047552 | 0.00338 | 0.00675 | 0.01013 | 0.01351 | 0.05371 | 0 | 0.0052775 |  | 0.1983 | 0.2727 | 0.3698 | 0.3705
2014-12-01 | 13時 |  | 0 | 0 | 0 | 0 | [9 empty] | 0 | 0 | 0 | 0 | 0 | 0 | 0 | 0 | 0 | 0 | 0 | 0 | 0 | 0 | 0 | 0 | 0 | 0 | 0 | 0 | 0 | 0 | 0.047552 | 0.00033 | 0.00067 | 0.001 | 0.00133 | 0.11604 | 0 | 0 |  | 0.0483 | 0.0483 | 0.0711 | 0.0717
2014-12-01 | 14時 |  | 0 | 0 | 0 | 0 | [9 empty] | 0 | 0 | 0 | 0 | 0 | 0 | 0 | 0 | 0 | 0 | 0 | 0 | 0 | 0 | 0 | 0 | 0 | 0 | 0 | 0 | 0 | 0 | 0.047552 | 0.00013 | 0.00025 | 0.00038 | 0.0005 | 0.031168 | 0 | 0.017801 |  | 0.056 | 0.0561 | 0.0788 | 0.0795
2014-12-01 | 15時 |  | 3.3359 | 0 | 0 | 0 | [9 empty] | 0.29636 | 0 | 0 | 0 | 0 | 0 | 0 | 0 | 0 | 0 | 0 | 0 | 0 | 0 | 0 | 0 | 0 | 0 | 0 | 0 | 0 | 0 | 0.047552 | 0.00013 | 0.00025 | 0.00038 | 0.0005 | 0 | 0 | 0 |  | 0.056 | 0.0561 | 0.0788 | 0.0795
2014-12-01 | 16時 |  | 3.0314 | 0 | 0 | 0 | [9 empty] | 0.28681 | 0 | 0 | 0 | 0 | 0 | 0 | 0 | 0 | 0 | 0 | 0 | 0 | 0 | 0 | 0 | 0 | 0 | 0 | 0 | 0 | 0 | 0.047552 | 0.00033 | 0.00067 | 0.001 | 0.00133 | 0.062335 | 0 | 0.0052775 |  | 0.0483 | 0.0483 | 0.0711 | 0.0717
2014-12-01 | 17時 |  | 6.359 | 0 | 3.3791 | 0 | [9 empty] | 0.51344 | 0 | 0 | 0 | 0 | 0.27455 | 0 | 0 | 0 | 0 | 0 | 0 | 0 | 0 | 0 | 0 | 0 | 0 | 0 | 0 | 0 | 0 | 0.047552 | 0.00033 | 0.00067 | 0.001 | 0.00133 | 0.10536 | 0 | 0.0082775 |  | 0.1304 | 0.2048 | 0.3019 | 0.3026
2014-12-01 | 18時 |  | 7.2467 | 0 | 0 | 0 | [9 empty] | 0.74832 | 0 | 0 | 0 | 0 | 0 | 0 | 0 | 0 | 0 | 0 | 0 | 0 | 0 | 0 | 0 | 0 | 0 | 0 | 0 | 0 | 0 | 0.047552 | 0.00642 | 0.01284 | 0.01926 | 0.02568 | 0.12467 | 0 | 0.0082775 |  | 0.303 | 0.3387 | 0.3972 | 0.5469
2014-12-01 | 19時 |  | 4.0083 | 0 | 4.2038 | 0 | [9 empty] | 0.37675 | 0 | 0 | 0 | 0 | 0.32863 | 0 | 0 | 0 | 0 | 0 | 0 | 0 | 0 | 0 | 0 | 0 | 0 | 0 | 0 | 0 | 0 | 0.047552 | 0.00642 | 0.01284 | 0.01926 | 0.02568 | 0.21072 | 0.10708 | 0.0082775 |  | 0.0991 | 0.1348 | 0.1932 | 0.1939
2014-12-01 | 20時 |  | 4.7715 | 0 | 4.2295 | 0 | [9 empty] | 0.53141 | 0 | 0 | 0 | 0 | 0.42562 | 0 | 0 | 0 | 0 | 0 | 0 | 0 | 0 | 0 | 0 | 0 | 0 | 0 | 0 | 0 | 0 | 0.047552 | 0.00033 | 0.00067 | 0.001 | 0.00133 | 0.14927 | 0.027125 | 0 |  | 0.0917 | 0.1275 | 0.2102 | 0.2109
2014-12-01 | 21時 |  | 5.4493 | 0 | 5.1788 | 0 | [9 empty] | 0.60648 | 0 | 0 | 0 | 0 | 0.58515 | 0 | 0 | 0 | 0 | 0 | 0 | 0 | 0 | 0 | 0 | 0 | 0 | 0 | 0 | 0 | 0 | 0.047552 | 0.00033 | 0.00067 | 0.001 | 0.00133 | 0.14618 | 0.10814 | 0.031304 |  | 0.1216 | 0.1873 | 0.2837 | 0.2844
2014-12-01 | 22時 |  | 6.0337 | 0 | 2.1326 | 0 | [9 empty] | 0.67206 | 0 | 0 | 0 | 0 | 0.26042 | 0 | 0 | 0 | 0 | 0 | 0 | 0 | 0 | 0 | 0 | 0 | 0 | 0 | 0 | 0 | 0 | 0.047552 | 0.00628 | 0.01256 | 0.01884 | 0.02512 | 0.12467 | 0.16133 | 0.043827 |  | 0.1738 | 0.1917 | 0.262 | 0.2626
2014-12-01 | 23時 |  | 0 | 0 | 0 | 0 | [9 empty] | 0 | 0 | 0 | 0 | 0 | 0 | 0 | 0 | 0 | 0 | 0 | 0 | 0 | 0 | 0 | 0 | 0 | 0 | 0 | 0 | 0 | 0 | 0.047552 | 0.0067 | 0.01339 | 0.02009 | 0.02679 | 0.12467 | 0.18881 | 0.031848 |  | 0.1877 | 0.2176 | 0.2756 | 0.2763
2014-12-02 | 0時 |  | 0 | 0 | 0 | 0 | [9 empty] | 0 | 0 | 0 | 0 | 0 | 0 | 0 | 0 | 0 | 0 | 0 | 0 | 0 | 0 | 0 | 0 | 0 | 0 | 0 | 0 | 0 | 0 | 0.047552 | 0.00013 | 0.00025 | 0.00038 | 0.0005 | 0 | 0 | 0 |  | 0.1578 | 0.1578 | 0.1806 | 0.1812
2014-12-02 | 1時 |  | 0 | 0 | 0 | 0 | [9 empty] | 0 | 0 | 0 | 0 | 0 | 0 | 0 | 0 | 0 | 0 | 0 | 0 | 0 | 0 | 0 | 0 | 0 | 0 | 0 | 0 | 0 | 0 | 0.047552 | 0.00013 | 0.00025 | 0.00038 | 0.0005 | 0 | 0 | 0 |  | 0.0483 | 0.0483 | 0.0711 | 0.0717
2014-12-02 | 2時 |  | 0 | 0 | 0 | 0 | [9 empty] | 0 | 0 | 0 | 0 | 0 | 0 | 0 | 0 | 0 | 0 | 0 | 0 | 0 | 0 | 0 | 0 | 0 | 0 | 0 | 0 | 0 | 0 | 0.047552 | 0.00013 | 0.00025 | 0.00038 | 0.0005 | 0 | 0 | 0 |  | 0.056 | 0.0561 | 0.0788 | 0.0795
2014-12-02 | 3時 |  | 0 | 0 | 0 | 0 | [9 empty] | 0 | 0 | 0 | 0 | 0 | 0 | 0 | 0 | 0 | 0 | 0 | 0 | 0 | 0 | 0 | 0 | 0 | 0 | 0 | 0 | 0 | 0 | 0.047552 | 0.00013 | 0.00025 | 0.00038 | 0.0005 | 0 | 0 | 0 |  | 0.056 | 0.0561 | 0.0788 | 0.0795
2014-12-02 | 4時 |  | 0 | 0 | 0 | 0 | [9 empty] | 0 | 0 | 0 | 0 | 0 | 0 | 0 | 0 | 0 | 0 | 0 | 0 | 0 | 0 | 0 | 0 | 0 | 0 | 0 | 0 | 0 | 0 | 0.047552 | 0.00013 | 0.00025 | 0.00038 | 0.0005 | 0 | 0 | 0 |  | 0.0483 | 0.0483 | 0.0711 | 0.0717
2014-12-02 | 5時 |  | 0 | 0 | 0 | 0 | [9 empty] | 0 | 0 | 0 | 0 | 0 | 0 | 0 | 0 | 0 | 0 | 0 | 0 | 0 | 0 | 0 | 0 | 0 | 0 | 0 | 0 | 0 | 0 | 0.047552 | 0.00013 | 0.00025 | 0.00038 | 0.0005 | 0 | 0 | 0 |  | 0.056 | 0.0561 | 0.0788 | 0.0795
2014-12-02 | 6時 |  | 0 | 0 | 0 | 0 | [9 empty] | 0 | 0 | 0 | 0 | 0 | 0 | 0 | 0 | 0 | 0 | 0 | 0 | 0 | 0 | 0 | 0 | 0 | 0 | 0 | 0 | 0 | 0 | 0.047552 | 0.00013 | 0.00025 | 0.00038 | 0.0005 | 0 | 0 | 0 |  | 0.056 | 0.0561 | 0.0788 | 0.0795
2014-12-02 | 7時 |  | 21.1337 | 1.8971 | 8.324 | 0 | [9 empty] | 3.6109 | 0 | 0 | 0 | 0 | 0.95591 | 0 | 0 | 0 | 0 | 0 | 0 | 0 | 0 | 0 | 0 | 0 | 0 | 0 | 0 | 0 | 0 | 0.047552 | 0.00054 | 0.00108 | 0.00163 | 0.00217 | 0 | 0.024649 | 0.022689 |  | 0.1168 | 0.1854 | 0.2767 | 0.2774
2014-12-02 | 8時 |  | 8.1889 | 0 | 10.6414 | 0 | [9 empty] | 0.86065 | 0 | 0 | 0 | 0 | 1.157 | 0 | 0 | 0 | 0 | 0 | 0 | 0 | 0 | 0 | 0 | 0 | 0 | 0 | 0 | 0 | 0 | 0.047552 | 0.00379 | 0.00759 | 0.01138 | 0.01518 | 0.084877 | 0.078545 | 0.064582 |  | 0.2156 | 0.2812 | 0.3696 | 0.3702
2014-12-02 | 9時 |  | 5.9488 | 0 | 4.5687 | 0 | [9 empty] | 0.63128 | 0 | 0 | 0 | 0 | 0.52312 | 0 | 0 | 0 | 0 | 0 | 0 | 0 | 0 | 0 | 0 | 0 | 0 | 0 | 0 | 0 | 0 | 0.047552 | 0.00033 | 0.00067 | 0.001 | 0.00133 | 0.23209 | 0.16325 | 0.052059 |  | 0.2163 | 0.252 | 0.3265 | 0.3272
2014-12-02 | 10時 |  | 4.7222 | 0 | 3.3482 | 0 | [9 empty] | 0.49708 | 0 | 0 | 0 | 0 | 0.43838 | 0 | 0 | 0 | 0 | 0 | 0 | 0 | 0 | 0 | 0 | 0 | 0 | 0 | 0 | 0 | 0 | 0.047552 | 0.00054 | 0.00108 | 0.00163 | 0.00217 | 0.12467 | 0.21558 | 0.037471 |  | 0.1917 | 0.2274 | 0.3128 | 0.3134
2014-12-02 | 11時 |  | 5.9359 | 0 | 1.711 | 0 | [9 empty] | 0.60349 | 0 | 0 | 0 | 0 | 0.22097 | 0 | 0 | 0 | 0 | 0 | 0 | 0 | 0 | 0 | 0 | 0 | 0 | 0 | 0 | 0 | 0 | 0.047552 | 0.00033 | 0.00067 | 0.001 | 0.00133 | 0.12467 | 0.21558 | 0 |  | 0.1994 | 0.2352 | 0.315 | 0.3157
2014-12-02 | 12時 |  | 5.0348 | 0 | 0 | 0 | [9 empty] | 0.51771 | 0 | 0 | 0 | 0 | 0 | 0 | 0 | 0 | 0 | 0 | 0 | 0 | 0 | 0 | 0 | 0 | 0 | 0 | 0 | 0 | 0 | 0.047552 | 0.00338 | 0.00675 | 0.01013 | 0.01351 | 0.14721 | 0.13456 | 0.018352 |  | 0.1983 | 0.2727 | 0.3698 | 0.3705
2014-12-02 | 13時 |  | 0 | 0 | 0 | 0 | [9 empty] | 0 | 0 | 0 | 0 | 0 | 0 | 0 | 0 | 0 | 0 | 0 | 0 | 0 | 0 | 0 | 0 | 0 | 0 | 0 | 0 | 0 | 0 | 0.047552 | 0.00033 | 0.00067 | 0.001 | 0.00133 | 0.13756 | 0.026771 | 0.023629 |  | 0.0483 | 0.0483 | 0.0711 | 0.0717
2014-12-02 | 14時 |  | 0 | 0 | 0 | 0 | [9 empty] | 0 | 0 | 0 | 0 | 0 | 0 | 0 | 0 | 0 | 0 | 0 | 0 | 0 | 0 | 0 | 0 | 0 | 0 | 0 | 0 | 0 | 0 | 0.047552 | 0.00013 | 0.00025 | 0.00038 | 0.0005 | 0 | 0 | 0 |  | 0.056 | 0.0561 | 0.0788 | 0.0795
2014-12-02 | 15時 |  | 7.5868 | 0 | 3.4026 | 0 | [9 empty] | 0.57315 | 0 | 0 | 0 | 0 | 0.26758 | 0 | 0 | 0 | 0 | 0 | 0 | 0 | 0 | 0 | 0 | 0 | 0 | 0 | 0 | 0 | 0 | 0.047552 | 0.00013 | 0.00025 | 0.00038 | 0.0005 | 0 | 0 | 0 |  | 0.056 | 0.0561 | 0.0788 | 0.0795
2014-12-02 | 16時 |  | 7.3676 | 0 | 1.9855 | 0 | [9 empty] | 0.72923 | 0 | 0 | 0 | 0 | 0.23259 | 0 | 0 | 0 | 0 | 0 | 0 | 0 | 0 | 0 | 0 | 0 | 0 | 0 | 0 | 0 | 0 | 0.047552 | 0.00054 | 0.00108 | 0.00163 | 0.00217 | 0.062335 | 0.054249 | 0.024058 |  | 0.2095 | 0.275 | 0.3956 | 0.5453
2014-12-02 | 17時 |  | 7.7254 | 0 | 2.1914 | 0 | [9 empty] | 0.77502 | 0 | 0 | 0 | 0 | 0.24697 | 0 | 0 | 0 | 0 | 0 | 0 | 0 | 0 | 0 | 0 | 0 | 0 | 0 | 0 | 0 | 0 | 0.047552 | 0.00642 | 0.01284 | 0.01926 | 0.02568 | 0.12467 | 0.1085 | 0.026923 |  | 0.2423 | 0.2781 | 0.3689 | 0.5187
2014-12-02 | 18時 |  | 4.6182 | 0 | 0 | 0 | [9 empty] | 0.39649 | 0 | 0 | 0 | 0 | 0 | 0 | 0 | 0 | 0 | 0 | 0 | 0 | 0 | 0 | 0 | 0 | 0 | 0 | 0 | 0 | 0 | 0.047552 | 0.00642 | 0.01284 | 0.01926 | 0.02568 | 0.21072 | 0.1085 | 0 |  | 0.1819 | 0.2177 | 0.2978 | 0.4476
2014-12-02 | 19時 |  | 4.9944 | 0 | 8.4496 | 0 | [9 empty] | 0.52185 | 0 | 0 | 0 | 0 | 0.82297 | 0 | 0 | 0 | 0 | 0 | 0 | 0 | 0 | 0 | 0 | 0 | 0 | 0 | 0 | 0 | 0 | 0.047552 | 0.00013 | 0.00025 | 0.00038 | 0.0005 | 0.12879 | 0 | 0.006537 |  | 0.0998 | 0.1355 | 0.2049 | 0.2056
2014-12-02 | 20時 |  | 4.967 | 0 | 4.1005 | 0 | [9 empty] | 0.51645 | 0 | 0 | 0 | 0 | 0.47759 | 0 | 0 | 0 | 0 | 0 | 0 | 0 | 0 | 0 | 0 | 0 | 0 | 0 | 0 | 0 | 0 | 0.047552 | 0.00033 | 0.00067 | 0.001 | 0.00133 | 0.16769 | 0.10779 | 0.006537 |  | 0.0917 | 0.1275 | 0.2183 | 0.219
2014-12-02 | 21時 |  | 5.4348 | 0 | 3.4206 | 0 | [9 empty] | 0.5695 | 0 | 0 | 0 | 0 | 0.44671 | 0 | 0 | 0 | 0 | 0 | 0 | 0 | 0 | 0 | 0 | 0 | 0 | 0 | 0 | 0 | 0 | 0.047552 | 0.00628 | 0.01256 | 0.01884 | 0.02512 | 0.12467 | 0.18846 | 0.012659 |  | 0.1755 | 0.2411 | 0.3458 | 0.3465
2014-12-02 | 22時 |  | 0 | 0 | 0 | 0 | [9 empty] | 0 | 0 | 0 | 0 | 0 | 0 | 0 | 0 | 0 | 0 | 0 | 0 | 0 | 0 | 0 | 0 | 0 | 0 | 0 | 0 | 0 | 0 | 0.047552 | 0.00649 | 0.01298 | 0.01947 | 0.02595 | 0.12467 | 0.16133 | 0.043827 |  | 0.1139 | 0.1795 | 0.3002 | 0.3009
2014-12-02 | 23時 |  | 0 | 0 | 0 | 0 | [9 empty] | 0 | 0 | 0 | 0 | 0 | 0 | 0 | 0 | 0 | 0 | 0 | 0 | 0 | 0 | 0 | 0 | 0 | 0 | 0 | 0 | 0 | 0 | 0.047552 | 0.00331 | 0.00661 | 0.00992 | 0.01323 | 0.062335 | 0.15709 | 0.04296 |  | 0.1578 | 0.1578 | 0.1806 | 0.1812
2014-12-03 | 0時 |  | 0 | 0 | 0 | 0 | [9 empty] | 0 | 0 | 0 | 0 | 0 | 0 | 0 | 0 | 0 | 0 | 0 | 0 | 0 | 0 | 0 | 0 | 0 | 0 | 0 | 0 | 0 | 0 | 0.047552 | 0.00013 | 0.00025 | 0.00038 | 0.0005 | 0 | 0 | 0 |  | 0.1578 | 0.1578 | 0.1806 | 0.1812
2014-12-03 | 1時 |  | 0 | 0 | 0 | 0 | [9 empty] | 0 | 0 | 0 | 0 | 0 | 0 | 0 | 0 | 0 | 0 | 0 | 0 | 0 | 0 | 0 | 0 | 0 | 0 | 0 | 0 | 0 | 0 | 0.047552 | 0.00013 | 0.00025 | 0.00038 | 0.0005 | 0 | 0 | 0 |  | 0.0483 | 0.0483 | 0.0711 | 0.0717
2014-12-03 | 2時 |  | 0 | 0 | 0 | 0 | [9 empty] | 0 | 0 | 0 | 0 | 0 | 0 | 0 | 0 | 0 | 0 | 0 | 0 | 0 | 0 | 0 | 0 | 0 | 0 | 0 | 0 | 0 | 0 | 0.047552 | 0.00013 | 0.00025 | 0.00038 | 0.0005 | 0 | 0 | 0 |  | 0.056 | 0.0561 | 0.0788 | 0.0795
2014-12-03 | 3時 |  | 0 | 0 | 0 | 0 | [9 empty] | 0 | 0 | 0 | 0 | 0 | 0 | 0 | 0 | 0 | 0 | 0 | 0 | 0 | 0 | 0 | 0 | 0 | 0 | 0 | 0 | 0 | 0 | 0.047552 | 0.00013 | 0.00025 | 0.00038 | 0.0005 | 0 | 0 | 0 |  | 0.056 | 0.0561 | 0.0788 | 0.0795
2014-12-03 | 4時 |  | 0 | 0 | 0 | 0 | [9 empty] | 0 | 0 | 0 | 0 | 0 | 0 | 0 | 0 | 0 | 0 | 0 | 0 | 0 | 0 | 0 | 0 | 0 | 0 | 0 | 0 | 0 | 0 | 0.047552 | 0.00013 | 0.00025 | 0.00038 | 0.0005 | 0 | 0 | 0 |  | 0.0483 | 0.0483 | 0.0711 | 0.0717
2014-12-03 | 5時 |  | 0 | 0 | 0 | 0 | [9 empty] | 0 | 0 | 0 | 0 | 0 | 0 | 0 | 0 | 0 | 0 | 0 | 0 | 0 | 0 | 0 | 0 | 0 | 0 | 0 | 0 | 0 | 0 | 0.047552 | 0.00013 | 0.00025 | 0.00038 | 0.0005 | 0 | 0 | 0 |  | 0.056 | 0.0561 | 0.0788 | 0.0795
2014-12-03 | 6時 |  | 0 | 0 | 0 | 0 | [9 empty] | 0 | 0 | 0 | 0 | 0 | 0 | 0 | 0 | 0 | 0 | 0 | 0 | 0 | 0 | 0 | 0 | 0 | 0 | 0 | 0 | 0 | 0 | 0.047552 | 0.00013 | 0.00025 | 0.00038 | 0.0005 | 0 | 0 | 0 |  | 0.056 | 0.0561 | 0.0788 | 0.0795
2014-12-03 | 7時 |  | 21.4958 | 1.0374 | 7.9954 | 0 | [9 empty] | 3.6408 | 0 | 0 | 0 | 0 | 0.86595 | 0 | 0 | 0 | 0 | 0 | 0 | 0 | 0 | 0 | 0 | 0 | 0 | 0 | 0 | 0 | 0 | 0.047552 | 0.00054 | 0.00108 | 0.00163 | 0.00217 | 0 | 0.024649 | 0.022689 |  | 0.1168 | 0.1854 | 0.2767 | 0.2774
2014-12-03 | 8時 |  | 2.0615 | 0 | 5.6826 | 0 | [9 empty] | 0.22903 | 0 | 0 | 0 | 0 | 0.53505 | 0 | 0 | 0 | 0 | 0 | 0 | 0 | 0 | 0 | 0 | 0 | 0 | 0 | 0 | 0 | 0 | 0.047552 | 0.00379 | 0.00759 | 0.01138 | 0.01518 | 0.084877 | 0.078545 | 0.064582 |  | 0.2156 | 0.2812 | 0.3696 | 0.3702
2014-12-03 | 9時 |  | 0.034465 | 0 | 0.024322 | 0 | [9 empty] | 0.11556 | 0 | 0 | 0 | 0 | 0.34428 | 0 | 0 | 0 | 0 | 0 | 0 | 0 | 0 | 0 | 0 | 0 | 0 | 0 | 0 | 0 | 0 | 0.047552 | 0.00033 | 0.00067 | 0.001 | 0.00133 | 0.23209 | 0.16325 | 0.052059 |  | 0.2163 | 0.252 | 0.3265 | 0.3272
2014-12-03 | 10時 |  | 0.027116 | 0 | 0.016688 | 0 | [9 empty] | 0.11213 | 0 | 0 | 0 | 0 | 0.33554 | 0 | 0 | 0 | 0 | 0 | 0 | 0 | 0 | 0 | 0 | 0 | 0 | 0 | 0 | 0 | 0 | 0.047552 | 0.00054 | 0.00108 | 0.00163 | 0.00217 | 0.12467 | 0.21558 | 0.037471 |  | 0.1917 | 0.2274 | 0.3128 | 0.3134
2014-12-03 | 11時 |  | 0.037111 | 0 | 0.0085143 | 0 | [9 empty] | 0.11372 | 0 | 0 | 0 | 0 | 0.16939 | 0 | 0 | 0 | 0 | 0 | 0 | 0 | 0 | 0 | 0 | 0 | 0 | 0 | 0 | 0 | 0 | 0.047552 | 0.00033 | 0.00067 | 0.001 | 0.00133 | 0.12467 | 0.21558 | 0 |  | 0.1994 | 0.2352 | 0.315 | 0.3157
2014-12-03 | 12時 |  | 0.028016 | 0 | 0 | 0 | [9 empty] | 0.11128 | 0 | 0 | 0 | 0 | 0 | 0 | 0 | 0 | 0 | 0 | 0 | 0 | 0 | 0 | 0 | 0 | 0 | 0 | 0 | 0 | 0 | 0.047552 | 0.00338 | 0.00675 | 0.01013 | 0.01351 | 0.14721 | 0.13456 | 0.018352 |  | 0.1983 | 0.2727 | 0.3698 | 0.3705
2014-12-03 | 13時 |  | 0 | 0 | 0 | 0 | [9 empty] | 0 | 0 | 0 | 0 | 0 | 0 | 0 | 0 | 0 | 0 | 0 | 0 | 0 | 0 | 0 | 0 | 0 | 0 | 0 | 0 | 0 | 0 | 0.047552 | 0.00033 | 0.00067 | 0.001 | 0.00133 | 0.13756 | 0.026771 | 0.023629 |  | 0.0483 | 0.0483 | 0.0711 | 0.0717
2014-12-03 | 14時 |  | 0 | 0 | 0 | 0 | [9 empty] | 0 | 0 | 0 | 0 | 0 | 0 | 0 | 0 | 0 | 0 | 0 | 0 | 0 | 0 | 0 | 0 | 0 | 0 | 0 | 0 | 0 | 0 | 0.047552 | 0.00013 | 0.00025 | 0.00038 | 0.0005 | 0 | 0 | 0 |  | 0.056 | 0.0561 | 0.0788 | 0.0795
2014-12-03 | 15時 |  | 1.1582 | 0 | 0.040747 | 0 | [9 empty] | 0.17116 | 0 | 0 | 0 | 0 | 0.17246 | 0 | 0 | 0 | 0 | 0 | 0 | 0 | 0 | 0 | 0 | 0 | 0 | 0 | 0 | 0 | 0 | 0.047552 | 0.00013 | 0.00025 | 0.00038 | 0.0005 | 0 | 0 | 0 |  | 0.056 | 0.0561 | 0.0788 | 0.0795
2014-12-03 | 16時 |  | 3.8857 | 0 | 0.37099 | 0 | [9 empty] | 0.31784 | 0 | 0 | 0 | 0 | 0.17308 | 0 | 0 | 0 | 0 | 0 | 0 | 0 | 0 | 0 | 0 | 0 | 0 | 0 | 0 | 0 | 0 | 0.047552 | 0.00054 | 0.00108 | 0.00163 | 0.00217 | 0.062335 | 0.054249 | 0.024058 |  | 0.2095 | 0.275 | 0.3956 | 0.5453
2014-12-03 | 17時 |  | 4.6725 | 0 | 0.99956 | 0 | [9 empty] | 0.36583 | 0 | 0 | 0 | 0 | 0.17981 | 0 | 0 | 0 | 0 | 0 | 0 | 0 | 0 | 0 | 0 | 0 | 0 | 0 | 0 | 0 | 0 | 0.047552 | 0.00642 | 0.01284 | 0.01926 | 0.02568 | 0.12467 | 0.1085 | 0.026923 |  | 0.2423 | 0.2781 | 0.3689 | 0.5187
2014-12-03 | 18時 |  | 2.9109 | 0 | 0 | 0 | [9 empty] | 0.34018 | 0 | 0 | 0 | 0 | 0 | 0 | 0 | 0 | 0 | 0 | 0 | 0 | 0 | 0 | 0 | 0 | 0 | 0 | 0 | 0 | 0 | 0.047552 | 0.00642 | 0.01284 | 0.01926 | 0.02568 | 0.21072 | 0.1085 | 0 |  | 0.1819 | 0.2177 | 0.2978 | 0.4476
2014-12-03 | 19時 |  | 3.6061 | 0 | 5.2306 | 0 | [9 empty] | 0.3978 | 0 | 0 | 0 | 0 | 0.54923 | 0 | 0 | 0 | 0 | 0 | 0 | 0 | 0 | 0 | 0 | 0 | 0 | 0 | 0 | 0 | 0 | 0.047552 | 0.00013 | 0.00025 | 0.00038 | 0.0005 | 0.12879 | 0 | 0.006537 |  | 0.0998 | 0.1355 | 0.2049 | 0.2056
2014-12-03 | 20時 |  | 3.9982 | 0 | 3.1472 | 0 | [9 empty] | 0.4409 | 0 | 0 | 0 | 0 | 0.43088 | 0 | 0 | 0 | 0 | 0 | 0 | 0 | 0 | 0 | 0 | 0 | 0 | 0 | 0 | 0 | 0 | 0.047552 | 0.00033 | 0.00067 | 0.001 | 0.00133 | 0.16769 | 0.10779 | 0.006537 |  | 0.0917 | 0.1275 | 0.2183 | 0.219
2014-12-03 | 21時 |  | 4.6476 | 0 | 2.78 | 0 | [9 empty] | 0.50422 | 0 | 0 | 0 | 0 | 0.41821 | 0 | 0 | 0 | 0 | 0 | 0 | 0 | 0 | 0 | 0 | 0 | 0 | 0 | 0 | 0 | 0 | 0.047552 | 0.00628 | 0.01256 | 0.01884 | 0.02512 | 0.12467 | 0.18846 | 0.012659 |  | 0.1755 | 0.2411 | 0.3458 | 0.3465
2014-12-03 | 22時 |  | 0 | 0 | 0 | 0 | [9 empty] | 0 | 0 | 0 | 0 | 0 | 0 | 0 | 0 | 0 | 0 | 0 | 0 | 0 | 0 | 0 | 0 | 0 | 0 | 0 | 0 | 0 | 0 | 0.047552 | 0.00649 | 0.01298 | 0.01947 | 0.02595 | 0.12467 | 0.16133 | 0.043827 |  | 0.1139 | 0.1795 | 0.3002 | 0.3009
2014-12-03 | 23時 |  | 0 | 0 | 0 | 0 | [9 empty] | 0 | 0 | 0 | 0 | 0 | 0 | 0 | 0 | 0 | 0 | 0 | 0 | 0 | 0 | 0 | 0 | 0 | 0 | 0 | 0 | 0 | 0 | 0.047552 | 0.00331 | 0.00661 | 0.00992 | 0.01323 | 0.062335 | 0.15709 | 0.04296 |  | 0.1578 | 0.1578 | 0.1806 | 0.1812
2014-12-04 | 0時 |  | 0 | 0 | 0 | 0 | [9 empty] | 0 | 0 | 0 | 0 | 0 | 0 | 0 | 0 | 0 | 0 | 0 | 0 | 0 | 0 | 0 | 0 | 0 | 0 | 0 | 0 | 0 | 0 | 0.047552 | 0.00013 | 0.00025 | 0.00038 | 0.0005 | 0 | 0.078899 | 0.011656 |  | 0.1578 | 0.1578 | 0.1806 | 0.1812
2014-12-04 | 1時 |  | 0 | 0 | 0 | 0 | [9 empty] | 0 | 0 | 0 | 0 | 0 | 0 | 0 | 0 | 0 | 0 | 0 | 0 | 0 | 0 | 0 | 0 | 0 | 0 | 0 | 0 | 0 | 0 | 0.047552 | 0.00013 | 0.00025 | 0.00038 | 0.0005 | 0 | 0 | 0 |  | 0.0483 | 0.0483 | 0.0711 | 0.0717
2014-12-04 | 2時 |  | 0 | 0 | 0 | 0 | [9 empty] | 0 | 0 | 0 | 0 | 0 | 0 | 0 | 0 | 0 | 0 | 0 | 0 | 0 | 0 | 0 | 0 | 0 | 0 | 0 | 0 | 0 | 0 | 0.047552 | 0.00013 | 0.00025 | 0.00038 | 0.0005 | 0 | 0 | 0 |  | 0.056 | 0.0561 | 0.0788 | 0.0795
2014-12-04 | 3時 |  | 0 | 0 | 0 | 0 | [9 empty] | 0 | 0 | 0 | 0 | 0 | 0 | 0 | 0 | 0 | 0 | 0 | 0 | 0 | 0 | 0 | 0 | 0 | 0 | 0 | 0 | 0 | 0 | 0.047552 | 0.00013 | 0.00025 | 0.00038 | 0.0005 | 0 | 0 | 0 |  | 0.056 | 0.0561 | 0.0788 | 0.0795
2014-12-04 | 4時 |  | 0 | 0 | 0 | 0 | [9 empty] | 0 | 0 | 0 | 0 | 0 | 0 | 0 | 0 | 0 | 0 | 0 | 0 | 0 | 0 | 0 | 0 | 0 | 0 | 0 | 0 | 0 | 0 | 0.047552 | 0.00013 | 0.00025 | 0.00038 | 0.0005 | 0 | 0 | 0 |  | 0.0483 | 0.0483 | 0.0711 | 0.0717
2014-12-04 | 5時 |  | 21.0509 | 3.8209 | 0 | 0 | [9 empty] | 3.6049 | 0 | 0 | 0 | 0 | 0 | 0 | 0 | 0 | 0 | 0 | 0 | 0 | 0 | 0 | 0 | 0 | 0 | 0 | 0 | 0 | 0 | 0.047552 | 0.00013 | 0.00025 | 0.00038 | 0.0005 | 0 | 0 | 0 |  | 0.056 | 0.0561 | 0.0788 | 0.0795
2014-12-04 | 6時 |  | 9.2447 | 0 | 0 | 0 | [9 empty] | 0.98567 | 0 | 0 | 0 | 0 | 0 | 0 | 0 | 0 | 0 | 0 | 0 | 0 | 0 | 0 | 0 | 0 | 0 | 0 | 0 | 0 | 0 | 0.047552 | 0.00338 | 0.00675 | 0.01013 | 0.01351 | 0 | 0.024649 | 0.011815 |  | 0.1925 | 0.2611 | 0.3525 | 0.3531
2014-12-04 | 7時 |  | 7.4599 | 0 | 0 | 0 | [9 empty] | 0.78369 | 0 | 0 | 0 | 0 | 0 | 0 | 0 | 0 | 0 | 0 | 0 | 0 | 0 | 0 | 0 | 0 | 0 | 0 | 0 | 0 | 0 | 0.047552 | 0.00054 | 0.00108 | 0.00163 | 0.00217 | 0.13859 | 0.053895 | 0.036861 |  | 0.1524 | 0.248 | 0.3662 | 0.3669
2014-12-04 | 8時 |  | 3.6005 | 0 | 0 | 0 | [9 empty] | 0.39053 | 0 | 0 | 0 | 0 | 0 | 0 | 0 | 0 | 0 | 0 | 0 | 0 | 0 | 0 | 0 | 0 | 0 | 0 | 0 | 0 | 0 | 0.047552 | 0.00054 | 0.00108 | 0.00163 | 0.00217 | 0.093503 | 0 | 0.035602 |  | 0.1091 | 0.1448 | 0.2032 | 0.2039
2014-12-04 | 9時 |  | 0 | 0 | 0 | 0 | [9 empty] | 0 | 0 | 0 | 0 | 0 | 0 | 0 | 0 | 0 | 0 | 0 | 0 | 0 | 0 | 0 | 0 | 0 | 0 | 0 | 0 | 0 | 0 | 0.047552 | 0.00013 | 0.00025 | 0.00038 | 0.0005 | 0.17838 | 0.10971 | 0.042749 |  | 0.3011 | 0.3368 | 0.3953 | 0.396
2014-12-04 | 10時 |  | 0 | 0 | 0 | 0 | [9 empty] | 0 | 0 | 0 | 0 | 0 | 0 | 0 | 0 | 0 | 0 | 0 | 0 | 0 | 0 | 0 | 0 | 0 | 0 | 0 | 0 | 0 | 0 | 0.047552 | 0.00033 | 0.00067 | 0.001 | 0.00133 | 0.093503 | 0 | 0.012523 |  | 0.0483 | 0.0483 | 0.0711 | 0.0717
2014-12-04 | 11時 |  | 0.10455 | 0 | 0 | 0 | [9 empty] | 0.11603 | 0 | 0 | 0 | 0 | 0 | 0 | 0 | 0 | 0 | 0 | 0 | 0 | 0 | 0 | 0 | 0 | 0 | 0 | 0 | 0 | 0 | 0.047552 | 0.00013 | 0.00025 | 0.00038 | 0.0005 | 0 | 0 | 0.0052775 |  | 0.056 | 0.0561 | 0.0788 | 0.0795
2014-12-04 | 12時 |  | 0.054581 | 0 | 0 | 0 | [9 empty] | 0.11176 | 0 | 0 | 0 | 0 | 0 | 0 | 0 | 0 | 0 | 0 | 0 | 0 | 0 | 0 | 0 | 0 | 0 | 0 | 0 | 0 | 0 | 0.047552 | 0.00338 | 0.00675 | 0.01013 | 0.01351 | 0.05371 | 0 | 0.0052775 |  | 0.1983 | 0.2727 | 0.3698 | 0.3705
2014-12-04 | 13時 |  | 0 | 0 | 0 | 0 | [9 empty] | 0 | 0 | 0 | 0 | 0 | 0 | 0 | 0 | 0 | 0 | 0 | 0 | 0 | 0 | 0 | 0 | 0 | 0 | 0 | 0 | 0 | 0 | 0.047552 | 0.00033 | 0.00067 | 0.001 | 0.00133 | 0.11604 | 0 | 0 |  | 0.0483 | 0.0483 | 0.0711 | 0.0717
2014-12-04 | 14時 |  | 0 | 0 | 0 | 0 | [9 empty] | 0 | 0 | 0 | 0 | 0 | 0 | 0 | 0 | 0 | 0 | 0 | 0 | 0 | 0 | 0 | 0 | 0 | 0 | 0 | 0 | 0 | 0 | 0.047552 | 0.00013 | 0.00025 | 0.00038 | 0.0005 | 0.031168 | 0 | 0.017801 |  | 0.056 | 0.0561 | 0.0788 | 0.0795
2014-12-04 | 15時 |  | 3.9826 | 0 | 0 | 0 | [9 empty] | 0.31954 | 0 | 0 | 0 | 0 | 0 | 0 | 0 | 0 | 0 | 0 | 0 | 0 | 0 | 0 | 0 | 0 | 0 | 0 | 0 | 0 | 0 | 0.047552 | 0.00013 | 0.00025 | 0.00038 | 0.0005 | 0 | 0 | 0 |  | 0.056 | 0.0561 | 0.0788 | 0.0795
2014-12-04 | 16時 |  | 3.1363 | 0 | 0 | 0 | [9 empty] | 0.28289 | 0 | 0 | 0 | 0 | 0 | 0 | 0 | 0 | 0 | 0 | 0 | 0 | 0 | 0 | 0 | 0 | 0 | 0 | 0 | 0 | 0 | 0.047552 | 0.00033 | 0.00067 | 0.001 | 0.00133 | 0.062335 | 0 | 0.0052775 |  | 0.0483 | 0.0483 | 0.0711 | 0.0717
2014-12-04 | 17時 |  | 6.5898 | 0 | 3.6541 | 0 | [9 empty] | 0.52873 | 0 | 0 | 0 | 0 | 0.2895 | 0 | 0 | 0 | 0 | 0 | 0 | 0 | 0 | 0 | 0 | 0 | 0 | 0 | 0 | 0 | 0 | 0.047552 | 0.00033 | 0.00067 | 0.001 | 0.00133 | 0.10536 | 0 | 0.0082775 |  | 0.1304 | 0.2048 | 0.3019 | 0.3026
2014-12-04 | 18時 |  | 7.2796 | 0 | 0 | 0 | [9 empty] | 0.7469 | 0 | 0 | 0 | 0 | 0 | 0 | 0 | 0 | 0 | 0 | 0 | 0 | 0 | 0 | 0 | 0 | 0 | 0 | 0 | 0 | 0 | 0.047552 | 0.00642 | 0.01284 | 0.01926 | 0.02568 | 0.12467 | 0 | 0.0082775 |  | 0.303 | 0.3387 | 0.3972 | 0.5469
2014-12-04 | 19時 |  | 4.1968 | 0 | 4.4385 | 0 | [9 empty] | 0.47622 | 0 | 0 | 0 | 0 | 0.4419 | 0 | 0 | 0 | 0 | 0 | 0 | 0 | 0 | 0 | 0 | 0 | 0 | 0 | 0 | 0 | 0 | 0.047552 | 0.00642 | 0.01284 | 0.01926 | 0.02568 | 0.21072 | 0.10708 | 0.0082775 |  | 0.0991 | 0.1348 | 0.1932 | 0.1939
2014-12-04 | 20時 |  | 4.8193 | 0 | 4.301 | 0 | [9 empty] | 0.53102 | 0 | 0 | 0 | 0 | 0.42952 | 0 | 0 | 0 | 0 | 0 | 0 | 0 | 0 | 0 | 0 | 0 | 0 | 0 | 0 | 0 | 0 | 0.047552 | 0.00033 | 0.00067 | 0.001 | 0.00133 | 0.14927 | 0.027125 | 0 |  | 0.0917 | 0.1275 | 0.2102 | 0.2109
2014-12-04 | 21時 |  | 5.3599 | 0 | 5.1337 | 0 | [9 empty] | 0.58454 | 0 | 0 | 0 | 0 | 0.57231 | 0 | 0 | 0 | 0 | 0 | 0 | 0 | 0 | 0 | 0 | 0 | 0 | 0 | 0 | 0 | 0 | 0.047552 | 0.00033 | 0.00067 | 0.001 | 0.00133 | 0.14618 | 0.10814 | 0.031304 |  | 0.1216 | 0.1873 | 0.2837 | 0.2844
2014-12-04 | 22時 |  | 5.964 | 0 | 2.1081 | 0 | [9 empty] | 0.65779 | 0 | 0 | 0 | 0 | 0.25661 | 0 | 0 | 0 | 0 | 0 | 0 | 0 | 0 | 0 | 0 | 0 | 0 | 0 | 0 | 0 | 0 | 0.047552 | 0.00628 | 0.01256 | 0.01884 | 0.02512 | 0.12467 | 0.16133 | 0.043827 |  | 0.1738 | 0.1917 | 0.262 | 0.2626
2014-12-04 | 23時 |  | 0 | 0 | 0 | 0 | [9 empty] | 0 | 0 | 0 | 0 | 0 | 0 | 0 | 0 | 0 | 0 | 0 | 0 | 0 | 0 | 0 | 0 | 0 | 0 | 0 | 0 | 0 | 0 | 0.047552 | 0.0067 | 0.01339 | 0.02009 | 0.02679 | 0.12467 | 0.18881 | 0.031848 |  | 0.1877 | 0.2176 | 0.2756 | 0.2763
2014-12-05 | 0時 |  | 0 | 0 | 0 | 0 | [9 empty] | 0 | 0 | 0 | 0 | 0 | 0 | 0 | 0 | 0 | 0 | 0 | 0 | 0 | 0 | 0 | 0 | 0 | 0 | 0 | 0 | 0 | 0 | 0.047552 | 0.00013 | 0.00025 | 0.00038 | 0.0005 | 0 | 0.078899 | 0.011656 |  | 0.1578 | 0.1578 | 0.1806 | 0.1812
2014-12-05 | 1時 |  | 0 | 0 | 0 | 0 | [9 empty] | 0 | 0 | 0 | 0 | 0 | 0 | 0 | 0 | 0 | 0 | 0 | 0 | 0 | 0 | 0 | 0 | 0 | 0 | 0 | 0 | 0 | 0 | 0.047552 | 0.00013 | 0.00025 | 0.00038 | 0.0005 | 0 | 0 | 0 |  | 0.0483 | 0.0483 | 0.0711 | 0.0717
2014-12-05 | 2時 |  | 0 | 0 | 0 | 0 | [9 empty] | 0 | 0 | 0 | 0 | 0 | 0 | 0 | 0 | 0 | 0 | 0 | 0 | 0 | 0 | 0 | 0 | 0 | 0 | 0 | 0 | 0 | 0 | 0.047552 | 0.00013 | 0.00025 | 0.00038 | 0.0005 | 0 | 0 | 0 |  | 0.056 | 0.0561 | 0.0788 | 0.0795
2014-12-05 | 3時 |  | 0 | 0 | 0 | 0 | [9 empty] | 0 | 0 | 0 | 0 | 0 | 0 | 0 | 0 | 0 | 0 | 0 | 0 | 0 | 0 | 0 | 0 | 0 | 0 | 0 | 0 | 0 | 0 | 0.047552 | 0.00013 | 0.00025 | 0.00038 | 0.0005 | 0 | 0 | 0 |  | 0.056 | 0.0561 | 0.0788 | 0.0795
2014-12-05 | 4時 |  | 0 | 0 | 0 | 0 | [9 empty] | 0 | 0 | 0 | 0 | 0 | 0 | 0 | 0 | 0 | 0 | 0 | 0 | 0 | 0 | 0 | 0 | 0 | 0 | 0 | 0 | 0 | 0 | 0.047552 | 0.00013 | 0.00025 | 0.00038 | 0.0005 | 0 | 0 | 0 |  | 0.0483 | 0.0483 | 0.0711 | 0.0717
2014-12-05 | 5時 |  | 20.9712 | 4.4563 | 0 | 0 | [9 empty] | 3.5995 | 0 | 0 | 0 | 0 | 0 | 0 | 0 | 0 | 0 | 0 | 0 | 0 | 0 | 0 | 0 | 0 | 0 | 0 | 0 | 0 | 0 | 0.047552 | 0.00013 | 0.00025 | 0.00038 | 0.0005 | 0 | 0 | 0 |  | 0.056 | 0.0561 | 0.0788 | 0.0795
2014-12-05 | 6時 |  | 9.9228 | 0 | 0 | 0 | [9 empty] | 1.0775 | 0 | 0 | 0 | 0 | 0 | 0 | 0 | 0 | 0 | 0 | 0 | 0 | 0 | 0 | 0 | 0 | 0 | 0 | 0 | 0 | 0 | 0.047552 | 0.00338 | 0.00675 | 0.01013 | 0.01351 | 0 | 0.024649 | 0.011815 |  | 0.1925 | 0.2611 | 0.3525 | 0.3531
2014-12-05 | 7時 |  | 8.4002 | 0 | 0 | 0 | [9 empty] | 0.8864 | 0 | 0 | 0 | 0 | 0 | 0 | 0 | 0 | 0 | 0 | 0 | 0 | 0 | 0 | 0 | 0 | 0 | 0 | 0 | 0 | 0 | 0.047552 | 0.00054 | 0.00108 | 0.00163 | 0.00217 | 0.13859 | 0.053895 | 0.036861 |  | 0.1524 | 0.248 | 0.3662 | 0.3669
2014-12-05 | 8時 |  | 6.9661 | 0 | 0 | 0 | [9 empty] | 0.72702 | 0 | 0 | 0 | 0 | 0 | 0 | 0 | 0 | 0 | 0 | 0 | 0 | 0 | 0 | 0 | 0 | 0 | 0 | 0 | 0 | 0 | 0.047552 | 0.00054 | 0.00108 | 0.00163 | 0.00217 | 0.093503 | 0 | 0.035602 |  | 0.1091 | 0.1448 | 0.2032 | 0.2039
2014-12-05 | 9時 |  | 0 | 0 | 0 | 0 | [9 empty] | 0 | 0 | 0 | 0 | 0 | 0 | 0 | 0 | 0 | 0 | 0 | 0 | 0 | 0 | 0 | 0 | 0 | 0 | 0 | 0 | 0 | 0 | 0.047552 | 0.00013 | 0.00025 | 0.00038 | 0.0005 | 0.17838 | 0.10971 | 0.042749 |  | 0.3011 | 0.3368 | 0.3953 | 0.396
2014-12-05 | 10時 |  | 0 | 0 | 0 | 0 | [9 empty] | 0 | 0 | 0 | 0 | 0 | 0 | 0 | 0 | 0 | 0 | 0 | 0 | 0 | 0 | 0 | 0 | 0 | 0 | 0 | 0 | 0 | 0 | 0.047552 | 0.00033 | 0.00067 | 0.001 | 0.00133 | 0.093503 | 0 | 0.012523 |  | 0.0483 | 0.0483 | 0.0711 | 0.0717
2014-12-05 | 11時 |  | 10.9914 | 0 | 0 | 0 | [9 empty] | 0.82782 | 0 | 0 | 0 | 0 | 0 | 0 | 0 | 0 | 0 | 0 | 0 | 0 | 0 | 0 | 0 | 0 | 0 | 0 | 0 | 0 | 0 | 0.047552 | 0.00013 | 0.00025 | 0.00038 | 0.0005 | 0 | 0 | 0.0052775 |  | 0.056 | 0.0561 | 0.0788 | 0.0795
2014-12-05 | 12時 |  | 4.3344 | 0 | 0 | 0 | [9 empty] | 0.35133 | 0 | 0 | 0 | 0 | 0 | 0 | 0 | 0 | 0 | 0 | 0 | 0 | 0 | 0 | 0 | 0 | 0 | 0 | 0 | 0 | 0 | 0.047552 | 0.00338 | 0.00675 | 0.01013 | 0.01351 | 0.05371 | 0 | 0.0052775 |  | 0.1983 | 0.2727 | 0.3698 | 0.3705
2014-12-05 | 13時 |  | 0 | 0 | 0 | 0 | [9 empty] | 0 | 0 | 0 | 0 | 0 | 0 | 0 | 0 | 0 | 0 | 0 | 0 | 0 | 0 | 0 | 0 | 0 | 0 | 0 | 0 | 0 | 0 | 0.047552 | 0.00033 | 0.00067 | 0.001 | 0.00133 | 0.11604 | 0 | 0 |  | 0.0483 | 0.0483 | 0.0711 | 0.0717
2014-12-05 | 14時 |  | 0 | 0 | 0 | 0 | [9 empty] | 0 | 0 | 0 | 0 | 0 | 0 | 0 | 0 | 0 | 0 | 0 | 0 | 0 | 0 | 0 | 0 | 0 | 0 | 0 | 0 | 0 | 0 | 0.047552 | 0.00013 | 0.00025 | 0.00038 | 0.0005 | 0.031168 | 0 | 0.017801 |  | 0.056 | 0.0561 | 0.0788 | 0.0795
2014-12-05 | 15時 |  | 10.413 | 0 | 0 | 0 | [9 empty] | 0.78567 | 0 | 0 | 0 | 0 | 0 | 0 | 0 | 0 | 0 | 0 | 0 | 0 | 0 | 0 | 0 | 0 | 0 | 0 | 0 | 0 | 0 | 0.047552 | 0.00013 | 0.00025 | 0.00038 | 0.0005 | 0 | 0 | 0 |  | 0.056 | 0.0561 | 0.0788 | 0.0795
2014-12-05 | 16時 |  | 5.9731 | 0 | 0 | 0 | [9 empty] | 0.46881 | 0 | 0 | 0 | 0 | 0 | 0 | 0 | 0 | 0 | 0 | 0 | 0 | 0 | 0 | 0 | 0 | 0 | 0 | 0 | 0 | 0 | 0.047552 | 0.00033 | 0.00067 | 0.001 | 0.00133 | 0.062335 | 0 | 0.0052775 |  | 0.0483 | 0.0483 | 0.0711 | 0.0717
2014-12-05 | 17時 |  | 8.3174 | 0 | 7.057 | 0 | [9 empty] | 0.83005 | 0 | 0 | 0 | 0 | 0.69979 | 0 | 0 | 0 | 0 | 0 | 0 | 0 | 0 | 0 | 0 | 0 | 0 | 0 | 0 | 0 | 0 | 0.047552 | 0.00033 | 0.00067 | 0.001 | 0.00133 | 0.10536 | 0 | 0.0082775 |  | 0.1304 | 0.2048 | 0.3019 | 0.3026
2014-12-05 | 18時 |  | 8.2431 | 0 | 0 | 0 | [9 empty] | 0.63666 | 0 | 0 | 0 | 0 | 0 | 0 | 0 | 0 | 0 | 0 | 0 | 0 | 0 | 0 | 0 | 0 | 0 | 0 | 0 | 0 | 0 | 0.047552 | 0.00642 | 0.01284 | 0.01926 | 0.02568 | 0.12467 | 0 | 0.0082775 |  | 0.303 | 0.3387 | 0.3972 | 0.5469
2014-12-05 | 19時 |  | 5.0351 | 0 | 6.624 | 0 | [9 empty] | 0.52841 | 0 | 0 | 0 | 0 | 0.66241 | 0 | 0 | 0 | 0 | 0 | 0 | 0 | 0 | 0 | 0 | 0 | 0 | 0 | 0 | 0 | 0 | 0.047552 | 0.00642 | 0.01284 | 0.01926 | 0.02568 | 0.21072 | 0.10708 | 0.0082775 |  | 0.0991 | 0.1348 | 0.1932 | 0.1939
2014-12-05 | 20時 |  | 5.5623 | 0 | 5.1354 | 0 | [9 empty] | 0.5917 | 0 | 0 | 0 | 0 | 0.51077 | 0 | 0 | 0 | 0 | 0 | 0 | 0 | 0 | 0 | 0 | 0 | 0 | 0 | 0 | 0 | 0 | 0.047552 | 0.00033 | 0.00067 | 0.001 | 0.00133 | 0.14927 | 0.027125 | 0 |  | 0.0917 | 0.1275 | 0.2102 | 0.2109
2014-12-05 | 21時 |  | 5.7858 | 0 | 5.8902 | 0 | [9 empty] | 0.60553 | 0 | 0 | 0 | 0 | 0.61991 | 0 | 0 | 0 | 0 | 0 | 0 | 0 | 0 | 0 | 0 | 0 | 0 | 0 | 0 | 0 | 0 | 0.047552 | 0.00033 | 0.00067 | 0.001 | 0.00133 | 0.14618 | 0.10814 | 0.031304 |  | 0.1216 | 0.1873 | 0.2837 | 0.2844
2014-12-05 | 22時 |  | 6.0193 | 0 | 2.2178 | 0 | [9 empty] | 0.62988 | 0 | 0 | 0 | 0 | 0.25443 | 0 | 0 | 0 | 0 | 0 | 0 | 0 | 0 | 0 | 0 | 0 | 0 | 0 | 0 | 0 | 0 | 0.047552 | 0.00628 | 0.01256 | 0.01884 | 0.02512 | 0.12467 | 0.16133 | 0.043827 |  | 0.1738 | 0.1917 | 0.262 | 0.2626
2014-12-05 | 23時 |  | 0 | 0 | 0 | 0 | [9 empty] | 0 | 0 | 0 | 0 | 0 | 0 | 0 | 0 | 0 | 0 | 0 | 0 | 0 | 0 | 0 | 0 | 0 | 0 | 0 | 0 | 0 | 0 | 0.047552 | 0.0067 | 0.01339 | 0.02009 | 0.02679 | 0.12467 | 0.18881 | 0.031848 |  | 0.1877 | 0.2176 | 0.2756 | 0.2763
2014-12-06 | 0時 |  | 0 | 0 | 0 | 0 | [9 empty] | 0 | 0 | 0 | 0 | 0 | 0 | 0 | 0 | 0 | 0 | 0 | 0 | 0 | 0 | 0 | 0 | 0 | 0 | 0 | 0 | 0 | 0 | 0.047552 | 0.00013 | 0.00025 | 0.00038 | 0.0005 | 0 | 0.078899 | 0.011656 |  | 0.1578 | 0.1578 | 0.1806 | 0.1812
2014-12-06 | 1時 |  | 0 | 0 | 0 | 0 | [9 empty] | 0 | 0 | 0 | 0 | 0 | 0 | 0 | 0 | 0 | 0 | 0 | 0 | 0 | 0 | 0 | 0 | 0 | 0 | 0 | 0 | 0 | 0 | 0.047552 | 0.00013 | 0.00025 | 0.00038 | 0.0005 | 0 | 0 | 0 |  | 0.0483 | 0.0483 | 0.0711 | 0.0717
2014-12-06 | 2時 |  | 0 | 0 | 0 | 0 | [9 empty] | 0 | 0 | 0 | 0 | 0 | 0 | 0 | 0 | 0 | 0 | 0 | 0 | 0 | 0 | 0 | 0 | 0 | 0 | 0 | 0 | 0 | 0 | 0.047552 | 0.00013 | 0.00025 | 0.00038 | 0.0005 | 0 | 0 | 0 |  | 0.056 | 0.0561 | 0.0788 | 0.0795
2014-12-06 | 3時 |  | 0 | 0 | 0 | 0 | [9 empty] | 0 | 0 | 0 | 0 | 0 | 0 | 0 | 0 | 0 | 0 | 0 | 0 | 0 | 0 | 0 | 0 | 0 | 0 | 0 | 0 | 0 | 0 | 0.047552 | 0.00013 | 0.00025 | 0.00038 | 0.0005 | 0 | 0 | 0 |  | 0.056 | 0.0561 | 0.0788 | 0.0795
2014-12-06 | 4時 |  | 0 | 0 | 0 | 0 | [9 empty] | 0 | 0 | 0 | 0 | 0 | 0 | 0 | 0 | 0 | 0 | 0 | 0 | 0 | 0 | 0 | 0 | 0 | 0 | 0 | 0 | 0 | 0 | 0.047552 | 0.00013 | 0.00025 | 0.00038 | 0.0005 | 0 | 0 | 0 |  | 0.0483 | 0.0483 | 0.0711 | 0.0717
2014-12-06 | 5時 |  | 21.1127 | 3.0153 | 0 | 0 | [9 empty] | 3.6094 | 0 | 0 | 0 | 0 | 0 | 0 | 0 | 0 | 0 | 0 | 0 | 0 | 0 | 0 | 0 | 0 | 0 | 0 | 0 | 0 | 0 | 0.047552 | 0.00013 | 0.00025 | 0.00038 | 0.0005 | 0 | 0 | 0 |  | 0.056 | 0.0561 | 0.0788 | 0.0795
2014-12-06 | 6時 |  | 8.5568 | 0 | 0 | 0 | [9 empty] | 0.91569 | 0 | 0 | 0 | 0 | 0 | 0 | 0 | 0 | 0 | 0 | 0 | 0 | 0 | 0 | 0 | 0 | 0 | 0 | 0 | 0 | 0 | 0.047552 | 0.00338 | 0.00675 | 0.01013 | 0.01351 | 0 | 0.024649 | 0.011815 |  | 0.1925 | 0.2611 | 0.3525 | 0.3531
2014-12-06 | 7時 |  | 6.7634 | 0 | 0 | 0 | [9 empty] | 0.73579 | 0 | 0 | 0 | 0 | 0 | 0 | 0 | 0 | 0 | 0 | 0 | 0 | 0 | 0 | 0 | 0 | 0 | 0 | 0 | 0 | 0 | 0.047552 | 0.00054 | 0.00108 | 0.00163 | 0.00217 | 0.13859 | 0.053895 | 0.036861 |  | 0.1524 | 0.248 | 0.3662 | 0.3669
2014-12-06 | 8時 |  | 6.6709 | 0 | 0 | 0 | [9 empty] | 0.71907 | 0 | 0 | 0 | 0 | 0 | 0 | 0 | 0 | 0 | 0 | 0 | 0 | 0 | 0 | 0 | 0 | 0 | 0 | 0 | 0 | 0 | 0.047552 | 0.00054 | 0.00108 | 0.00163 | 0.00217 | 0.093503 | 0 | 0.035602 |  | 0.1091 | 0.1448 | 0.2032 | 0.2039
2014-12-06 | 9時 |  | 0 | 0 | 0 | 0 | [9 empty] | 0 | 0 | 0 | 0 | 0 | 0 | 0 | 0 | 0 | 0 | 0 | 0 | 0 | 0 | 0 | 0 | 0 | 0 | 0 | 0 | 0 | 0 | 0.047552 | 0.00013 | 0.00025 | 0.00038 | 0.0005 | 0.17838 | 0.10971 | 0.042749 |  | 0.3011 | 0.3368 | 0.3953 | 0.396
2014-12-06 | 10時 |  | 0 | 0 | 0 | 0 | [9 empty] | 0 | 0 | 0 | 0 | 0 | 0 | 0 | 0 | 0 | 0 | 0 | 0 | 0 | 0 | 0 | 0 | 0 | 0 | 0 | 0 | 0 | 0 | 0.047552 | 0.00033 | 0.00067 | 0.001 | 0.00133 | 0.093503 | 0 | 0.012523 |  | 0.0483 | 0.0483 | 0.0711 | 0.0717
2014-12-06 | 11時 |  | 16.0136 | 0 | 0 | 0 | [9 empty] | 2.1034 | 0 | 0 | 0 | 0 | 0 | 0 | 0 | 0 | 0 | 0 | 0 | 0 | 0 | 0 | 0 | 0 | 0 | 0 | 0 | 0 | 0 | 0.047552 | 0.00013 | 0.00025 | 0.00038 | 0.0005 | 0 | 0 | 0.0052775 |  | 0.056 | 0.0561 | 0.0788 | 0.0795
2014-12-06 | 12時 |  | 7.9953 | 0 | 0 | 0 | [9 empty] | 0.83712 | 0 | 0 | 0 | 0 | 0 | 0 | 0 | 0 | 0 | 0 | 0 | 0 | 0 | 0 | 0 | 0 | 0 | 0 | 0 | 0 | 0 | 0.047552 | 0.00338 | 0.00675 | 0.01013 | 0.01351 | 0.05371 | 0 | 0.0052775 |  | 0.1983 | 0.2727 | 0.3698 | 0.3705
2014-12-06 | 13時 |  | 0 | 0 | 0 | 0 | [9 empty] | 0 | 0 | 0 | 0 | 0 | 0 | 0 | 0 | 0 | 0 | 0 | 0 | 0 | 0 | 0 | 0 | 0 | 0 | 0 | 0 | 0 | 0 | 0.047552 | 0.00033 | 0.00067 | 0.001 | 0.00133 | 0.11604 | 0 | 0 |  | 0.0483 | 0.0483 | 0.0711 | 0.0717
2014-12-06 | 14時 |  | 0 | 0 | 0 | 0 | [9 empty] | 0 | 0 | 0 | 0 | 0 | 0 | 0 | 0 | 0 | 0 | 0 | 0 | 0 | 0 | 0 | 0 | 0 | 0 | 0 | 0 | 0 | 0 | 0.047552 | 0.00013 | 0.00025 | 0.00038 | 0.0005 | 0.031168 | 0 | 0.017801 |  | 0.056 | 0.0561 | 0.0788 | 0.0795
2014-12-06 | 15時 |  | 15.6391 | 0 | 0 | 0 | [9 empty] | 2.011 | 0 | 0 | 0 | 0 | 0 | 0 | 0 | 0 | 0 | 0 | 0 | 0 | 0 | 0 | 0 | 0 | 0 | 0 | 0 | 0 | 0 | 0.047552 | 0.00013 | 0.00025 | 0.00038 | 0.0005 | 0 | 0 | 0 |  | 0.056 | 0.0561 | 0.0788 | 0.0795
2014-12-06 | 16時 |  | 8.4267 | 0 | 0 | 0 | [9 empty] | 0.88467 | 0 | 0 | 0 | 0 | 0 | 0 | 0 | 0 | 0 | 0 | 0 | 0 | 0 | 0 | 0 | 0 | 0 | 0 | 0 | 0 | 0 | 0.047552 | 0.00033 | 0.00067 | 0.001 | 0.00133 | 0.062335 | 0 | 0.0052775 |  | 0.0483 | 0.0483 | 0.0711 | 0.0717
2014-12-06 | 17時 |  | 11.0028 | 0 | 9.7068 | 0.06254 | [9 empty] | 1.2065 | 0 | 0 | 0 | 0 | 1.2225 | 0 | 0 | 0 | 0 | 0 | 0 | 0 | 0 | 0 | 0 | 0 | 0 | 0 | 0 | 0 | 0 | 0.047552 | 0.00033 | 0.00067 | 0.001 | 0.00133 | 0.10536 | 0 | 0.0082775 |  | 0.1304 | 0.2048 | 0.3019 | 0.3026
2014-12-06 | 18時 |  | 10.786 | 0 | 0 | 0 | [9 empty] | 1.1814 | 0 | 0 | 0 | 0 | 0 | 0 | 0 | 0 | 0 | 0 | 0 | 0 | 0 | 0 | 0 | 0 | 0 | 0 | 0 | 0 | 0 | 0.047552 | 0.00642 | 0.01284 | 0.01926 | 0.02568 | 0.12467 | 0 | 0.0082775 |  | 0.303 | 0.3387 | 0.3972 | 0.5469
2014-12-06 | 19時 |  | 6.8762 | 0 | 8.9247 | 0 | [9 empty] | 0.74979 | 0 | 0 | 0 | 0 | 1.0886 | 0 | 0 | 0 | 0 | 0 | 0 | 0 | 0 | 0 | 0 | 0 | 0 | 0 | 0 | 0 | 0 | 0.047552 | 0.00642 | 0.01284 | 0.01926 | 0.02568 | 0.21072 | 0.10708 | 0.0082775 |  | 0.0991 | 0.1348 | 0.1932 | 0.1939
2014-12-06 | 20時 |  | 7.1289 | 0 | 6.5666 | 0 | [9 empty] | 0.77593 | 0 | 0 | 0 | 0 | 0.716 | 0 | 0 | 0 | 0 | 0 | 0 | 0 | 0 | 0 | 0 | 0 | 0 | 0 | 0 | 0 | 0 | 0.047552 | 0.00033 | 0.00067 | 0.001 | 0.00133 | 0.14927 | 0.027125 | 0 |  | 0.0917 | 0.1275 | 0.2102 | 0.2109
2014-12-06 | 21時 |  | 7.2811 | 0 | 7.6133 | 0 | [9 empty] | 0.78777 | 0 | 0 | 0 | 0 | 0.81344 | 0 | 0 | 0 | 0 | 0 | 0 | 0 | 0 | 0 | 0 | 0 | 0 | 0 | 0 | 0 | 0 | 0.047552 | 0.00033 | 0.00067 | 0.001 | 0.00133 | 0.14618 | 0.10814 | 0.031304 |  | 0.1216 | 0.1873 | 0.2837 | 0.2844
2014-12-06 | 22時 |  | 7.4195 | 0 | 2.8391 | 0 | [9 empty] | 0.80154 | 0 | 0 | 0 | 0 | 0.3125 | 0 | 0 | 0 | 0 | 0 | 0 | 0 | 0 | 0 | 0 | 0 | 0 | 0 | 0 | 0 | 0 | 0.047552 | 0.00628 | 0.01256 | 0.01884 | 0.02512 | 0.12467 | 0.16133 | 0.043827 |  | 0.1738 | 0.1917 | 0.262 | 0.2626
2014-12-06 | 23時 |  | 0 | 0 | 0 | 0 | [9 empty] | 0 | 0 | 0 | 0 | 0 | 0 | 0 | 0 | 0 | 0 | 0 | 0 | 0 | 0 | 0 | 0 | 0 | 0 | 0 | 0 | 0 | 0 | 0.047552 | 0.0067 | 0.01339 | 0.02009 | 0.02679 | 0.12467 | 0.18881 | 0.031848 |  | 0.1877 | 0.2176 | 0.2756 | 0.2763
2014-12-07 | 0時 |  | 0 | 0 | 0 | 0 | [9 empty] | 0 | 0 | 0 | 0 | 0 | 0 | 0 | 0 | 0 | 0 | 0 | 0 | 0 | 0 | 0 | 0 | 0 | 0 | 0 | 0 | 0 | 0 | 0.047552 | 0.00013 | 0.00025 | 0.00038 | 0.0005 | 0 | 0.078899 | 0.011656 |  | 0.1578 | 0.1578 | 0.1806 | 0.1812
2014-12-07 | 1時 |  | 0 | 0 | 0 | 0 | [9 empty] | 0 | 0 | 0 | 0 | 0 | 0 | 0 | 0 | 0 | 0 | 0 | 0 | 0 | 0 | 0 | 0 | 0 | 0 | 0 | 0 | 0 | 0 | 0.047552 | 0.00013 | 0.00025 | 0.00038 | 0.0005 | 0 | 0 | 0 |  | 0.0483 | 0.0483 | 0.0711 | 0.0717
2014-12-07 | 2時 |  | 0 | 0 | 0 | 0 | [9 empty] | 0 | 0 | 0 | 0 | 0 | 0 | 0 | 0 | 0 | 0 | 0 | 0 | 0 | 0 | 0 | 0 | 0 | 0 | 0 | 0 | 0 | 0 | 0.047552 | 0.00013 | 0.00025 | 0.00038 | 0.0005 | 0 | 0 | 0 |  | 0.056 | 0.0561 | 0.0788 | 0.0795
2014-12-07 | 3時 |  | 0 | 0 | 0 | 0 | [9 empty] | 0 | 0 | 0 | 0 | 0 | 0 | 0 | 0 | 0 | 0 | 0 | 0 | 0 | 0 | 0 | 0 | 0 | 0 | 0 | 0 | 0 | 0 | 0.047552 | 0.00013 | 0.00025 | 0.00038 | 0.0005 | 0 | 0 | 0 |  | 0.056 | 0.0561 | 0.0788 | 0.0795
2014-12-07 | 4時 |  | 0 | 0 | 0 | 0 | [9 empty] | 0 | 0 | 0 | 0 | 0 | 0 | 0 | 0 | 0 | 0 | 0 | 0 | 0 | 0 | 0 | 0 | 0 | 0 | 0 | 0 | 0 | 0 | 0.047552 | 0.00013 | 0.00025 | 0.00038 | 0.0005 | 0 | 0 | 0 |  | 0.0483 | 0.0483 | 0.0711 | 0.0717
2014-12-07 | 5時 |  | 21.1127 | 5.6228 | 0 | 0 | [9 empty] | 3.6094 | 0 | 0 | 0 | 0 | 0 | 0 | 0 | 0 | 0 | 0 | 0 | 0 | 0 | 0 | 0 | 0 | 0 | 0 | 0 | 0 | 0 | 0.047552 | 0.00013 | 0.00025 | 0.00038 | 0.0005 | 0 | 0 | 0 |  | 0.056 | 0.0561 | 0.0788 | 0.0795
2014-12-07 | 6時 |  | 9.1539 | 0 | 0 | 0 | [9 empty] | 0.97817 | 0 | 0 | 0 | 0 | 0 | 0 | 0 | 0 | 0 | 0 | 0 | 0 | 0 | 0 | 0 | 0 | 0 | 0 | 0 | 0 | 0 | 0.047552 | 0.00338 | 0.00675 | 0.01013 | 0.01351 | 0 | 0.024649 | 0.011815 |  | 0.1925 | 0.2611 | 0.3525 | 0.3531
2014-12-07 | 7時 |  | 7.0307 | 0 | 0 | 0 | [9 empty] | 0.74117 | 0 | 0 | 0 | 0 | 0 | 0 | 0 | 0 | 0 | 0 | 0 | 0 | 0 | 0 | 0 | 0 | 0 | 0 | 0 | 0 | 0 | 0.047552 | 0.00054 | 0.00108 | 0.00163 | 0.00217 | 0.13859 | 0.053895 | 0.036861 |  | 0.1524 | 0.248 | 0.3662 | 0.3669
2014-12-07 | 8時 |  | 3.9125 | 0 | 0 | 0 | [9 empty] | 0.44513 | 0 | 0 | 0 | 0 | 0 | 0 | 0 | 0 | 0 | 0 | 0 | 0 | 0 | 0 | 0 | 0 | 0 | 0 | 0 | 0 | 0 | 0.047552 | 0.00054 | 0.00108 | 0.00163 | 0.00217 | 0.093503 | 0 | 0.035602 |  | 0.1091 | 0.1448 | 0.2032 | 0.2039
2014-12-07 | 9時 |  | 0 | 0 | 0 | 0 | [9 empty] | 0 | 0 | 0 | 0 | 0 | 0 | 0 | 0 | 0 | 0 | 0 | 0 | 0 | 0 | 0 | 0 | 0 | 0 | 0 | 0 | 0 | 0 | 0.047552 | 0.00013 | 0.00025 | 0.00038 | 0.0005 | 0.17838 | 0.10971 | 0.042749 |  | 0.3011 | 0.3368 | 0.3953 | 0.396
2014-12-07 | 10時 |  | 0 | 0 | 0 | 0 | [9 empty] | 0 | 0 | 0 | 0 | 0 | 0 | 0 | 0 | 0 | 0 | 0 | 0 | 0 | 0 | 0 | 0 | 0 | 0 | 0 | 0 | 0 | 0 | 0.047552 | 0.00033 | 0.00067 | 0.001 | 0.00133 | 0.093503 | 0 | 0.012523 |  | 0.0483 | 0.0483 | 0.0711 | 0.0717
2014-12-07 | 11時 |  | 6.7905 | 0 | 0 | 0 | [9 empty] | 0.51453 | 0 | 0 | 0 | 0 | 0 | 0 | 0 | 0 | 0 | 0 | 0 | 0 | 0 | 0 | 0 | 0 | 0 | 0 | 0 | 0 | 0 | 0.047552 | 0.00013 | 0.00025 | 0.00038 | 0.0005 | 0 | 0 | 0.0052775 |  | 0.056 | 0.0561 | 0.0788 | 0.0795
2014-12-07 | 12時 |  | 0.075908 | 0 | 0 | 0 | [9 empty] | 0.12022 | 0 | 0 | 0 | 0 | 0 | 0 | 0 | 0 | 0 | 0 | 0 | 0 | 0 | 0 | 0 | 0 | 0 | 0 | 0 | 0 | 0 | 0.047552 | 0.00338 | 0.00675 | 0.01013 | 0.01351 | 0.05371 | 0 | 0.0052775 |  | 0.1983 | 0.2727 | 0.3698 | 0.3705
2014-12-07 | 13時 |  | 0 | 0 | 0 | 0 | [9 empty] | 0 | 0 | 0 | 0 | 0 | 0 | 0 | 0 | 0 | 0 | 0 | 0 | 0 | 0 | 0 | 0 | 0 | 0 | 0 | 0 | 0 | 0 | 0.047552 | 0.00033 | 0.00067 | 0.001 | 0.00133 | 0.11604 | 0 | 0 |  | 0.0483 | 0.0483 | 0.0711 | 0.0717
2014-12-07 | 14時 |  | 0 | 0 | 0 | 0 | [9 empty] | 0 | 0 | 0 | 0 | 0 | 0 | 0 | 0 | 0 | 0 | 0 | 0 | 0 | 0 | 0 | 0 | 0 | 0 | 0 | 0 | 0 | 0 | 0.047552 | 0.00013 | 0.00025 | 0.00038 | 0.0005 | 0.031168 | 0 | 0.017801 |  | 0.056 | 0.0561 | 0.0788 | 0.0795
2014-12-07 | 15時 |  | 6.6909 | 0 | 0 | 0 | [9 empty] | 0.53548 | 0 | 0 | 0 | 0 | 0 | 0 | 0 | 0 | 0 | 0 | 0 | 0 | 0 | 0 | 0 | 0 | 0 | 0 | 0 | 0 | 0 | 0.047552 | 0.00013 | 0.00025 | 0.00038 | 0.0005 | 0 | 0 | 0 |  | 0.056 | 0.0561 | 0.0788 | 0.0795
2014-12-07 | 16時 |  | 4.9571 | 0 | 0 | 0 | [9 empty] | 0.43017 | 0 | 0 | 0 | 0 | 0 | 0 | 0 | 0 | 0 | 0 | 0 | 0 | 0 | 0 | 0 | 0 | 0 | 0 | 0 | 0 | 0 | 0.047552 | 0.00033 | 0.00067 | 0.001 | 0.00133 | 0.062335 | 0 | 0.0052775 |  | 0.0483 | 0.0483 | 0.0711 | 0.0717
2014-12-07 | 17時 |  | 7.9206 | 0 | 5.29 | 0 | [9 empty] | 0.62621 | 0 | 0 | 0 | 0 | 0.39622 | 0 | 0 | 0 | 0 | 0 | 0 | 0 | 0 | 0 | 0 | 0 | 0 | 0 | 0 | 0 | 0 | 0.047552 | 0.00033 | 0.00067 | 0.001 | 0.00133 | 0.10536 | 0 | 0.0082775 |  | 0.1304 | 0.2048 | 0.3019 | 0.3026
2014-12-07 | 18時 |  | 8.0825 | 0 | 0 | 0 | [9 empty] | 0.63928 | 0 | 0 | 0 | 0 | 0 | 0 | 0 | 0 | 0 | 0 | 0 | 0 | 0 | 0 | 0 | 0 | 0 | 0 | 0 | 0 | 0 | 0.047552 | 0.00642 | 0.01284 | 0.01926 | 0.02568 | 0.12467 | 0 | 0.0082775 |  | 0.303 | 0.3387 | 0.3972 | 0.5469
2014-12-07 | 19時 |  | 4.9255 | 0 | 5.5971 | 0 | [9 empty] | 0.43793 | 0 | 0 | 0 | 0 | 0.42623 | 0 | 0 | 0 | 0 | 0 | 0 | 0 | 0 | 0 | 0 | 0 | 0 | 0 | 0 | 0 | 0 | 0.047552 | 0.00642 | 0.01284 | 0.01926 | 0.02568 | 0.21072 | 0.10708 | 0.0082775 |  | 0.0991 | 0.1348 | 0.1932 | 0.1939
2014-12-07 | 20時 |  | 5.6113 | 0 | 4.9602 | 0 | [9 empty] | 0.49847 | 0 | 0 | 0 | 0 | 0.39022 | 0 | 0 | 0 | 0 | 0 | 0 | 0 | 0 | 0 | 0 | 0 | 0 | 0 | 0 | 0 | 0 | 0.047552 | 0.00033 | 0.00067 | 0.001 | 0.00133 | 0.14927 | 0.027125 | 0 |  | 0.0917 | 0.1275 | 0.2102 | 0.2109
2014-12-07 | 21時 |  | 6.2775 | 0 | 6.1069 | 0 | [9 empty] | 0.69465 | 0 | 0 | 0 | 0 | 0.67251 | 0 | 0 | 0 | 0 | 0 | 0 | 0 | 0 | 0 | 0 | 0 | 0 | 0 | 0 | 0 | 0 | 0.047552 | 0.00033 | 0.00067 | 0.001 | 0.00133 | 0.14618 | 0.10814 | 0.031304 |  | 0.1216 | 0.1873 | 0.2837 | 0.2844
2014-12-07 | 22時 |  | 6.4588 | 0 | 2.3403 | 0 | [9 empty] | 0.55965 | 0 | 0 | 0 | 0 | 0.23546 | 0 | 0 | 0 | 0 | 0 | 0 | 0 | 0 | 0 | 0 | 0 | 0 | 0 | 0 | 0 | 0 | 0.047552 | 0.00628 | 0.01256 | 0.01884 | 0.02512 | 0.12467 | 0.16133 | 0.043827 |  | 0.1738 | 0.1917 | 0.262 | 0.2626
2014-12-07 | 23時 |  | 0 | 0 | 0 | 0 | [9 empty] | 0 | 0 | 0 | 0 | 0 | 0 | 0 | 0 | 0 | 0 | 0 | 0 | 0 | 0 | 0 | 0 | 0 | 0 | 0 | 0 | 0 | 0 | 0.047552 | 0.0067 | 0.01339 | 0.02009 | 0.02679 | 0.12467 | 0.18881 | 0.031848 |  | 0.1877 | 0.2176 | 0.2756 | 0.2763
2014-12-08 | 0時 |  | 0 | 0 | 0 | 0 | [9 empty] | 0 | 0 | 0 | 0 | 0 | 0 | 0 | 0 | 0 | 0 | 0 | 0 | 0 | 0 | 0 | 0 | 0 | 0 | 0 | 0 | 0 | 0 | 0.047552 | 0.00013 | 0.00025 | 0.00038 | 0.0005 | 0 | 0.078899 | 0.011656 |  | 0.1578 | 0.1578 | 0.1806 | 0.1812
2014-12-08 | 1時 |  | 0 | 0 | 0 | 0 | [9 empty] | 0 | 0 | 0 | 0 | 0 | 0 | 0 | 0 | 0 | 0 | 0 | 0 | 0 | 0 | 0 | 0 | 0 | 0 | 0 | 0 | 0 | 0 | 0.047552 | 0.00013 | 0.00025 | 0.00038 | 0.0005 | 0 | 0 | 0 |  | 0.0483 | 0.0483 | 0.0711 | 0.0717
2014-12-08 | 2時 |  | 0 | 0 | 0 | 0 | [9 empty] | 0 | 0 | 0 | 0 | 0 | 0 | 0 | 0 | 0 | 0 | 0 | 0 | 0 | 0 | 0 | 0 | 0 | 0 | 0 | 0 | 0 | 0 | 0.047552 | 0.00013 | 0.00025 | 0.00038 | 0.0005 | 0 | 0 | 0 |  | 0.056 | 0.0561 | 0.0788 | 0.0795
2014-12-08 | 3時 |  | 0 | 0 | 0 | 0 | [9 empty] | 0 | 0 | 0 | 0 | 0 | 0 | 0 | 0 | 0 | 0 | 0 | 0 | 0 | 0 | 0 | 0 | 0 | 0 | 0 | 0 | 0 | 0 | 0.047552 | 0.00013 | 0.00025 | 0.00038 | 0.0005 | 0 | 0 | 0 |  | 0.056 | 0.0561 | 0.0788 | 0.0795
2014-12-08 | 4時 |  | 0 | 0 | 0 | 0 | [9 empty] | 0 | 0 | 0 | 0 | 0 | 0 | 0 | 0 | 0 | 0 | 0 | 0 | 0 | 0 | 0 | 0 | 0 | 0 | 0 | 0 | 0 | 0 | 0.047552 | 0.00013 | 0.00025 | 0.00038 | 0.0005 | 0 | 0 | 0 |  | 0.0483 | 0.0483 | 0.0711 | 0.0717
2014-12-08 | 5時 |  | 20.8033 | 5.6639 | 0 | 0 | [9 empty] | 3.5898 | 0 | 0 | 0 | 0 | 0 | 0 | 0 | 0 | 0 | 0 | 0 | 0 | 0 | 0 | 0 | 0 | 0 | 0 | 0 | 0 | 0 | 0.047552 | 0.00013 | 0.00025 | 0.00038 | 0.0005 | 0 | 0 | 0 |  | 0.056 | 0.0561 | 0.0788 | 0.0795
2014-12-08 | 6時 |  | 9.9846 | 0 | 0 | 0 | [9 empty] | 1.109 | 0 | 0 | 0 | 0 | 0 | 0 | 0 | 0 | 0 | 0 | 0 | 0 | 0 | 0 | 0 | 0 | 0 | 0 | 0 | 0 | 0 | 0.047552 | 0.00338 | 0.00675 | 0.01013 | 0.01351 | 0 | 0.024649 | 0.011815 |  | 0.1925 | 0.2611 | 0.3525 | 0.3531
2014-12-08 | 7時 |  | 5.2076 | 0 | 0 | 0 | [9 empty] | 0.60037 | 0 | 0 | 0 | 0 | 0 | 0 | 0 | 0 | 0 | 0 | 0 | 0 | 0 | 0 | 0 | 0 | 0 | 0 | 0 | 0 | 0 | 0.047552 | 0.00054 | 0.00108 | 0.00163 | 0.00217 | 0.13859 | 0.053895 | 0.036861 |  | 0.1524 | 0.248 | 0.3662 | 0.3669
2014-12-08 | 8時 |  | 1.5175 | 0 | 0 | 0 | [9 empty] | 0.2204 | 0 | 0 | 0 | 0 | 0 | 0 | 0 | 0 | 0 | 0 | 0 | 0 | 0 | 0 | 0 | 0 | 0 | 0 | 0 | 0 | 0 | 0.047552 | 0.00054 | 0.00108 | 0.00163 | 0.00217 | 0.093503 | 0 | 0.035602 |  | 0.1091 | 0.1448 | 0.2032 | 0.2039
2014-12-08 | 9時 |  | 0 | 0 | 0 | 0 | [9 empty] | 0 | 0 | 0 | 0 | 0 | 0 | 0 | 0 | 0 | 0 | 0 | 0 | 0 | 0 | 0 | 0 | 0 | 0 | 0 | 0 | 0 | 0 | 0.047552 | 0.00013 | 0.00025 | 0.00038 | 0.0005 | 0.17838 | 0.10971 | 0.042749 |  | 0.3011 | 0.3368 | 0.3953 | 0.396
2014-12-08 | 10時 |  | 0 | 0 | 0 | 0 | [9 empty] | 0 | 0 | 0 | 0 | 0 | 0 | 0 | 0 | 0 | 0 | 0 | 0 | 0 | 0 | 0 | 0 | 0 | 0 | 0 | 0 | 0 | 0 | 0.047552 | 0.00033 | 0.00067 | 0.001 | 0.00133 | 0.093503 | 0 | 0.012523 |  | 0.0483 | 0.0483 | 0.0711 | 0.0717
2014-12-08 | 11時 |  | 11.6915 | 0 | 0 | 0 | [9 empty] | 0.93214 | 0 | 0 | 0 | 0 | 0 | 0 | 0 | 0 | 0 | 0 | 0 | 0 | 0 | 0 | 0 | 0 | 0 | 0 | 0 | 0 | 0 | 0.047552 | 0.00013 | 0.00025 | 0.00038 | 0.0005 | 0 | 0 | 0.0052775 |  | 0.056 | 0.0561 | 0.0788 | 0.0795
2014-12-08 | 12時 |  | 4.8059 | 0 | 0 | 0 | [9 empty] | 0.41781 | 0 | 0 | 0 | 0 | 0 | 0 | 0 | 0 | 0 | 0 | 0 | 0 | 0 | 0 | 0 | 0 | 0 | 0 | 0 | 0 | 0 | 0.047552 | 0.00338 | 0.00675 | 0.01013 | 0.01351 | 0.05371 | 0 | 0.0052775 |  | 0.1983 | 0.2727 | 0.3698 | 0.3705
2014-12-08 | 13時 |  | 0 | 0 | 0 | 0 | [9 empty] | 0 | 0 | 0 | 0 | 0 | 0 | 0 | 0 | 0 | 0 | 0 | 0 | 0 | 0 | 0 | 0 | 0 | 0 | 0 | 0 | 0 | 0 | 0.047552 | 0.00033 | 0.00067 | 0.001 | 0.00133 | 0.11604 | 0 | 0 |  | 0.0483 | 0.0483 | 0.0711 | 0.0717
2014-12-08 | 14時 |  | 0 | 0 | 0 | 0 | [9 empty] | 0 | 0 | 0 | 0 | 0 | 0 | 0 | 0 | 0 | 0 | 0 | 0 | 0 | 0 | 0 | 0 | 0 | 0 | 0 | 0 | 0 | 0 | 0.047552 | 0.00013 | 0.00025 | 0.00038 | 0.0005 | 0.031168 | 0 | 0.017801 |  | 0.056 | 0.0561 | 0.0788 | 0.0795
2014-12-08 | 15時 |  | 13.0907 | 0 | 0 | 0 | [9 empty] | 1.5355 | 0 | 0 | 0 | 0 | 0 | 0 | 0 | 0 | 0 | 0 | 0 | 0 | 0 | 0 | 0 | 0 | 0 | 0 | 0 | 0 | 0 | 0.047552 | 0.00013 | 0.00025 | 0.00038 | 0.0005 | 0 | 0 | 0 |  | 0.056 | 0.0561 | 0.0788 | 0.0795
2014-12-08 | 16時 |  | 7.714 | 0 | 0 | 0 | [9 empty] | 0.66186 | 0 | 0 | 0 | 0 | 0 | 0 | 0 | 0 | 0 | 0 | 0 | 0 | 0 | 0 | 0 | 0 | 0 | 0 | 0 | 0 | 0 | 0.047552 | 0.00033 | 0.00067 | 0.001 | 0.00133 | 0.062335 | 0 | 0.0052775 |  | 0.0483 | 0.0483 | 0.0711 | 0.0717
2014-12-08 | 17時 |  | 10.8962 | 0 | 8.5342 | 0 | [9 empty] | 0.9099 | 0 | 0 | 0 | 0 | 0.72193 | 0 | 0 | 0 | 0 | 0 | 0 | 0 | 0 | 0 | 0 | 0 | 0 | 0 | 0 | 0 | 0 | 0.047552 | 0.00033 | 0.00067 | 0.001 | 0.00133 | 0.10536 | 0 | 0.0082775 |  | 0.1304 | 0.2048 | 0.3019 | 0.3026
2014-12-08 | 18時 |  | 11.0236 | 0 | 0 | 0 | [9 empty] | 0.92972 | 0 | 0 | 0 | 0 | 0 | 0 | 0 | 0 | 0 | 0 | 0 | 0 | 0 | 0 | 0 | 0 | 0 | 0 | 0 | 0 | 0 | 0.047552 | 0.00642 | 0.01284 | 0.01926 | 0.02568 | 0.12467 | 0 | 0.0082775 |  | 0.303 | 0.3387 | 0.3972 | 0.5469
2014-12-08 | 19時 |  | 6.8939 | 0 | 8.2863 | 0 | [9 empty] | 0.62489 | 0 | 0 | 0 | 0 | 0.71231 | 0 | 0 | 0 | 0 | 0 | 0 | 0 | 0 | 0 | 0 | 0 | 0 | 0 | 0 | 0 | 0 | 0.047552 | 0.00642 | 0.01284 | 0.01926 | 0.02568 | 0.21072 | 0.10708 | 0.0082775 |  | 0.0991 | 0.1348 | 0.1932 | 0.1939
2014-12-08 | 20時 |  | 7.3052 | 0 | 6.5359 | 0 | [9 empty] | 0.65982 | 0 | 0 | 0 | 0 | 0.55079 | 0 | 0 | 0 | 0 | 0 | 0 | 0 | 0 | 0 | 0 | 0 | 0 | 0 | 0 | 0 | 0 | 0.047552 | 0.00033 | 0.00067 | 0.001 | 0.00133 | 0.14927 | 0.027125 | 0 |  | 0.0917 | 0.1275 | 0.2102 | 0.2109
2014-12-08 | 21時 |  | 7.6028 | 0 | 7.7805 | 0 | [9 empty] | 0.68077 | 0 | 0 | 0 | 0 | 0.68565 | 0 | 0 | 0 | 0 | 0 | 0 | 0 | 0 | 0 | 0 | 0 | 0 | 0 | 0 | 0 | 0 | 0.047552 | 0.00033 | 0.00067 | 0.001 | 0.00133 | 0.14618 | 0.10814 | 0.031304 |  | 0.1216 | 0.1873 | 0.2837 | 0.2844
2014-12-08 | 22時 |  | 8.1693 | 0 | 3.086 | 0 | [9 empty] | 0.93455 | 0 | 0 | 0 | 0 | 0.35814 | 0 | 0 | 0 | 0 | 0 | 0 | 0 | 0 | 0 | 0 | 0 | 0 | 0 | 0 | 0 | 0 | 0.047552 | 0.00628 | 0.01256 | 0.01884 | 0.02512 | 0.12467 | 0.16133 | 0.043827 |  | 0.1738 | 0.1917 | 0.262 | 0.2626
2014-12-08 | 23時 |  | 0 | 0 | 0 | 0 | [9 empty] | 0 | 0 | 0 | 0 | 0 | 0 | 0 | 0 | 0 | 0 | 0 | 0 | 0 | 0 | 0 | 0 | 0 | 0 | 0 | 0 | 0 | 0 | 0.047552 | 0.0067 | 0.01339 | 0.02009 | 0.02679 | 0.12467 | 0.18881 | 0.031848 |  | 0.1877 | 0.2176 | 0.2756 | 0.2763
2014-12-09 | 0時 |  | 0 | 0 | 0 | 0 | [9 empty] | 0 | 0 | 0 | 0 | 0 | 0 | 0 | 0 | 0 | 0 | 0 | 0 | 0 | 0 | 0 | 0 | 0 | 0 | 0 | 0 | 0 | 0 | 0.047552 | 0.00013 | 0.00025 | 0.00038 | 0.0005 | 0 | 0 | 0 |  | 0.1578 | 0.1578 | 0.1806 | 0.1812
2014-12-09 | 1時 |  | 0 | 0 | 0 | 0 | [9 empty] | 0 | 0 | 0 | 0 | 0 | 0 | 0 | 0 | 0 | 0 | 0 | 0 | 0 | 0 | 0 | 0 | 0 | 0 | 0 | 0 | 0 | 0 | 0.047552 | 0.00013 | 0.00025 | 0.00038 | 0.0005 | 0 | 0 | 0 |  | 0.0483 | 0.0483 | 0.0711 | 0.0717
2014-12-09 | 2時 |  | 0 | 0 | 0 | 0 | [9 empty] | 0 | 0 | 0 | 0 | 0 | 0 | 0 | 0 | 0 | 0 | 0 | 0 | 0 | 0 | 0 | 0 | 0 | 0 | 0 | 0 | 0 | 0 | 0.047552 | 0.00013 | 0.00025 | 0.00038 | 0.0005 | 0 | 0 | 0 |  | 0.056 | 0.0561 | 0.0788 | 0.0795
2014-12-09 | 3時 |  | 0 | 0 | 0 | 0 | [9 empty] | 0 | 0 | 0 | 0 | 0 | 0 | 0 | 0 | 0 | 0 | 0 | 0 | 0 | 0 | 0 | 0 | 0 | 0 | 0 | 0 | 0 | 0 | 0.047552 | 0.00013 | 0.00025 | 0.00038 | 0.0005 | 0 | 0 | 0 |  | 0.056 | 0.0561 | 0.0788 | 0.0795
2014-12-09 | 4時 |  | 0 | 0 | 0 | 0 | [9 empty] | 0 | 0 | 0 | 0 | 0 | 0 | 0 | 0 | 0 | 0 | 0 | 0 | 0 | 0 | 0 | 0 | 0 | 0 | 0 | 0 | 0 | 0 | 0.047552 | 0.00013 | 0.00025 | 0.00038 | 0.0005 | 0 | 0 | 0 |  | 0.0483 | 0.0483 | 0.0711 | 0.0717
2014-12-09 | 5時 |  | 0 | 0 | 0 | 0 | [9 empty] | 0 | 0 | 0 | 0 | 0 | 0 | 0 | 0 | 0 | 0 | 0 | 0 | 0 | 0 | 0 | 0 | 0 | 0 | 0 | 0 | 0 | 0 | 0.047552 | 0.00013 | 0.00025 | 0.00038 | 0.0005 | 0 | 0 | 0 |  | 0.056 | 0.0561 | 0.0788 | 0.0795
2014-12-09 | 6時 |  | 0 | 0 | 0 | 0 | [9 empty] | 0 | 0 | 0 | 0 | 0 | 0 | 0 | 0 | 0 | 0 | 0 | 0 | 0 | 0 | 0 | 0 | 0 | 0 | 0 | 0 | 0 | 0 | 0.047552 | 0.00013 | 0.00025 | 0.00038 | 0.0005 | 0 | 0 | 0 |  | 0.056 | 0.0561 | 0.0788 | 0.0795
2014-12-09 | 7時 |  | 20.5436 | 6.0735 | 9.2117 | 0.58643 | [9 empty] | 3.5819 | 0 | 0 | 0 | 0 | 1.2189 | 0 | 0 | 0 | 0 | 0 | 0 | 0 | 0 | 0 | 0 | 0 | 0 | 0 | 0 | 0 | 0 | 0.047552 | 0.00054 | 0.00108 | 0.00163 | 0.00217 | 0 | 0.024649 | 0.022689 |  | 0.1168 | 0.1854 | 0.2767 | 0.2774
2014-12-09 | 8時 |  | 3.7464 | 0 | 7.9667 | 0 | [9 empty] | 0.37123 | 0 | 0 | 0 | 0 | 0.7109 | 0 | 0 | 0 | 0 | 0 | 0 | 0 | 0 | 0 | 0 | 0 | 0 | 0 | 0 | 0 | 0 | 0.047552 | 0.00379 | 0.00759 | 0.01138 | 0.01518 | 0.084877 | 0.078545 | 0.064582 |  | 0.2156 | 0.2812 | 0.3696 | 0.3702
2014-12-09 | 9時 |  | 0.48577 | 0 | 0.20483 | 0 | [9 empty] | 0.15082 | 0 | 0 | 0 | 0 | 0.36486 | 0 | 0 | 0 | 0 | 0 | 0 | 0 | 0 | 0 | 0 | 0 | 0 | 0 | 0 | 0 | 0 | 0.047552 | 0.00033 | 0.00067 | 0.001 | 0.00133 | 0.23209 | 0.16325 | 0.052059 |  | 0.2163 | 0.252 | 0.3265 | 0.3272
2014-12-09 | 10時 |  | 1.9743 | 0 | 1.2006 | 0 | [9 empty] | 0.23494 | 0 | 0 | 0 | 0 | 0.3608 | 0 | 0 | 0 | 0 | 0 | 0 | 0 | 0 | 0 | 0 | 0 | 0 | 0 | 0 | 0 | 0 | 0.047552 | 0.00054 | 0.00108 | 0.00163 | 0.00217 | 0.12467 | 0.21558 | 0.037471 |  | 0.1917 | 0.2274 | 0.3128 | 0.3134
2014-12-09 | 11時 |  | 4.013 | 0 | 1.0313 | 0 | [9 empty] | 0.35673 | 0 | 0 | 0 | 0 | 0.18595 | 0 | 0 | 0 | 0 | 0 | 0 | 0 | 0 | 0 | 0 | 0 | 0 | 0 | 0 | 0 | 0 | 0.047552 | 0.00033 | 0.00067 | 0.001 | 0.00133 | 0.12467 | 0.21558 | 0 |  | 0.1994 | 0.2352 | 0.315 | 0.3157
2014-12-09 | 12時 |  | 2.1467 | 0 | 0 | 0 | [9 empty] | 0.23465 | 0 | 0 | 0 | 0 | 0 | 0 | 0 | 0 | 0 | 0 | 0 | 0 | 0 | 0 | 0 | 0 | 0 | 0 | 0 | 0 | 0 | 0.047552 | 0.00338 | 0.00675 | 0.01013 | 0.01351 | 0.14721 | 0.13456 | 0.018352 |  | 0.1983 | 0.2727 | 0.3698 | 0.3705
2014-12-09 | 13時 |  | 0 | 0 | 0 | 0 | [9 empty] | 0 | 0 | 0 | 0 | 0 | 0 | 0 | 0 | 0 | 0 | 0 | 0 | 0 | 0 | 0 | 0 | 0 | 0 | 0 | 0 | 0 | 0 | 0.047552 | 0.00033 | 0.00067 | 0.001 | 0.00133 | 0.13756 | 0.026771 | 0.023629 |  | 0.0483 | 0.0483 | 0.0711 | 0.0717
2014-12-09 | 14時 |  | 0 | 0 | 0 | 0 | [9 empty] | 0 | 0 | 0 | 0 | 0 | 0 | 0 | 0 | 0 | 0 | 0 | 0 | 0 | 0 | 0 | 0 | 0 | 0 | 0 | 0 | 0 | 0 | 0.047552 | 0.00013 | 0.00025 | 0.00038 | 0.0005 | 0 | 0 | 0 |  | 0.056 | 0.0561 | 0.0788 | 0.0795
2014-12-09 | 15時 |  | 8.2742 | 0 | 3.2099 | 0 | [9 empty] | 0.65929 | 0 | 0 | 0 | 0 | 0.27026 | 0 | 0 | 0 | 0 | 0 | 0 | 0 | 0 | 0 | 0 | 0 | 0 | 0 | 0 | 0 | 0 | 0.047552 | 0.00013 | 0.00025 | 0.00038 | 0.0005 | 0 | 0 | 0 |  | 0.056 | 0.0561 | 0.0788 | 0.0795
2014-12-09 | 16時 |  | 8.2468 | 0 | 2.0853 | 0 | [9 empty] | 0.66203 | 0 | 0 | 0 | 0 | 0.22015 | 0 | 0 | 0 | 0 | 0 | 0 | 0 | 0 | 0 | 0 | 0 | 0 | 0 | 0 | 0 | 0 | 0.047552 | 0.00054 | 0.00108 | 0.00163 | 0.00217 | 0.062335 | 0.054249 | 0.024058 |  | 0.2095 | 0.275 | 0.3956 | 0.5453
2014-12-09 | 17時 |  | 8.4066 | 0 | 2.3015 | 0 | [9 empty] | 0.672 | 0 | 0 | 0 | 0 | 0.22831 | 0 | 0 | 0 | 0 | 0 | 0 | 0 | 0 | 0 | 0 | 0 | 0 | 0 | 0 | 0 | 0 | 0.047552 | 0.00642 | 0.01284 | 0.01926 | 0.02568 | 0.12467 | 0.1085 | 0.026923 |  | 0.2423 | 0.2781 | 0.3689 | 0.5187
2014-12-09 | 18時 |  | 5.4193 | 0 | 0 | 0 | [9 empty] | 0.49448 | 0 | 0 | 0 | 0 | 0 | 0 | 0 | 0 | 0 | 0 | 0 | 0 | 0 | 0 | 0 | 0 | 0 | 0 | 0 | 0 | 0 | 0.047552 | 0.00642 | 0.01284 | 0.01926 | 0.02568 | 0.21072 | 0.1085 | 0 |  | 0.1819 | 0.2177 | 0.2978 | 0.4476
2014-12-09 | 19時 |  | 5.8884 | 0 | 9.4489 | 0 | [9 empty] | 0.53325 | 0 | 0 | 0 | 0 | 0.77358 | 0 | 0 | 0 | 0 | 0 | 0 | 0 | 0 | 0 | 0 | 0 | 0 | 0 | 0 | 0 | 0 | 0.047552 | 0.00013 | 0.00025 | 0.00038 | 0.0005 | 0.12879 | 0 | 0.006537 |  | 0.0998 | 0.1355 | 0.2049 | 0.2056
2014-12-09 | 20時 |  | 5.9123 | 0 | 4.7874 | 0 | [9 empty] | 0.53038 | 0 | 0 | 0 | 0 | 0.47961 | 0 | 0 | 0 | 0 | 0 | 0 | 0 | 0 | 0 | 0 | 0 | 0 | 0 | 0 | 0 | 0 | 0.047552 | 0.00033 | 0.00067 | 0.001 | 0.00133 | 0.16769 | 0.10779 | 0.006537 |  | 0.0917 | 0.1275 | 0.2183 | 0.219
2014-12-09 | 21時 |  | 6.5464 | 0 | 4.202 | 0 | [9 empty] | 0.59471 | 0 | 0 | 0 | 0 | 0.46406 | 0 | 0 | 0 | 0 | 0 | 0 | 0 | 0 | 0 | 0 | 0 | 0 | 0 | 0 | 0 | 0 | 0.047552 | 0.00628 | 0.01256 | 0.01884 | 0.02512 | 0.12467 | 0.18846 | 0.012659 |  | 0.1755 | 0.2411 | 0.3458 | 0.3465
2014-12-09 | 22時 |  | 0 | 0 | 0 | 0 | [9 empty] | 0 | 0 | 0 | 0 | 0 | 0 | 0 | 0 | 0 | 0 | 0 | 0 | 0 | 0 | 0 | 0 | 0 | 0 | 0 | 0 | 0 | 0 | 0.047552 | 0.00649 | 0.01298 | 0.01947 | 0.02595 | 0.12467 | 0.16133 | 0.043827 |  | 0.1139 | 0.1795 | 0.3002 | 0.3009
2014-12-09 | 23時 |  | 0 | 0 | 0 | 0 | [9 empty] | 0 | 0 | 0 | 0 | 0 | 0 | 0 | 0 | 0 | 0 | 0 | 0 | 0 | 0 | 0 | 0 | 0 | 0 | 0 | 0 | 0 | 0 | 0.047552 | 0.00331 | 0.00661 | 0.00992 | 0.01323 | 0.062335 | 0.15709 | 0.04296 |  | 0.1578 | 0.1578 | 0.1806 | 0.1812
2014-12-10 | 0時 |  | 0 | 0 | 0 | 0 | [9 empty] | 0 | 0 | 0 | 0 | 0 | 0 | 0 | 0 | 0 | 0 | 0 | 0 | 0 | 0 | 0 | 0 | 0 | 0 | 0 | 0 | 0 | 0 | 0.047552 | 0.00013 | 0.00025 | 0.00038 | 0.0005 | 0 | 0 | 0 |  | 0.1578 | 0.1578 | 0.1806 | 0.1812
2014-12-10 | 1時 |  | 0 | 0 | 0 | 0 | [9 empty] | 0 | 0 | 0 | 0 | 0 | 0 | 0 | 0 | 0 | 0 | 0 | 0 | 0 | 0 | 0 | 0 | 0 | 0 | 0 | 0 | 0 | 0 | 0.047552 | 0.00013 | 0.00025 | 0.00038 | 0.0005 | 0 | 0 | 0 |  | 0.0483 | 0.0483 | 0.0711 | 0.0717
2014-12-10 | 2時 |  | 0 | 0 | 0 | 0 | [9 empty] | 0 | 0 | 0 | 0 | 0 | 0 | 0 | 0 | 0 | 0 | 0 | 0 | 0 | 0 | 0 | 0 | 0 | 0 | 0 | 0 | 0 | 0 | 0.047552 | 0.00013 | 0.00025 | 0.00038 | 0.0005 | 0 | 0 | 0 |  | 0.056 | 0.0561 | 0.0788 | 0.0795
2014-12-10 | 3時 |  | 0 | 0 | 0 | 0 | [9 empty] | 0 | 0 | 0 | 0 | 0 | 0 | 0 | 0 | 0 | 0 | 0 | 0 | 0 | 0 | 0 | 0 | 0 | 0 | 0 | 0 | 0 | 0 | 0.047552 | 0.00013 | 0.00025 | 0.00038 | 0.0005 | 0 | 0 | 0 |  | 0.056 | 0.0561 | 0.0788 | 0.0795
2014-12-10 | 4時 |  | 0 | 0 | 0 | 0 | [9 empty] | 0 | 0 | 0 | 0 | 0 | 0 | 0 | 0 | 0 | 0 | 0 | 0 | 0 | 0 | 0 | 0 | 0 | 0 | 0 | 0 | 0 | 0 | 0.047552 | 0.00013 | 0.00025 | 0.00038 | 0.0005 | 0 | 0 | 0 |  | 0.0483 | 0.0483 | 0.0711 | 0.0717
2014-12-10 | 5時 |  | 0 | 0 | 0 | 0 | [9 empty] | 0 | 0 | 0 | 0 | 0 | 0 | 0 | 0 | 0 | 0 | 0 | 0 | 0 | 0 | 0 | 0 | 0 | 0 | 0 | 0 | 0 | 0 | 0.047552 | 0.00013 | 0.00025 | 0.00038 | 0.0005 | 0 | 0 | 0 |  | 0.056 | 0.0561 | 0.0788 | 0.0795
2014-12-10 | 6時 |  | 0 | 0 | 0 | 0 | [9 empty] | 0 | 0 | 0 | 0 | 0 | 0 | 0 | 0 | 0 | 0 | 0 | 0 | 0 | 0 | 0 | 0 | 0 | 0 | 0 | 0 | 0 | 0 | 0.047552 | 0.00033 | 0.00067 | 0.001 | 0.00133 | 0 | 0.024649 | 0.011815 |  | 0.0859 | 0.1159 | 0.1685 | 0.1692
2014-12-10 | 7時 |  | 26.4741 | 0 | 9.3647 | 0 | [9 empty] | 3.2808 | 0 | 0 | 0 | 0 | 0.76148 | 0 | 0 | 0 | 0 | 0 | 0 | 0 | 0 | 0 | 0 | 0 | 0 | 0 | 0 | 0 | 0 | 0.047552 | 0.00033 | 0.00067 | 0.001 | 0.00133 | 0.093503 | 0 | 0.015347 |  | 0.2346 | 0.2703 | 0.3287 | 0.3294
2014-12-10 | 8時 |  | 8.7319 | 0 | 11.3926 | 0 | [9 empty] | 0.68478 | 0 | 0 | 0 | 0 | 0.90129 | 0 | 0 | 0 | 0 | 0 | 0 | 0 | 0 | 0 | 0 | 0 | 0 | 0 | 0 | 0 | 0 | 0.047552 | 0.00705 | 0.01409 | 0.02114 | 0.02818 | 0.13653 | 0.078545 | 0.060527 |  | 0.2282 | 0.3325 | 0.4595 | 0.4602
2014-12-10 | 9時 |  | 5.9507 | 0 | 4.4366 | 0 | [9 empty] | 0.4748 | 0 | 0 | 0 | 0 | 0.43731 | 0 | 0 | 0 | 0 | 0 | 0 | 0 | 0 | 0 | 0 | 0 | 0 | 0 | 0 | 0 | 0 | 0.047552 | 0.00013 | 0.00025 | 0.00038 | 0.0005 | 0.084877 | 0.053895 | 0.0052775 |  | 0.056 | 0.0561 | 0.0788 | 0.0795
2014-12-10 | 10時 |  | 4.9162 | 0 | 3.399 | 0 | [9 empty] | 0.40668 | 0 | 0 | 0 | 0 | 0.40103 | 0 | 0 | 0 | 0 | 0 | 0 | 0 | 0 | 0 | 0 | 0 | 0 | 0 | 0 | 0 | 0 | 0.047552 | 0.00013 | 0.00025 | 0.00038 | 0.0005 | 0 | 0 | 0 |  | 0.0483 | 0.0483 | 0.0711 | 0.0717
2014-12-10 | 11時 |  | 5.546 | 0 | 1.5566 | 0 | [9 empty] | 0.4344 | 0 | 0 | 0 | 0 | 0.19434 | 0 | 0 | 0 | 0 | 0 | 0 | 0 | 0 | 0 | 0 | 0 | 0 | 0 | 0 | 0 | 0 | 0.047552 | 0.00013 | 0.00025 | 0.00038 | 0.0005 | 0 | 0 | 0 |  | 0.056 | 0.0561 | 0.0788 | 0.0795
2014-12-10 | 12時 |  | 3.4653 | 0 | 0 | 0 | [9 empty] | 0.29902 | 0 | 0 | 0 | 0 | 0 | 0 | 0 | 0 | 0 | 0 | 0 | 0 | 0 | 0 | 0 | 0 | 0 | 0 | 0 | 0 | 0 | 0.047552 | 0.00013 | 0.00025 | 0.00038 | 0.0005 | 0 | 0 | 0 |  | 0.056 | 0.0561 | 0.0788 | 0.0795
2014-12-10 | 13時 |  | 0 | 0 | 0 | 0 | [9 empty] | 0 | 0 | 0 | 0 | 0 | 0 | 0 | 0 | 0 | 0 | 0 | 0 | 0 | 0 | 0 | 0 | 0 | 0 | 0 | 0 | 0 | 0 | 0.047552 | 0.00013 | 0.00025 | 0.00038 | 0.0005 | 0 | 0 | 0 |  | 0.0483 | 0.0483 | 0.0711 | 0.0717
2014-12-10 | 14時 |  | 0 | 0 | 0 | 0 | [9 empty] | 0 | 0 | 0 | 0 | 0 | 0 | 0 | 0 | 0 | 0 | 0 | 0 | 0 | 0 | 0 | 0 | 0 | 0 | 0 | 0 | 0 | 0 | 0.047552 | 0.00013 | 0.00025 | 0.00038 | 0.0005 | 0 | 0 | 0 |  | 0.056 | 0.0561 | 0.0788 | 0.0795
2014-12-10 | 15時 |  | 8.4802 | 0 | 3.6121 | 0 | [9 empty] | 0.63033 | 0 | 0 | 0 | 0 | 0.27603 | 0 | 0 | 0 | 0 | 0 | 0 | 0 | 0 | 0 | 0 | 0 | 0 | 0 | 0 | 0 | 0 | 0.047552 | 0.00013 | 0.00025 | 0.00038 | 0.0005 | 0 | 0 | 0 |  | 0.056 | 0.0561 | 0.0788 | 0.0795
2014-12-10 | 16時 |  | 7.8728 | 0 | 2.0981 | 0 | [9 empty] | 0.61344 | 0 | 0 | 0 | 0 | 0.21593 | 0 | 0 | 0 | 0 | 0 | 0 | 0 | 0 | 0 | 0 | 0 | 0 | 0 | 0 | 0 | 0 | 0.047552 | 0.00013 | 0.00025 | 0.00038 | 0.0005 | 0 | 0 | 0 |  | 0.0483 | 0.0483 | 0.0711 | 0.0717
2014-12-10 | 17時 |  | 7.7544 | 0 | 2.2148 | 0 | [9 empty] | 0.5973 | 0 | 0 | 0 | 0 | 0.21851 | 0 | 0 | 0 | 0 | 0 | 0 | 0 | 0 | 0 | 0 | 0 | 0 | 0 | 0 | 0 | 0 | 0.047552 | 0.00013 | 0.00025 | 0.00038 | 0.0005 | 0 | 0 | 0 |  | 0.056 | 0.0561 | 0.0788 | 0.0795
2014-12-10 | 18時 |  | 4.8664 | 0 | 0 | 0 | [9 empty] | 0.5154 | 0 | 0 | 0 | 0 | 0 | 0 | 0 | 0 | 0 | 0 | 0 | 0 | 0 | 0 | 0 | 0 | 0 | 0 | 0 | 0 | 0 | 0.047552 | 0.00013 | 0.00025 | 0.00038 | 0.0005 | 0 | 0 | 0 |  | 0.056 | 0.0561 | 0.0788 | 0.0795
2014-12-10 | 19時 |  | 5.2263 | 0 | 8.6899 | 0 | [9 empty] | 0.55116 | 0 | 0 | 0 | 0 | 0.85772 | 0 | 0 | 0 | 0 | 0 | 0 | 0 | 0 | 0 | 0 | 0 | 0 | 0 | 0 | 0 | 0 | 0.047552 | 0.00013 | 0.00025 | 0.00038 | 0.0005 | 0 | 0 | 0 |  | 0.0483 | 0.0483 | 0.0711 | 0.0717
2014-12-10 | 20時 |  | 5.2497 | 0 | 4.2663 | 0 | [9 empty] | 0.55475 | 0 | 0 | 0 | 0 | 0.49503 | 0 | 0 | 0 | 0 | 0 | 0 | 0 | 0 | 0 | 0 | 0 | 0 | 0 | 0 | 0 | 0 | 0.047552 | 0.00054 | 0.00108 | 0.00163 | 0.00217 | 0.062335 | 0 | 0.0082775 |  | 0.1304 | 0.2048 | 0.3129 | 0.4626
2014-12-10 | 21時 |  | 5.639 | 0 | 3.5197 | 0 | [9 empty] | 0.59389 | 0 | 0 | 0 | 0 | 0.45469 | 0 | 0 | 0 | 0 | 0 | 0 | 0 | 0 | 0 | 0 | 0 | 0 | 0 | 0 | 0 | 0 | 0.047552 | 0.00033 | 0.00067 | 0.001 | 0.00133 | 0.12467 | 0.026771 | 0.031304 |  | 0.1755 | 0.2411 | 0.3322 | 0.4447
2014-12-10 | 22時 |  | 0 | 0 | 0 | 0 | [9 empty] | 0 | 0 | 0 | 0 | 0 | 0 | 0 | 0 | 0 | 0 | 0 | 0 | 0 | 0 | 0 | 0 | 0 | 0 | 0 | 0 | 0 | 0 | 0.047552 | 0.00352 | 0.00703 | 0.01055 | 0.01406 | 0.12467 | 0.16133 | 0.043827 |  | 0.051 | 0.0511 | 0.0952 | 0.0959
2014-12-10 | 23時 |  | 0 | 0 | 0 | 0 | [9 empty] | 0 | 0 | 0 | 0 | 0 | 0 | 0 | 0 | 0 | 0 | 0 | 0 | 0 | 0 | 0 | 0 | 0 | 0 | 0 | 0 | 0 | 0 | 0.047552 | 0.00628 | 0.01256 | 0.01884 | 0.02512 | 0.062335 | 0.15709 | 0.044922 |  | 0.1877 | 0.2176 | 0.2703 | 0.2709
2014-12-11 | 0時 |  | 0 | 0 | 0 | 0 | [9 empty] | 0 | 0 | 0 | 0 | 0 | 0 | 0 | 0 | 0 | 0 | 0 | 0 | 0 | 0 | 0 | 0 | 0 | 0 | 0 | 0 | 0 | 0 | 0.047552 | 0.00013 | 0.00025 | 0.00038 | 0.0005 | 0 | 0.078899 | 0.011656 |  | 0.1578 | 0.1578 | 0.1806 | 0.1812
2014-12-11 | 1時 |  | 0 | 0 | 0 | 0 | [9 empty] | 0 | 0 | 0 | 0 | 0 | 0 | 0 | 0 | 0 | 0 | 0 | 0 | 0 | 0 | 0 | 0 | 0 | 0 | 0 | 0 | 0 | 0 | 0.047552 | 0.00013 | 0.00025 | 0.00038 | 0.0005 | 0 | 0 | 0 |  | 0.0483 | 0.0483 | 0.0711 | 0.0717
2014-12-11 | 2時 |  | 0 | 0 | 0 | 0 | [9 empty] | 0 | 0 | 0 | 0 | 0 | 0 | 0 | 0 | 0 | 0 | 0 | 0 | 0 | 0 | 0 | 0 | 0 | 0 | 0 | 0 | 0 | 0 | 0.047552 | 0.00013 | 0.00025 | 0.00038 | 0.0005 | 0 | 0 | 0 |  | 0.056 | 0.0561 | 0.0788 | 0.0795
2014-12-11 | 3時 |  | 0 | 0 | 0 | 0 | [9 empty] | 0 | 0 | 0 | 0 | 0 | 0 | 0 | 0 | 0 | 0 | 0 | 0 | 0 | 0 | 0 | 0 | 0 | 0 | 0 | 0 | 0 | 0 | 0.047552 | 0.00013 | 0.00025 | 0.00038 | 0.0005 | 0 | 0 | 0 |  | 0.056 | 0.0561 | 0.0788 | 0.0795
2014-12-11 | 4時 |  | 0 | 0 | 0 | 0 | [9 empty] | 0 | 0 | 0 | 0 | 0 | 0 | 0 | 0 | 0 | 0 | 0 | 0 | 0 | 0 | 0 | 0 | 0 | 0 | 0 | 0 | 0 | 0 | 0.047552 | 0.00013 | 0.00025 | 0.00038 | 0.0005 | 0 | 0 | 0 |  | 0.0483 | 0.0483 | 0.0711 | 0.0717
2014-12-11 | 5時 |  | 21.9077 | 1.122 | 0 | 0 | [9 empty] | 3.6778 | 0 | 0 | 0 | 0 | 0 | 0 | 0 | 0 | 0 | 0 | 0 | 0 | 0 | 0 | 0 | 0 | 0 | 0 | 0 | 0 | 0 | 0.047552 | 0.00013 | 0.00025 | 0.00038 | 0.0005 | 0 | 0 | 0 |  | 0.056 | 0.0561 | 0.0788 | 0.0795
2014-12-11 | 6時 |  | 8.7002 | 0 | 0 | 0 | [9 empty] | 0.88287 | 0 | 0 | 0 | 0 | 0 | 0 | 0 | 0 | 0 | 0 | 0 | 0 | 0 | 0 | 0 | 0 | 0 | 0 | 0 | 0 | 0 | 0.047552 | 0.00338 | 0.00675 | 0.01013 | 0.01351 | 0 | 0.024649 | 0.011815 |  | 0.1925 | 0.2611 | 0.3525 | 0.3531
2014-12-11 | 7時 |  | 7.2822 | 0 | 0 | 0 | [9 empty] | 0.71911 | 0 | 0 | 0 | 0 | 0 | 0 | 0 | 0 | 0 | 0 | 0 | 0 | 0 | 0 | 0 | 0 | 0 | 0 | 0 | 0 | 0 | 0.047552 | 0.00054 | 0.00108 | 0.00163 | 0.00217 | 0.13859 | 0.053895 | 0.036861 |  | 0.1524 | 0.248 | 0.3662 | 0.3669
2014-12-11 | 8時 |  | 5.6464 | 0 | 0 | 0 | [9 empty] | 0.43339 | 0 | 0 | 0 | 0 | 0 | 0 | 0 | 0 | 0 | 0 | 0 | 0 | 0 | 0 | 0 | 0 | 0 | 0 | 0 | 0 | 0 | 0.047552 | 0.00054 | 0.00108 | 0.00163 | 0.00217 | 0.093503 | 0 | 0.035602 |  | 0.1091 | 0.1448 | 0.2032 | 0.2039
2014-12-11 | 9時 |  | 0 | 0 | 0 | 0 | [9 empty] | 0 | 0 | 0 | 0 | 0 | 0 | 0 | 0 | 0 | 0 | 0 | 0 | 0 | 0 | 0 | 0 | 0 | 0 | 0 | 0 | 0 | 0 | 0.047552 | 0.00013 | 0.00025 | 0.00038 | 0.0005 | 0.17838 | 0.10971 | 0.042749 |  | 0.3011 | 0.3368 | 0.3953 | 0.396
2014-12-11 | 10時 |  | 0 | 0 | 0 | 0 | [9 empty] | 0 | 0 | 0 | 0 | 0 | 0 | 0 | 0 | 0 | 0 | 0 | 0 | 0 | 0 | 0 | 0 | 0 | 0 | 0 | 0 | 0 | 0 | 0.047552 | 0.00033 | 0.00067 | 0.001 | 0.00133 | 0.093503 | 0 | 0.012523 |  | 0.0483 | 0.0483 | 0.0711 | 0.0717
2014-12-11 | 11時 |  | 13.427 | 0 | 0 | 0 | [9 empty] | 1.0392 | 0 | 0 | 0 | 0 | 0 | 0 | 0 | 0 | 0 | 0 | 0 | 0 | 0 | 0 | 0 | 0 | 0 | 0 | 0 | 0 | 0 | 0.047552 | 0.00013 | 0.00025 | 0.00038 | 0.0005 | 0 | 0 | 0.0052775 |  | 0.056 | 0.0561 | 0.0788 | 0.0795
2014-12-11 | 12時 |  | 6.1024 | 0 | 0 | 0 | [9 empty] | 0.44126 | 0 | 0 | 0 | 0 | 0 | 0 | 0 | 0 | 0 | 0 | 0 | 0 | 0 | 0 | 0 | 0 | 0 | 0 | 0 | 0 | 0 | 0.047552 | 0.00338 | 0.00675 | 0.01013 | 0.01351 | 0.05371 | 0 | 0.0052775 |  | 0.1983 | 0.2727 | 0.3698 | 0.3705
2014-12-11 | 13時 |  | 0 | 0 | 0 | 0 | [9 empty] | 0 | 0 | 0 | 0 | 0 | 0 | 0 | 0 | 0 | 0 | 0 | 0 | 0 | 0 | 0 | 0 | 0 | 0 | 0 | 0 | 0 | 0 | 0.047552 | 0.00033 | 0.00067 | 0.001 | 0.00133 | 0.11604 | 0 | 0 |  | 0.0483 | 0.0483 | 0.0711 | 0.0717
2014-12-11 | 14時 |  | 0 | 0 | 0 | 0 | [9 empty] | 0 | 0 | 0 | 0 | 0 | 0 | 0 | 0 | 0 | 0 | 0 | 0 | 0 | 0 | 0 | 0 | 0 | 0 | 0 | 0 | 0 | 0 | 0.047552 | 0.00013 | 0.00025 | 0.00038 | 0.0005 | 0.031168 | 0 | 0.017801 |  | 0.056 | 0.0561 | 0.0788 | 0.0795
2014-12-11 | 15時 |  | 10.1428 | 0 | 0 | 0 | [9 empty] | 0.74686 | 0 | 0 | 0 | 0 | 0 | 0 | 0 | 0 | 0 | 0 | 0 | 0 | 0 | 0 | 0 | 0 | 0 | 0 | 0 | 0 | 0 | 0.047552 | 0.00013 | 0.00025 | 0.00038 | 0.0005 | 0 | 0 | 0 |  | 0.056 | 0.0561 | 0.0788 | 0.0795
2014-12-11 | 16時 |  | 5.9239 | 0 | 0 | 0 | [9 empty] | 0.4612 | 0 | 0 | 0 | 0 | 0 | 0 | 0 | 0 | 0 | 0 | 0 | 0 | 0 | 0 | 0 | 0 | 0 | 0 | 0 | 0 | 0 | 0.047552 | 0.00033 | 0.00067 | 0.001 | 0.00133 | 0.062335 | 0 | 0.0052775 |  | 0.0483 | 0.0483 | 0.0711 | 0.0717
2014-12-11 | 17時 |  | 8.1327 | 0 | 7.0668 | 0 | [9 empty] | 0.61466 | 0 | 0 | 0 | 0 | 0.50851 | 0 | 0 | 0 | 0 | 0 | 0 | 0 | 0 | 0 | 0 | 0 | 0 | 0 | 0 | 0 | 0 | 0.047552 | 0.00033 | 0.00067 | 0.001 | 0.00133 | 0.10536 | 0 | 0.0082775 |  | 0.1304 | 0.2048 | 0.3019 | 0.3026
2014-12-11 | 18時 |  | 8.3229 | 0 | 0 | 0 | [9 empty] | 0.64397 | 0 | 0 | 0 | 0 | 0 | 0 | 0 | 0 | 0 | 0 | 0 | 0 | 0 | 0 | 0 | 0 | 0 | 0 | 0 | 0 | 0 | 0.047552 | 0.00642 | 0.01284 | 0.01926 | 0.02568 | 0.12467 | 0 | 0.0082775 |  | 0.303 | 0.3387 | 0.3972 | 0.5469
2014-12-11 | 19時 |  | 4.8405 | 0 | 6.5396 | 0 | [9 empty] | 0.39648 | 0 | 0 | 0 | 0 | 0.46705 | 0 | 0 | 0 | 0 | 0 | 0 | 0 | 0 | 0 | 0 | 0 | 0 | 0 | 0 | 0 | 0 | 0.047552 | 0.00642 | 0.01284 | 0.01926 | 0.02568 | 0.21072 | 0.10708 | 0.0082775 |  | 0.0991 | 0.1348 | 0.1932 | 0.1939
2014-12-11 | 20時 |  | 5.1607 | 0 | 4.9304 | 0 | [9 empty] | 0.41902 | 0 | 0 | 0 | 0 | 0.35766 | 0 | 0 | 0 | 0 | 0 | 0 | 0 | 0 | 0 | 0 | 0 | 0 | 0 | 0 | 0 | 0 | 0.047552 | 0.00033 | 0.00067 | 0.001 | 0.00133 | 0.14927 | 0.027125 | 0 |  | 0.0917 | 0.1275 | 0.2102 | 0.2109
2014-12-11 | 21時 |  | 5.4504 | 0 | 5.5229 | 0 | [9 empty] | 0.4429 | 0 | 0 | 0 | 0 | 0.48801 | 0 | 0 | 0 | 0 | 0 | 0 | 0 | 0 | 0 | 0 | 0 | 0 | 0 | 0 | 0 | 0 | 0.047552 | 0.00033 | 0.00067 | 0.001 | 0.00133 | 0.14618 | 0.10814 | 0.031304 |  | 0.1216 | 0.1873 | 0.2837 | 0.2844
2014-12-11 | 22時 |  | 5.7641 | 0 | 2.1005 | 0 | [9 empty] | 0.47462 | 0 | 0 | 0 | 0 | 0.21669 | 0 | 0 | 0 | 0 | 0 | 0 | 0 | 0 | 0 | 0 | 0 | 0 | 0 | 0 | 0 | 0 | 0.047552 | 0.00628 | 0.01256 | 0.01884 | 0.02512 | 0.12467 | 0.16133 | 0.043827 |  | 0.1738 | 0.1917 | 0.262 | 0.2626
2014-12-11 | 23時 |  | 0 | 0 | 0 | 0 | [9 empty] | 0 | 0 | 0 | 0 | 0 | 0 | 0 | 0 | 0 | 0 | 0 | 0 | 0 | 0 | 0 | 0 | 0 | 0 | 0 | 0 | 0 | 0 | 0.047552 | 0.0067 | 0.01339 | 0.02009 | 0.02679 | 0.12467 | 0.18881 | 0.031848 |  | 0.1877 | 0.2176 | 0.2756 | 0.2763
2014-12-12 | 0時 |  | 0 | 0 | 0 | 0 | [9 empty] | 0 | 0 | 0 | 0 | 0 | 0 | 0 | 0 | 0 | 0 | 0 | 0 | 0 | 0 | 0 | 0 | 0 | 0 | 0 | 0 | 0 | 0 | 0.047552 | 0.00013 | 0.00025 | 0.00038 | 0.0005 | 0 | 0.078899 | 0.011656 |  | 0.1578 | 0.1578 | 0.1806 | 0.1812
2014-12-12 | 1時 |  | 0 | 0 | 0 | 0 | [9 empty] | 0 | 0 | 0 | 0 | 0 | 0 | 0 | 0 | 0 | 0 | 0 | 0 | 0 | 0 | 0 | 0 | 0 | 0 | 0 | 0 | 0 | 0 | 0.047552 | 0.00013 | 0.00025 | 0.00038 | 0.0005 | 0 | 0 | 0 |  | 0.0483 | 0.0483 | 0.0711 | 0.0717
2014-12-12 | 2時 |  | 0 | 0 | 0 | 0 | [9 empty] | 0 | 0 | 0 | 0 | 0 | 0 | 0 | 0 | 0 | 0 | 0 | 0 | 0 | 0 | 0 | 0 | 0 | 0 | 0 | 0 | 0 | 0 | 0.047552 | 0.00013 | 0.00025 | 0.00038 | 0.0005 | 0 | 0 | 0 |  | 0.056 | 0.0561 | 0.0788 | 0.0795
2014-12-12 | 3時 |  | 0 | 0 | 0 | 0 | [9 empty] | 0 | 0 | 0 | 0 | 0 | 0 | 0 | 0 | 0 | 0 | 0 | 0 | 0 | 0 | 0 | 0 | 0 | 0 | 0 | 0 | 0 | 0 | 0.047552 | 0.00013 | 0.00025 | 0.00038 | 0.0005 | 0 | 0 | 0 |  | 0.056 | 0.0561 | 0.0788 | 0.0795
2014-12-12 | 4時 |  | 0 | 0 | 0 | 0 | [9 empty] | 0 | 0 | 0 | 0 | 0 | 0 | 0 | 0 | 0 | 0 | 0 | 0 | 0 | 0 | 0 | 0 | 0 | 0 | 0 | 0 | 0 | 0 | 0.047552 | 0.00013 | 0.00025 | 0.00038 | 0.0005 | 0 | 0 | 0 |  | 0.0483 | 0.0483 | 0.0711 | 0.0717
2014-12-12 | 5時 |  | 21.3773 | 1.7873 | 0 | 0 | [9 empty] | 3.6305 | 0 | 0 | 0 | 0 | 0 | 0 | 0 | 0 | 0 | 0 | 0 | 0 | 0 | 0 | 0 | 0 | 0 | 0 | 0 | 0 | 0 | 0.047552 | 0.00013 | 0.00025 | 0.00038 | 0.0005 | 0 | 0 | 0 |  | 0.056 | 0.0561 | 0.0788 | 0.0795
2014-12-12 | 6時 |  | 8.9837 | 0 | 0 | 0 | [9 empty] | 0.94811 | 0 | 0 | 0 | 0 | 0 | 0 | 0 | 0 | 0 | 0 | 0 | 0 | 0 | 0 | 0 | 0 | 0 | 0 | 0 | 0 | 0 | 0.047552 | 0.00338 | 0.00675 | 0.01013 | 0.01351 | 0 | 0.024649 | 0.011815 |  | 0.1925 | 0.2611 | 0.3525 | 0.3531
2014-12-12 | 7時 |  | 7.7088 | 0 | 0 | 0 | [9 empty] | 0.80896 | 0 | 0 | 0 | 0 | 0 | 0 | 0 | 0 | 0 | 0 | 0 | 0 | 0 | 0 | 0 | 0 | 0 | 0 | 0 | 0 | 0 | 0.047552 | 0.00054 | 0.00108 | 0.00163 | 0.00217 | 0.13859 | 0.053895 | 0.036861 |  | 0.1524 | 0.248 | 0.3662 | 0.3669
2014-12-12 | 8時 |  | 6.5939 | 0 | 0 | 0 | [9 empty] | 0.6787 | 0 | 0 | 0 | 0 | 0 | 0 | 0 | 0 | 0 | 0 | 0 | 0 | 0 | 0 | 0 | 0 | 0 | 0 | 0 | 0 | 0 | 0.047552 | 0.00054 | 0.00108 | 0.00163 | 0.00217 | 0.093503 | 0 | 0.035602 |  | 0.1091 | 0.1448 | 0.2032 | 0.2039
2014-12-12 | 9時 |  | 0 | 0 | 0 | 0 | [9 empty] | 0 | 0 | 0 | 0 | 0 | 0 | 0 | 0 | 0 | 0 | 0 | 0 | 0 | 0 | 0 | 0 | 0 | 0 | 0 | 0 | 0 | 0 | 0.047552 | 0.00013 | 0.00025 | 0.00038 | 0.0005 | 0.17838 | 0.10971 | 0.042749 |  | 0.3011 | 0.3368 | 0.3953 | 0.396
2014-12-12 | 10時 |  | 0 | 0 | 0 | 0 | [9 empty] | 0 | 0 | 0 | 0 | 0 | 0 | 0 | 0 | 0 | 0 | 0 | 0 | 0 | 0 | 0 | 0 | 0 | 0 | 0 | 0 | 0 | 0 | 0.047552 | 0.00033 | 0.00067 | 0.001 | 0.00133 | 0.093503 | 0 | 0.012523 |  | 0.0483 | 0.0483 | 0.0711 | 0.0717
2014-12-12 | 11時 |  | 8.933 | 0 | 0 | 0 | [9 empty] | 0.67622 | 0 | 0 | 0 | 0 | 0 | 0 | 0 | 0 | 0 | 0 | 0 | 0 | 0 | 0 | 0 | 0 | 0 | 0 | 0 | 0 | 0 | 0.047552 | 0.00013 | 0.00025 | 0.00038 | 0.0005 | 0 | 0 | 0.0052775 |  | 0.056 | 0.0561 | 0.0788 | 0.0795
2014-12-12 | 12時 |  | 5.1192 | 0 | 0 | 0 | [9 empty] | 0.41785 | 0 | 0 | 0 | 0 | 0 | 0 | 0 | 0 | 0 | 0 | 0 | 0 | 0 | 0 | 0 | 0 | 0 | 0 | 0 | 0 | 0 | 0.047552 | 0.00338 | 0.00675 | 0.01013 | 0.01351 | 0.05371 | 0 | 0.0052775 |  | 0.1983 | 0.2727 | 0.3698 | 0.3705
2014-12-12 | 13時 |  | 0 | 0 | 0 | 0 | [9 empty] | 0 | 0 | 0 | 0 | 0 | 0 | 0 | 0 | 0 | 0 | 0 | 0 | 0 | 0 | 0 | 0 | 0 | 0 | 0 | 0 | 0 | 0 | 0.047552 | 0.00033 | 0.00067 | 0.001 | 0.00133 | 0.11604 | 0 | 0 |  | 0.0483 | 0.0483 | 0.0711 | 0.0717
2014-12-12 | 14時 |  | 0 | 0 | 0 | 0 | [9 empty] | 0 | 0 | 0 | 0 | 0 | 0 | 0 | 0 | 0 | 0 | 0 | 0 | 0 | 0 | 0 | 0 | 0 | 0 | 0 | 0 | 0 | 0 | 0.047552 | 0.00013 | 0.00025 | 0.00038 | 0.0005 | 0.031168 | 0 | 0.017801 |  | 0.056 | 0.0561 | 0.0788 | 0.0795
2014-12-12 | 15時 |  | 11.7117 | 0 | 0 | 0 | [9 empty] | 0.91891 | 0 | 0 | 0 | 0 | 0 | 0 | 0 | 0 | 0 | 0 | 0 | 0 | 0 | 0 | 0 | 0 | 0 | 0 | 0 | 0 | 0 | 0.047552 | 0.00013 | 0.00025 | 0.00038 | 0.0005 | 0 | 0 | 0 |  | 0.056 | 0.0561 | 0.0788 | 0.0795
2014-12-12 | 16時 |  | 6.6091 | 0 | 0 | 0 | [9 empty] | 0.53154 | 0 | 0 | 0 | 0 | 0 | 0 | 0 | 0 | 0 | 0 | 0 | 0 | 0 | 0 | 0 | 0 | 0 | 0 | 0 | 0 | 0 | 0.047552 | 0.00033 | 0.00067 | 0.001 | 0.00133 | 0.062335 | 0 | 0.0052775 |  | 0.0483 | 0.0483 | 0.0711 | 0.0717
2014-12-12 | 17時 |  | 9.0896 | 0 | 7.5304 | 0 | [9 empty] | 0.71298 | 0 | 0 | 0 | 0 | 0.57153 | 0 | 0 | 0 | 0 | 0 | 0 | 0 | 0 | 0 | 0 | 0 | 0 | 0 | 0 | 0 | 0 | 0.047552 | 0.00033 | 0.00067 | 0.001 | 0.00133 | 0.10536 | 0 | 0.0082775 |  | 0.1304 | 0.2048 | 0.3019 | 0.3026
2014-12-12 | 18時 |  | 9.0882 | 0 | 0 | 0 | [9 empty] | 0.72071 | 0 | 0 | 0 | 0 | 0 | 0 | 0 | 0 | 0 | 0 | 0 | 0 | 0 | 0 | 0 | 0 | 0 | 0 | 0 | 0 | 0 | 0.047552 | 0.00642 | 0.01284 | 0.01926 | 0.02568 | 0.12467 | 0 | 0.0082775 |  | 0.303 | 0.3387 | 0.3972 | 0.5469
2014-12-12 | 19時 |  | 5.6008 | 0 | 7.1209 | 0 | [9 empty] | 0.48459 | 0 | 0 | 0 | 0 | 0.54953 | 0 | 0 | 0 | 0 | 0 | 0 | 0 | 0 | 0 | 0 | 0 | 0 | 0 | 0 | 0 | 0 | 0.047552 | 0.00642 | 0.01284 | 0.01926 | 0.02568 | 0.21072 | 0.10708 | 0.0082775 |  | 0.0991 | 0.1348 | 0.1932 | 0.1939
2014-12-12 | 20時 |  | 5.9822 | 0 | 5.4975 | 0 | [9 empty] | 0.51414 | 0 | 0 | 0 | 0 | 0.42395 | 0 | 0 | 0 | 0 | 0 | 0 | 0 | 0 | 0 | 0 | 0 | 0 | 0 | 0 | 0 | 0 | 0.047552 | 0.00033 | 0.00067 | 0.001 | 0.00133 | 0.14927 | 0.027125 | 0 |  | 0.0917 | 0.1275 | 0.2102 | 0.2109
2014-12-12 | 21時 |  | 6.293 | 0 | 6.3774 | 0 | [9 empty] | 0.53936 | 0 | 0 | 0 | 0 | 0.55811 | 0 | 0 | 0 | 0 | 0 | 0 | 0 | 0 | 0 | 0 | 0 | 0 | 0 | 0 | 0 | 0 | 0.047552 | 0.00033 | 0.00067 | 0.001 | 0.00133 | 0.14618 | 0.10814 | 0.031304 |  | 0.1216 | 0.1873 | 0.2837 | 0.2844
2014-12-12 | 22時 |  | 6.5557 | 0 | 2.4238 | 0 | [9 empty] | 0.56161 | 0 | 0 | 0 | 0 | 0.23801 | 0 | 0 | 0 | 0 | 0 | 0 | 0 | 0 | 0 | 0 | 0 | 0 | 0 | 0 | 0 | 0 | 0.047552 | 0.00628 | 0.01256 | 0.01884 | 0.02512 | 0.12467 | 0.16133 | 0.043827 |  | 0.1738 | 0.1917 | 0.262 | 0.2626
2014-12-12 | 23時 |  | 0 | 0 | 0 | 0 | [9 empty] | 0 | 0 | 0 | 0 | 0 | 0 | 0 | 0 | 0 | 0 | 0 | 0 | 0 | 0 | 0 | 0 | 0 | 0 | 0 | 0 | 0 | 0 | 0.047552 | 0.0067 | 0.01339 | 0.02009 | 0.02679 | 0.12467 | 0.18881 | 0.031848 |  | 0.1877 | 0.2176 | 0.2756 | 0.2763
2014-12-13 | 0時 |  | 0 | 0 | 0 | 0 | [9 empty] | 0 | 0 | 0 | 0 | 0 | 0 | 0 | 0 | 0 | 0 | 0 | 0 | 0 | 0 | 0 | 0 | 0 | 0 | 0 | 0 | 0 | 0 | 0.047552 | 0.00013 | 0.00025 | 0.00038 | 0.0005 | 0 | 0.078899 | 0.011656 |  | 0.1578 | 0.1578 | 0.1806 | 0.1812
2014-12-13 | 1時 |  | 0 | 0 | 0 | 0 | [9 empty] | 0 | 0 | 0 | 0 | 0 | 0 | 0 | 0 | 0 | 0 | 0 | 0 | 0 | 0 | 0 | 0 | 0 | 0 | 0 | 0 | 0 | 0 | 0.047552 | 0.00013 | 0.00025 | 0.00038 | 0.0005 | 0 | 0 | 0 |  | 0.0483 | 0.0483 | 0.0711 | 0.0717
2014-12-13 | 2時 |  | 0 | 0 | 0 | 0 | [9 empty] | 0 | 0 | 0 | 0 | 0 | 0 | 0 | 0 | 0 | 0 | 0 | 0 | 0 | 0 | 0 | 0 | 0 | 0 | 0 | 0 | 0 | 0 | 0.047552 | 0.00013 | 0.00025 | 0.00038 | 0.0005 | 0 | 0 | 0 |  | 0.056 | 0.0561 | 0.0788 | 0.0795
2014-12-13 | 3時 |  | 0 | 0 | 0 | 0 | [9 empty] | 0 | 0 | 0 | 0 | 0 | 0 | 0 | 0 | 0 | 0 | 0 | 0 | 0 | 0 | 0 | 0 | 0 | 0 | 0 | 0 | 0 | 0 | 0.047552 | 0.00013 | 0.00025 | 0.00038 | 0.0005 | 0 | 0 | 0 |  | 0.056 | 0.0561 | 0.0788 | 0.0795
2014-12-13 | 4時 |  | 0 | 0 | 0 | 0 | [9 empty] | 0 | 0 | 0 | 0 | 0 | 0 | 0 | 0 | 0 | 0 | 0 | 0 | 0 | 0 | 0 | 0 | 0 | 0 | 0 | 0 | 0 | 0 | 0.047552 | 0.00013 | 0.00025 | 0.00038 | 0.0005 | 0 | 0 | 0 |  | 0.0483 | 0.0483 | 0.0711 | 0.0717
2014-12-13 | 5時 |  | 25.73 | 0 | 0 | 0 | [9 empty] | 3.1904 | 0 | 0 | 0 | 0 | 0 | 0 | 0 | 0 | 0 | 0 | 0 | 0 | 0 | 0 | 0 | 0 | 0 | 0 | 0 | 0 | 0 | 0.047552 | 0.00013 | 0.00025 | 0.00038 | 0.0005 | 0 | 0 | 0 |  | 0.056 | 0.0561 | 0.0788 | 0.0795
2014-12-13 | 6時 |  | 10.1726 | 0 | 0 | 0 | [9 empty] | 1.1191 | 0 | 0 | 0 | 0 | 0 | 0 | 0 | 0 | 0 | 0 | 0 | 0 | 0 | 0 | 0 | 0 | 0 | 0 | 0 | 0 | 0 | 0.047552 | 0.00338 | 0.00675 | 0.01013 | 0.01351 | 0 | 0.024649 | 0.011815 |  | 0.1925 | 0.2611 | 0.3525 | 0.3531
2014-12-13 | 7時 |  | 8.1018 | 0 | 0 | 0 | [9 empty] | 0.88391 | 0 | 0 | 0 | 0 | 0 | 0 | 0 | 0 | 0 | 0 | 0 | 0 | 0 | 0 | 0 | 0 | 0 | 0 | 0 | 0 | 0 | 0.047552 | 0.00054 | 0.00108 | 0.00163 | 0.00217 | 0.13859 | 0.053895 | 0.036861 |  | 0.1524 | 0.248 | 0.3662 | 0.3669
2014-12-13 | 8時 |  | 5.5935 | 0 | 0 | 0 | [9 empty] | 0.49729 | 0 | 0 | 0 | 0 | 0 | 0 | 0 | 0 | 0 | 0 | 0 | 0 | 0 | 0 | 0 | 0 | 0 | 0 | 0 | 0 | 0 | 0.047552 | 0.00054 | 0.00108 | 0.00163 | 0.00217 | 0.093503 | 0 | 0.035602 |  | 0.1091 | 0.1448 | 0.2032 | 0.2039
2014-12-13 | 9時 |  | 0 | 0 | 0 | 0 | [9 empty] | 0 | 0 | 0 | 0 | 0 | 0 | 0 | 0 | 0 | 0 | 0 | 0 | 0 | 0 | 0 | 0 | 0 | 0 | 0 | 0 | 0 | 0 | 0.047552 | 0.00013 | 0.00025 | 0.00038 | 0.0005 | 0.17838 | 0.10971 | 0.042749 |  | 0.3011 | 0.3368 | 0.3953 | 0.396
2014-12-13 | 10時 |  | 0 | 0 | 0 | 0 | [9 empty] | 0 | 0 | 0 | 0 | 0 | 0 | 0 | 0 | 0 | 0 | 0 | 0 | 0 | 0 | 0 | 0 | 0 | 0 | 0 | 0 | 0 | 0 | 0.047552 | 0.00033 | 0.00067 | 0.001 | 0.00133 | 0.093503 | 0 | 0.012523 |  | 0.0483 | 0.0483 | 0.0711 | 0.0717
2014-12-13 | 11時 |  | 4.8091 | 0 | 0 | 0 | [9 empty] | 0.44151 | 0 | 0 | 0 | 0 | 0 | 0 | 0 | 0 | 0 | 0 | 0 | 0 | 0 | 0 | 0 | 0 | 0 | 0 | 0 | 0 | 0 | 0.047552 | 0.00013 | 0.00025 | 0.00038 | 0.0005 | 0 | 0 | 0.0052775 |  | 0.056 | 0.0561 | 0.0788 | 0.0795
2014-12-13 | 12時 |  | 3.7717 | 0 | 0 | 0 | [9 empty] | 0.38397 | 0 | 0 | 0 | 0 | 0 | 0 | 0 | 0 | 0 | 0 | 0 | 0 | 0 | 0 | 0 | 0 | 0 | 0 | 0 | 0 | 0 | 0.047552 | 0.00338 | 0.00675 | 0.01013 | 0.01351 | 0.05371 | 0 | 0.0052775 |  | 0.1983 | 0.2727 | 0.3698 | 0.3705
2014-12-13 | 13時 |  | 0 | 0 | 0 | 0 | [9 empty] | 0 | 0 | 0 | 0 | 0 | 0 | 0 | 0 | 0 | 0 | 0 | 0 | 0 | 0 | 0 | 0 | 0 | 0 | 0 | 0 | 0 | 0 | 0.047552 | 0.00033 | 0.00067 | 0.001 | 0.00133 | 0.11604 | 0 | 0 |  | 0.0483 | 0.0483 | 0.0711 | 0.0717
2014-12-13 | 14時 |  | 0 | 0 | 0 | 0 | [9 empty] | 0 | 0 | 0 | 0 | 0 | 0 | 0 | 0 | 0 | 0 | 0 | 0 | 0 | 0 | 0 | 0 | 0 | 0 | 0 | 0 | 0 | 0 | 0.047552 | 0.00013 | 0.00025 | 0.00038 | 0.0005 | 0.031168 | 0 | 0.017801 |  | 0.056 | 0.0561 | 0.0788 | 0.0795
2014-12-13 | 15時 |  | 11.8082 | 0 | 0 | 0 | [9 empty] | 0.9726 | 0 | 0 | 0 | 0 | 0 | 0 | 0 | 0 | 0 | 0 | 0 | 0 | 0 | 0 | 0 | 0 | 0 | 0 | 0 | 0 | 0 | 0.047552 | 0.00013 | 0.00025 | 0.00038 | 0.0005 | 0 | 0 | 0 |  | 0.056 | 0.0561 | 0.0788 | 0.0795
2014-12-13 | 16時 |  | 7.2239 | 0 | 0 | 0 | [9 empty] | 0.78683 | 0 | 0 | 0 | 0 | 0 | 0 | 0 | 0 | 0 | 0 | 0 | 0 | 0 | 0 | 0 | 0 | 0 | 0 | 0 | 0 | 0 | 0.047552 | 0.00033 | 0.00067 | 0.001 | 0.00133 | 0.062335 | 0 | 0.0052775 |  | 0.0483 | 0.0483 | 0.0711 | 0.0717
2014-12-13 | 17時 |  | 10.2765 | 0 | 7.5704 | 0 | [9 empty] | 0.84866 | 0 | 0 | 0 | 0 | 0.61684 | 0 | 0 | 0 | 0 | 0 | 0 | 0 | 0 | 0 | 0 | 0 | 0 | 0 | 0 | 0 | 0 | 0.047552 | 0.00033 | 0.00067 | 0.001 | 0.00133 | 0.10536 | 0 | 0.0082775 |  | 0.1304 | 0.2048 | 0.3019 | 0.3026
2014-12-13 | 18時 |  | 10.3404 | 0 | 0 | 0 | [9 empty] | 0.85844 | 0 | 0 | 0 | 0 | 0 | 0 | 0 | 0 | 0 | 0 | 0 | 0 | 0 | 0 | 0 | 0 | 0 | 0 | 0 | 0 | 0 | 0.047552 | 0.00642 | 0.01284 | 0.01926 | 0.02568 | 0.12467 | 0 | 0.0082775 |  | 0.303 | 0.3387 | 0.3972 | 0.5469
2014-12-13 | 19時 |  | 6.2857 | 0 | 7.4696 | 0 | [9 empty] | 0.55556 | 0 | 0 | 0 | 0 | 0.60458 | 0 | 0 | 0 | 0 | 0 | 0 | 0 | 0 | 0 | 0 | 0 | 0 | 0 | 0 | 0 | 0 | 0.047552 | 0.00642 | 0.01284 | 0.01926 | 0.02568 | 0.21072 | 0.10708 | 0.0082775 |  | 0.0991 | 0.1348 | 0.1932 | 0.1939
2014-12-13 | 20時 |  | 6.5493 | 0 | 5.946 | 0 | [9 empty] | 0.5673 | 0 | 0 | 0 | 0 | 0.46925 | 0 | 0 | 0 | 0 | 0 | 0 | 0 | 0 | 0 | 0 | 0 | 0 | 0 | 0 | 0 | 0 | 0.047552 | 0.00033 | 0.00067 | 0.001 | 0.00133 | 0.14927 | 0.027125 | 0 |  | 0.0917 | 0.1275 | 0.2102 | 0.2109
2014-12-13 | 21時 |  | 6.8039 | 0 | 6.9051 | 0 | [9 empty] | 0.58464 | 0 | 0 | 0 | 0 | 0.59614 | 0 | 0 | 0 | 0 | 0 | 0 | 0 | 0 | 0 | 0 | 0 | 0 | 0 | 0 | 0 | 0 | 0.047552 | 0.00033 | 0.00067 | 0.001 | 0.00133 | 0.14618 | 0.10814 | 0.031304 |  | 0.1216 | 0.1873 | 0.2837 | 0.2844
2014-12-13 | 22時 |  | 7.0443 | 0 | 2.6266 | 0 | [9 empty] | 0.60422 | 0 | 0 | 0 | 0 | 0.24984 | 0 | 0 | 0 | 0 | 0 | 0 | 0 | 0 | 0 | 0 | 0 | 0 | 0 | 0 | 0 | 0 | 0.047552 | 0.00628 | 0.01256 | 0.01884 | 0.02512 | 0.12467 | 0.16133 | 0.043827 |  | 0.1738 | 0.1917 | 0.262 | 0.2626
2014-12-13 | 23時 |  | 0 | 0 | 0 | 0 | [9 empty] | 0 | 0 | 0 | 0 | 0 | 0 | 0 | 0 | 0 | 0 | 0 | 0 | 0 | 0 | 0 | 0 | 0 | 0 | 0 | 0 | 0 | 0 | 0.047552 | 0.0067 | 0.01339 | 0.02009 | 0.02679 | 0.12467 | 0.18881 | 0.031848 |  | 0.1877 | 0.2176 | 0.2756 | 0.2763
2014-12-14 | 0時 |  | 0 | 0 | 0 | 0 | [9 empty] | 0 | 0 | 0 | 0 | 0 | 0 | 0 | 0 | 0 | 0 | 0 | 0 | 0 | 0 | 0 | 0 | 0 | 0 | 0 | 0 | 0 | 0 | 0.047552 | 0.00013 | 0.00025 | 0.00038 | 0.0005 | 0 | 0.078899 | 0.011656 |  | 0.1578 | 0.1578 | 0.1806 | 0.1812
2014-12-14 | 1時 |  | 0 | 0 | 0 | 0 | [9 empty] | 0 | 0 | 0 | 0 | 0 | 0 | 0 | 0 | 0 | 0 | 0 | 0 | 0 | 0 | 0 | 0 | 0 | 0 | 0 | 0 | 0 | 0 | 0.047552 | 0.00013 | 0.00025 | 0.00038 | 0.0005 | 0 | 0 | 0 |  | 0.0483 | 0.0483 | 0.0711 | 0.0717
2014-12-14 | 2時 |  | 0 | 0 | 0 | 0 | [9 empty] | 0 | 0 | 0 | 0 | 0 | 0 | 0 | 0 | 0 | 0 | 0 | 0 | 0 | 0 | 0 | 0 | 0 | 0 | 0 | 0 | 0 | 0 | 0.047552 | 0.00013 | 0.00025 | 0.00038 | 0.0005 | 0 | 0 | 0 |  | 0.056 | 0.0561 | 0.0788 | 0.0795
2014-12-14 | 3時 |  | 0 | 0 | 0 | 0 | [9 empty] | 0 | 0 | 0 | 0 | 0 | 0 | 0 | 0 | 0 | 0 | 0 | 0 | 0 | 0 | 0 | 0 | 0 | 0 | 0 | 0 | 0 | 0 | 0.047552 | 0.00013 | 0.00025 | 0.00038 | 0.0005 | 0 | 0 | 0 |  | 0.056 | 0.0561 | 0.0788 | 0.0795
2014-12-14 | 4時 |  | 0 | 0 | 0 | 0 | [9 empty] | 0 | 0 | 0 | 0 | 0 | 0 | 0 | 0 | 0 | 0 | 0 | 0 | 0 | 0 | 0 | 0 | 0 | 0 | 0 | 0 | 0 | 0 | 0.047552 | 0.00013 | 0.00025 | 0.00038 | 0.0005 | 0 | 0 | 0 |  | 0.0483 | 0.0483 | 0.0711 | 0.0717
2014-12-14 | 5時 |  | 26.1818 | 0 | 0 | 0 | [9 empty] | 3.2679 | 0 | 0 | 0 | 0 | 0 | 0 | 0 | 0 | 0 | 0 | 0 | 0 | 0 | 0 | 0 | 0 | 0 | 0 | 0 | 0 | 0 | 0.047552 | 0.00013 | 0.00025 | 0.00038 | 0.0005 | 0 | 0 | 0 |  | 0.056 | 0.0561 | 0.0788 | 0.0795
2014-12-14 | 6時 |  | 9.861 | 0 | 0 | 0 | [9 empty] | 0.80962 | 0 | 0 | 0 | 0 | 0 | 0 | 0 | 0 | 0 | 0 | 0 | 0 | 0 | 0 | 0 | 0 | 0 | 0 | 0 | 0 | 0 | 0.047552 | 0.00338 | 0.00675 | 0.01013 | 0.01351 | 0 | 0.024649 | 0.011815 |  | 0.1925 | 0.2611 | 0.3525 | 0.3531
2014-12-14 | 7時 |  | 4.9096 | 0 | 0 | 0 | [9 empty] | 0.44388 | 0 | 0 | 0 | 0 | 0 | 0 | 0 | 0 | 0 | 0 | 0 | 0 | 0 | 0 | 0 | 0 | 0 | 0 | 0 | 0 | 0 | 0.047552 | 0.00054 | 0.00108 | 0.00163 | 0.00217 | 0.13859 | 0.053895 | 0.036861 |  | 0.1524 | 0.248 | 0.3662 | 0.3669
2014-12-14 | 8時 |  | 1.1957 | 0 | 0 | 0 | [9 empty] | 0.19539 | 0 | 0 | 0 | 0 | 0 | 0 | 0 | 0 | 0 | 0 | 0 | 0 | 0 | 0 | 0 | 0 | 0 | 0 | 0 | 0 | 0 | 0.047552 | 0.00054 | 0.00108 | 0.00163 | 0.00217 | 0.093503 | 0 | 0.035602 |  | 0.1091 | 0.1448 | 0.2032 | 0.2039
2014-12-14 | 9時 |  | 0 | 0 | 0 | 0 | [9 empty] | 0 | 0 | 0 | 0 | 0 | 0 | 0 | 0 | 0 | 0 | 0 | 0 | 0 | 0 | 0 | 0 | 0 | 0 | 0 | 0 | 0 | 0 | 0.047552 | 0.00013 | 0.00025 | 0.00038 | 0.0005 | 0.17838 | 0.10971 | 0.042749 |  | 0.3011 | 0.3368 | 0.3953 | 0.396
2014-12-14 | 10時 |  | 0 | 0 | 0 | 0 | [9 empty] | 0 | 0 | 0 | 0 | 0 | 0 | 0 | 0 | 0 | 0 | 0 | 0 | 0 | 0 | 0 | 0 | 0 | 0 | 0 | 0 | 0 | 0 | 0.047552 | 0.00033 | 0.00067 | 0.001 | 0.00133 | 0.093503 | 0 | 0.012523 |  | 0.0483 | 0.0483 | 0.0711 | 0.0717
2014-12-14 | 11時 |  | 1.8769 | 0 | 0 | 0 | [9 empty] | 0.22278 | 0 | 0 | 0 | 0 | 0 | 0 | 0 | 0 | 0 | 0 | 0 | 0 | 0 | 0 | 0 | 0 | 0 | 0 | 0 | 0 | 0 | 0.047552 | 0.00013 | 0.00025 | 0.00038 | 0.0005 | 0 | 0 | 0.0052775 |  | 0.056 | 0.0561 | 0.0788 | 0.0795
2014-12-14 | 12時 |  | 0.083612 | 0 | 0 | 0 | [9 empty] | 0.12081 | 0 | 0 | 0 | 0 | 0 | 0 | 0 | 0 | 0 | 0 | 0 | 0 | 0 | 0 | 0 | 0 | 0 | 0 | 0 | 0 | 0 | 0.047552 | 0.00338 | 0.00675 | 0.01013 | 0.01351 | 0.05371 | 0 | 0.0052775 |  | 0.1983 | 0.2727 | 0.3698 | 0.3705
2014-12-14 | 13時 |  | 0 | 0 | 0 | 0 | [9 empty] | 0 | 0 | 0 | 0 | 0 | 0 | 0 | 0 | 0 | 0 | 0 | 0 | 0 | 0 | 0 | 0 | 0 | 0 | 0 | 0 | 0 | 0 | 0.047552 | 0.00033 | 0.00067 | 0.001 | 0.00133 | 0.11604 | 0 | 0 |  | 0.0483 | 0.0483 | 0.0711 | 0.0717
2014-12-14 | 14時 |  | 0 | 0 | 0 | 0 | [9 empty] | 0 | 0 | 0 | 0 | 0 | 0 | 0 | 0 | 0 | 0 | 0 | 0 | 0 | 0 | 0 | 0 | 0 | 0 | 0 | 0 | 0 | 0 | 0.047552 | 0.00013 | 0.00025 | 0.00038 | 0.0005 | 0.031168 | 0 | 0.017801 |  | 0.056 | 0.0561 | 0.0788 | 0.0795
2014-12-14 | 15時 |  | 6.3169 | 0 | 0 | 0 | [9 empty] | 0.50159 | 0 | 0 | 0 | 0 | 0 | 0 | 0 | 0 | 0 | 0 | 0 | 0 | 0 | 0 | 0 | 0 | 0 | 0 | 0 | 0 | 0 | 0.047552 | 0.00013 | 0.00025 | 0.00038 | 0.0005 | 0 | 0 | 0 |  | 0.056 | 0.0561 | 0.0788 | 0.0795
2014-12-14 | 16時 |  | 4.5257 | 0 | 0 | 0 | [9 empty] | 0.3948 | 0 | 0 | 0 | 0 | 0 | 0 | 0 | 0 | 0 | 0 | 0 | 0 | 0 | 0 | 0 | 0 | 0 | 0 | 0 | 0 | 0 | 0.047552 | 0.00033 | 0.00067 | 0.001 | 0.00133 | 0.062335 | 0 | 0.0052775 |  | 0.0483 | 0.0483 | 0.0711 | 0.0717
2014-12-14 | 17時 |  | 8.3039 | 0 | 4.8557 | 0 | [9 empty] | 0.68031 | 0 | 0 | 0 | 0 | 0.381 | 0 | 0 | 0 | 0 | 0 | 0 | 0 | 0 | 0 | 0 | 0 | 0 | 0 | 0 | 0 | 0 | 0.047552 | 0.00033 | 0.00067 | 0.001 | 0.00133 | 0.10536 | 0 | 0.0082775 |  | 0.1304 | 0.2048 | 0.3019 | 0.3026
2014-12-14 | 18時 |  | 9.1753 | 0 | 0 | 0 | [9 empty] | 0.77125 | 0 | 0 | 0 | 0 | 0 | 0 | 0 | 0 | 0 | 0 | 0 | 0 | 0 | 0 | 0 | 0 | 0 | 0 | 0 | 0 | 0 | 0.047552 | 0.00642 | 0.01284 | 0.01926 | 0.02568 | 0.12467 | 0 | 0.0082775 |  | 0.303 | 0.3387 | 0.3972 | 0.5469
2014-12-14 | 19時 |  | 5.5752 | 0 | 5.6937 | 0 | [9 empty] | 0.52979 | 0 | 0 | 0 | 0 | 0.46965 | 0 | 0 | 0 | 0 | 0 | 0 | 0 | 0 | 0 | 0 | 0 | 0 | 0 | 0 | 0 | 0 | 0.047552 | 0.00642 | 0.01284 | 0.01926 | 0.02568 | 0.21072 | 0.10708 | 0.0082775 |  | 0.0991 | 0.1348 | 0.1932 | 0.1939
2014-12-14 | 20時 |  | 6.1533 | 0 | 5.3132 | 0 | [9 empty] | 0.56927 | 0 | 0 | 0 | 0 | 0.43869 | 0 | 0 | 0 | 0 | 0 | 0 | 0 | 0 | 0 | 0 | 0 | 0 | 0 | 0 | 0 | 0 | 0.047552 | 0.00033 | 0.00067 | 0.001 | 0.00133 | 0.14927 | 0.027125 | 0 |  | 0.0917 | 0.1275 | 0.2102 | 0.2109
2014-12-14 | 21時 |  | 6.6551 | 0 | 6.451 | 0 | [9 empty] | 0.60836 | 0 | 0 | 0 | 0 | 0.59106 | 0 | 0 | 0 | 0 | 0 | 0 | 0 | 0 | 0 | 0 | 0 | 0 | 0 | 0 | 0 | 0 | 0.047552 | 0.00033 | 0.00067 | 0.001 | 0.00133 | 0.14618 | 0.10814 | 0.031304 |  | 0.1216 | 0.1873 | 0.2837 | 0.2844
2014-12-14 | 22時 |  | 7.0401 | 0 | 2.5419 | 0 | [9 empty] | 0.63661 | 0 | 0 | 0 | 0 | 0.25423 | 0 | 0 | 0 | 0 | 0 | 0 | 0 | 0 | 0 | 0 | 0 | 0 | 0 | 0 | 0 | 0 | 0.047552 | 0.00628 | 0.01256 | 0.01884 | 0.02512 | 0.12467 | 0.16133 | 0.043827 |  | 0.1738 | 0.1917 | 0.262 | 0.2626
2014-12-14 | 23時 |  | 0 | 0 | 0 | 0 | [9 empty] | 0 | 0 | 0 | 0 | 0 | 0 | 0 | 0 | 0 | 0 | 0 | 0 | 0 | 0 | 0 | 0 | 0 | 0 | 0 | 0 | 0 | 0 | 0.047552 | 0.0067 | 0.01339 | 0.02009 | 0.02679 | 0.12467 | 0.18881 | 0.031848 |  | 0.1877 | 0.2176 | 0.2756 | 0.2763
2014-12-15 | 0時 |  | 0 | 0 | 0 | 0 | [9 empty] | 0 | 0 | 0 | 0 | 0 | 0 | 0 | 0 | 0 | 0 | 0 | 0 | 0 | 0 | 0 | 0 | 0 | 0 | 0 | 0 | 0 | 0 | 0.047552 | 0.00013 | 0.00025 | 0.00038 | 0.0005 | 0 | 0.078899 | 0.011656 |  | 0.1578 | 0.1578 | 0.1806 | 0.1812
2014-12-15 | 1時 |  | 0 | 0 | 0 | 0 | [9 empty] | 0 | 0 | 0 | 0 | 0 | 0 | 0 | 0 | 0 | 0 | 0 | 0 | 0 | 0 | 0 | 0 | 0 | 0 | 0 | 0 | 0 | 0 | 0.047552 | 0.00013 | 0.00025 | 0.00038 | 0.0005 | 0 | 0 | 0 |  | 0.0483 | 0.0483 | 0.0711 | 0.0717
2014-12-15 | 2時 |  | 0 | 0 | 0 | 0 | [9 empty] | 0 | 0 | 0 | 0 | 0 | 0 | 0 | 0 | 0 | 0 | 0 | 0 | 0 | 0 | 0 | 0 | 0 | 0 | 0 | 0 | 0 | 0 | 0.047552 | 0.00013 | 0.00025 | 0.00038 | 0.0005 | 0 | 0 | 0 |  | 0.056 | 0.0561 | 0.0788 | 0.0795
2014-12-15 | 3時 |  | 0 | 0 | 0 | 0 | [9 empty] | 0 | 0 | 0 | 0 | 0 | 0 | 0 | 0 | 0 | 0 | 0 | 0 | 0 | 0 | 0 | 0 | 0 | 0 | 0 | 0 | 0 | 0 | 0.047552 | 0.00013 | 0.00025 | 0.00038 | 0.0005 | 0 | 0 | 0 |  | 0.056 | 0.0561 | 0.0788 | 0.0795
2014-12-15 | 4時 |  | 0 | 0 | 0 | 0 | [9 empty] | 0 | 0 | 0 | 0 | 0 | 0 | 0 | 0 | 0 | 0 | 0 | 0 | 0 | 0 | 0 | 0 | 0 | 0 | 0 | 0 | 0 | 0 | 0.047552 | 0.00013 | 0.00025 | 0.00038 | 0.0005 | 0 | 0 | 0 |  | 0.0483 | 0.0483 | 0.0711 | 0.0717
2014-12-15 | 5時 |  | 20.7168 | 6.5025 | 0 | 0 | [9 empty] | 3.586 | 0 | 0 | 0 | 0 | 0 | 0 | 0 | 0 | 0 | 0 | 0 | 0 | 0 | 0 | 0 | 0 | 0 | 0 | 0 | 0 | 0 | 0.047552 | 0.00013 | 0.00025 | 0.00038 | 0.0005 | 0 | 0 | 0 |  | 0.056 | 0.0561 | 0.0788 | 0.0795
2014-12-15 | 6時 |  | 10.7377 | 0 | 0 | 0 | [9 empty] | 1.2031 | 0 | 0 | 0 | 0 | 0 | 0 | 0 | 0 | 0 | 0 | 0 | 0 | 0 | 0 | 0 | 0 | 0 | 0 | 0 | 0 | 0 | 0.047552 | 0.00338 | 0.00675 | 0.01013 | 0.01351 | 0 | 0.024649 | 0.011815 |  | 0.1925 | 0.2611 | 0.3525 | 0.3531
2014-12-15 | 7時 |  | 9.5385 | 0 | 0 | 0 | [9 empty] | 1.0488 | 0 | 0 | 0 | 0 | 0 | 0 | 0 | 0 | 0 | 0 | 0 | 0 | 0 | 0 | 0 | 0 | 0 | 0 | 0 | 0 | 0 | 0.047552 | 0.00054 | 0.00108 | 0.00163 | 0.00217 | 0.13859 | 0.053895 | 0.036861 |  | 0.1524 | 0.248 | 0.3662 | 0.3669
2014-12-15 | 8時 |  | 8.6875 | 0 | 0 | 0 | [9 empty] | 0.94536 | 0 | 0 | 0 | 0 | 0 | 0 | 0 | 0 | 0 | 0 | 0 | 0 | 0 | 0 | 0 | 0 | 0 | 0 | 0 | 0 | 0 | 0.047552 | 0.00054 | 0.00108 | 0.00163 | 0.00217 | 0.093503 | 0 | 0.035602 |  | 0.1091 | 0.1448 | 0.2032 | 0.2039
2014-12-15 | 9時 |  | 0 | 0 | 0 | 0 | [9 empty] | 0 | 0 | 0 | 0 | 0 | 0 | 0 | 0 | 0 | 0 | 0 | 0 | 0 | 0 | 0 | 0 | 0 | 0 | 0 | 0 | 0 | 0 | 0.047552 | 0.00013 | 0.00025 | 0.00038 | 0.0005 | 0.17838 | 0.10971 | 0.042749 |  | 0.3011 | 0.3368 | 0.3953 | 0.396
2014-12-15 | 10時 |  | 0 | 0 | 0 | 0 | [9 empty] | 0 | 0 | 0 | 0 | 0 | 0 | 0 | 0 | 0 | 0 | 0 | 0 | 0 | 0 | 0 | 0 | 0 | 0 | 0 | 0 | 0 | 0 | 0.047552 | 0.00033 | 0.00067 | 0.001 | 0.00133 | 0.093503 | 0 | 0.012523 |  | 0.0483 | 0.0483 | 0.0711 | 0.0717
2014-12-15 | 11時 |  | 13.1477 | 0 | 0 | 0 | [9 empty] | 1.5229 | 0 | 0 | 0 | 0 | 0 | 0 | 0 | 0 | 0 | 0 | 0 | 0 | 0 | 0 | 0 | 0 | 0 | 0 | 0 | 0 | 0 | 0.047552 | 0.00013 | 0.00025 | 0.00038 | 0.0005 | 0 | 0 | 0.0052775 |  | 0.056 | 0.0561 | 0.0788 | 0.0795
2014-12-15 | 12時 |  | 3.8595 | 0 | 0 | 0 | [9 empty] | 0.35862 | 0 | 0 | 0 | 0 | 0 | 0 | 0 | 0 | 0 | 0 | 0 | 0 | 0 | 0 | 0 | 0 | 0 | 0 | 0 | 0 | 0 | 0.047552 | 0.00338 | 0.00675 | 0.01013 | 0.01351 | 0.05371 | 0 | 0.0052775 |  | 0.1983 | 0.2727 | 0.3698 | 0.3705
2014-12-15 | 13時 |  | 0 | 0 | 0 | 0 | [9 empty] | 0 | 0 | 0 | 0 | 0 | 0 | 0 | 0 | 0 | 0 | 0 | 0 | 0 | 0 | 0 | 0 | 0 | 0 | 0 | 0 | 0 | 0 | 0.047552 | 0.00033 | 0.00067 | 0.001 | 0.00133 | 0.11604 | 0 | 0 |  | 0.0483 | 0.0483 | 0.0711 | 0.0717
2014-12-15 | 14時 |  | 0 | 0 | 0 | 0 | [9 empty] | 0 | 0 | 0 | 0 | 0 | 0 | 0 | 0 | 0 | 0 | 0 | 0 | 0 | 0 | 0 | 0 | 0 | 0 | 0 | 0 | 0 | 0 | 0.047552 | 0.00013 | 0.00025 | 0.00038 | 0.0005 | 0.031168 | 0 | 0.017801 |  | 0.056 | 0.0561 | 0.0788 | 0.0795
2014-12-15 | 15時 |  | 12.7906 | 0 | 0 | 0 | [9 empty] | 1.0401 | 0 | 0 | 0 | 0 | 0 | 0 | 0 | 0 | 0 | 0 | 0 | 0 | 0 | 0 | 0 | 0 | 0 | 0 | 0 | 0 | 0 | 0.047552 | 0.00013 | 0.00025 | 0.00038 | 0.0005 | 0 | 0 | 0 |  | 0.056 | 0.0561 | 0.0788 | 0.0795
2014-12-15 | 16時 |  | 7.5832 | 0 | 0 | 0 | [9 empty] | 0.80395 | 0 | 0 | 0 | 0 | 0 | 0 | 0 | 0 | 0 | 0 | 0 | 0 | 0 | 0 | 0 | 0 | 0 | 0 | 0 | 0 | 0 | 0.047552 | 0.00033 | 0.00067 | 0.001 | 0.00133 | 0.062335 | 0 | 0.0052775 |  | 0.0483 | 0.0483 | 0.0711 | 0.0717
2014-12-15 | 17時 |  | 10.6104 | 0 | 8.4077 | 0 | [9 empty] | 0.87252 | 0 | 0 | 0 | 0 | 0.69351 | 0 | 0 | 0 | 0 | 0 | 0 | 0 | 0 | 0 | 0 | 0 | 0 | 0 | 0 | 0 | 0 | 0.047552 | 0.00033 | 0.00067 | 0.001 | 0.00133 | 0.10536 | 0 | 0.0082775 |  | 0.1304 | 0.2048 | 0.3019 | 0.3026
2014-12-15 | 18時 |  | 10.419 | 0 | 0 | 0 | [9 empty] | 0.8539 | 0 | 0 | 0 | 0 | 0 | 0 | 0 | 0 | 0 | 0 | 0 | 0 | 0 | 0 | 0 | 0 | 0 | 0 | 0 | 0 | 0 | 0.047552 | 0.00642 | 0.01284 | 0.01926 | 0.02568 | 0.12467 | 0 | 0.0082775 |  | 0.303 | 0.3387 | 0.3972 | 0.5469
2014-12-15 | 19時 |  | 6.5502 | 0 | 8.0309 | 0 | [9 empty] | 0.57503 | 0 | 0 | 0 | 0 | 0.65856 | 0 | 0 | 0 | 0 | 0 | 0 | 0 | 0 | 0 | 0 | 0 | 0 | 0 | 0 | 0 | 0 | 0.047552 | 0.00642 | 0.01284 | 0.01926 | 0.02568 | 0.21072 | 0.10708 | 0.0082775 |  | 0.0991 | 0.1348 | 0.1932 | 0.1939
2014-12-15 | 20時 |  | 7.0115 | 0 | 6.2599 | 0 | [9 empty] | 0.77078 | 0 | 0 | 0 | 0 | 0.68299 | 0 | 0 | 0 | 0 | 0 | 0 | 0 | 0 | 0 | 0 | 0 | 0 | 0 | 0 | 0 | 0 | 0.047552 | 0.00033 | 0.00067 | 0.001 | 0.00133 | 0.14927 | 0.027125 | 0 |  | 0.0917 | 0.1275 | 0.2102 | 0.2109
2014-12-15 | 21時 |  | 7.3429 | 0 | 7.4552 | 0 | [9 empty] | 0.80805 | 0 | 0 | 0 | 0 | 0.81247 | 0 | 0 | 0 | 0 | 0 | 0 | 0 | 0 | 0 | 0 | 0 | 0 | 0 | 0 | 0 | 0 | 0.047552 | 0.00033 | 0.00067 | 0.001 | 0.00133 | 0.14618 | 0.10814 | 0.031304 |  | 0.1216 | 0.1873 | 0.2837 | 0.2844
2014-12-15 | 22時 |  | 7.4662 | 0 | 2.8018 | 0 | [9 empty] | 0.64758 | 0 | 0 | 0 | 0 | 0.26255 | 0 | 0 | 0 | 0 | 0 | 0 | 0 | 0 | 0 | 0 | 0 | 0 | 0 | 0 | 0 | 0 | 0.047552 | 0.00628 | 0.01256 | 0.01884 | 0.02512 | 0.12467 | 0.16133 | 0.043827 |  | 0.1738 | 0.1917 | 0.262 | 0.2626
2014-12-15 | 23時 |  | 0 | 0 | 0 | 0 | [9 empty] | 0 | 0 | 0 | 0 | 0 | 0 | 0 | 0 | 0 | 0 | 0 | 0 | 0 | 0 | 0 | 0 | 0 | 0 | 0 | 0 | 0 | 0 | 0.047552 | 0.0067 | 0.01339 | 0.02009 | 0.02679 | 0.12467 | 0.18881 | 0.031848 |  | 0.1877 | 0.2176 | 0.2756 | 0.2763
2014-12-16 | 0時 |  | 0 | 0 | 0 | 0 | [9 empty] | 0 | 0 | 0 | 0 | 0 | 0 | 0 | 0 | 0 | 0 | 0 | 0 | 0 | 0 | 0 | 0 | 0 | 0 | 0 | 0 | 0 | 0 | 0.047552 | 0.00013 | 0.00025 | 0.00038 | 0.0005 | 0 | 0 | 0 |  | 0.1578 | 0.1578 | 0.1806 | 0.1812
2014-12-16 | 1時 |  | 0 | 0 | 0 | 0 | [9 empty] | 0 | 0 | 0 | 0 | 0 | 0 | 0 | 0 | 0 | 0 | 0 | 0 | 0 | 0 | 0 | 0 | 0 | 0 | 0 | 0 | 0 | 0 | 0.047552 | 0.00013 | 0.00025 | 0.00038 | 0.0005 | 0 | 0 | 0 |  | 0.0483 | 0.0483 | 0.0711 | 0.0717
2014-12-16 | 2時 |  | 0 | 0 | 0 | 0 | [9 empty] | 0 | 0 | 0 | 0 | 0 | 0 | 0 | 0 | 0 | 0 | 0 | 0 | 0 | 0 | 0 | 0 | 0 | 0 | 0 | 0 | 0 | 0 | 0.047552 | 0.00013 | 0.00025 | 0.00038 | 0.0005 | 0 | 0 | 0 |  | 0.056 | 0.0561 | 0.0788 | 0.0795
2014-12-16 | 3時 |  | 0 | 0 | 0 | 0 | [9 empty] | 0 | 0 | 0 | 0 | 0 | 0 | 0 | 0 | 0 | 0 | 0 | 0 | 0 | 0 | 0 | 0 | 0 | 0 | 0 | 0 | 0 | 0 | 0.047552 | 0.00013 | 0.00025 | 0.00038 | 0.0005 | 0 | 0 | 0 |  | 0.056 | 0.0561 | 0.0788 | 0.0795
2014-12-16 | 4時 |  | 0 | 0 | 0 | 0 | [9 empty] | 0 | 0 | 0 | 0 | 0 | 0 | 0 | 0 | 0 | 0 | 0 | 0 | 0 | 0 | 0 | 0 | 0 | 0 | 0 | 0 | 0 | 0 | 0.047552 | 0.00013 | 0.00025 | 0.00038 | 0.0005 | 0 | 0 | 0 |  | 0.0483 | 0.0483 | 0.0711 | 0.0717
2014-12-16 | 5時 |  | 0 | 0 | 0 | 0 | [9 empty] | 0 | 0 | 0 | 0 | 0 | 0 | 0 | 0 | 0 | 0 | 0 | 0 | 0 | 0 | 0 | 0 | 0 | 0 | 0 | 0 | 0 | 0 | 0.047552 | 0.00013 | 0.00025 | 0.00038 | 0.0005 | 0 | 0 | 0 |  | 0.056 | 0.0561 | 0.0788 | 0.0795
2014-12-16 | 6時 |  | 0 | 0 | 0 | 0 | [9 empty] | 0 | 0 | 0 | 0 | 0 | 0 | 0 | 0 | 0 | 0 | 0 | 0 | 0 | 0 | 0 | 0 | 0 | 0 | 0 | 0 | 0 | 0 | 0.047552 | 0.00013 | 0.00025 | 0.00038 | 0.0005 | 0 | 0 | 0 |  | 0.056 | 0.0561 | 0.0788 | 0.0795
2014-12-16 | 7時 |  | 24.9178 | 0 | 9.0396 | 0 | [9 empty] | 3.042 | 0 | 0 | 0 | 0 | 0.79027 | 0 | 0 | 0 | 0 | 0 | 0 | 0 | 0 | 0 | 0 | 0 | 0 | 0 | 0 | 0 | 0 | 0.047552 | 0.00054 | 0.00108 | 0.00163 | 0.00217 | 0 | 0.024649 | 0.022689 |  | 0.1168 | 0.1854 | 0.2767 | 0.2774
2014-12-16 | 8時 |  | 8.0804 | 0 | 10.8352 | 0 | [9 empty] | 0.69737 | 0 | 0 | 0 | 0 | 0.93351 | 0 | 0 | 0 | 0 | 0 | 0 | 0 | 0 | 0 | 0 | 0 | 0 | 0 | 0 | 0 | 0 | 0.047552 | 0.00379 | 0.00759 | 0.01138 | 0.01518 | 0.084877 | 0.078545 | 0.064582 |  | 0.2156 | 0.2812 | 0.3696 | 0.3702
2014-12-16 | 9時 |  | 4.0951 | 0 | 2.8834 | 0 | [9 empty] | 0.4234 | 0 | 0 | 0 | 0 | 0.41656 | 0 | 0 | 0 | 0 | 0 | 0 | 0 | 0 | 0 | 0 | 0 | 0 | 0 | 0 | 0 | 0 | 0.047552 | 0.00033 | 0.00067 | 0.001 | 0.00133 | 0.23209 | 0.16325 | 0.052059 |  | 0.2163 | 0.252 | 0.3265 | 0.3272
2014-12-16 | 10時 |  | 2.5944 | 0 | 1.3188 | 0 | [9 empty] | 0.30133 | 0 | 0 | 0 | 0 | 0.37721 | 0 | 0 | 0 | 0 | 0 | 0 | 0 | 0 | 0 | 0 | 0 | 0 | 0 | 0 | 0 | 0 | 0.047552 | 0.00054 | 0.00108 | 0.00163 | 0.00217 | 0.12467 | 0.21558 | 0.037471 |  | 0.1917 | 0.2274 | 0.3128 | 0.3134
2014-12-16 | 11時 |  | 2.3267 | 0 | 0.022504 | 0 | [9 empty] | 0.28808 | 0 | 0 | 0 | 0 | 0.19007 | 0 | 0 | 0 | 0 | 0 | 0 | 0 | 0 | 0 | 0 | 0 | 0 | 0 | 0 | 0 | 0 | 0.047552 | 0.00033 | 0.00067 | 0.001 | 0.00133 | 0.12467 | 0.21558 | 0 |  | 0.1994 | 0.2352 | 0.315 | 0.3157
2014-12-16 | 12時 |  | 0.46471 | 0 | 0 | 0 | [9 empty] | 0.15532 | 0 | 0 | 0 | 0 | 0 | 0 | 0 | 0 | 0 | 0 | 0 | 0 | 0 | 0 | 0 | 0 | 0 | 0 | 0 | 0 | 0 | 0.047552 | 0.00338 | 0.00675 | 0.01013 | 0.01351 | 0.14721 | 0.13456 | 0.018352 |  | 0.1983 | 0.2727 | 0.3698 | 0.3705
2014-12-16 | 13時 |  | 0 | 0 | 0 | 0 | [9 empty] | 0 | 0 | 0 | 0 | 0 | 0 | 0 | 0 | 0 | 0 | 0 | 0 | 0 | 0 | 0 | 0 | 0 | 0 | 0 | 0 | 0 | 0 | 0.047552 | 0.00033 | 0.00067 | 0.001 | 0.00133 | 0.13756 | 0.026771 | 0.023629 |  | 0.0483 | 0.0483 | 0.0711 | 0.0717
2014-12-16 | 14時 |  | 0 | 0 | 0 | 0 | [9 empty] | 0 | 0 | 0 | 0 | 0 | 0 | 0 | 0 | 0 | 0 | 0 | 0 | 0 | 0 | 0 | 0 | 0 | 0 | 0 | 0 | 0 | 0 | 0.047552 | 0.00013 | 0.00025 | 0.00038 | 0.0005 | 0 | 0 | 0 |  | 0.056 | 0.0561 | 0.0788 | 0.0795
2014-12-16 | 15時 |  | 8.1123 | 0 | 2.4253 | 0 | [9 empty] | 0.70123 | 0 | 0 | 0 | 0 | 0.24576 | 0 | 0 | 0 | 0 | 0 | 0 | 0 | 0 | 0 | 0 | 0 | 0 | 0 | 0 | 0 | 0 | 0.047552 | 0.00013 | 0.00025 | 0.00038 | 0.0005 | 0 | 0 | 0 |  | 0.056 | 0.0561 | 0.0788 | 0.0795
2014-12-16 | 16時 |  | 9.495 | 0 | 2.1461 | 0 | [9 empty] | 0.8112 | 0 | 0 | 0 | 0 | 0.23494 | 0 | 0 | 0 | 0 | 0 | 0 | 0 | 0 | 0 | 0 | 0 | 0 | 0 | 0 | 0 | 0 | 0.047552 | 0.00054 | 0.00108 | 0.00163 | 0.00217 | 0.062335 | 0.054249 | 0.024058 |  | 0.2095 | 0.275 | 0.3956 | 0.5453
2014-12-16 | 17時 |  | 10.1404 | 0 | 2.5689 | 0 | [9 empty] | 0.86905 | 0 | 0 | 0 | 0 | 0.25682 | 0 | 0 | 0 | 0 | 0 | 0 | 0 | 0 | 0 | 0 | 0 | 0 | 0 | 0 | 0 | 0 | 0.047552 | 0.00642 | 0.01284 | 0.01926 | 0.02568 | 0.12467 | 0.1085 | 0.026923 |  | 0.2423 | 0.2781 | 0.3689 | 0.5187
2014-12-16 | 18時 |  | 6.2737 | 0 | 0 | 0 | [9 empty] | 0.59273 | 0 | 0 | 0 | 0 | 0 | 0 | 0 | 0 | 0 | 0 | 0 | 0 | 0 | 0 | 0 | 0 | 0 | 0 | 0 | 0 | 0 | 0.047552 | 0.00642 | 0.01284 | 0.01926 | 0.02568 | 0.21072 | 0.1085 | 0 |  | 0.1819 | 0.2177 | 0.2978 | 0.4476
2014-12-16 | 19時 |  | 6.7089 | 0 | 10.4257 | 0 | [9 empty] | 0.62599 | 0 | 0 | 0 | 0 | 0.89317 | 0 | 0 | 0 | 0 | 0 | 0 | 0 | 0 | 0 | 0 | 0 | 0 | 0 | 0 | 0 | 0 | 0.047552 | 0.00013 | 0.00025 | 0.00038 | 0.0005 | 0.12879 | 0 | 0.006537 |  | 0.0998 | 0.1355 | 0.2049 | 0.2056
2014-12-16 | 20時 |  | 6.9036 | 0 | 5.5279 | 0 | [9 empty] | 0.64733 | 0 | 0 | 0 | 0 | 0.54328 | 0 | 0 | 0 | 0 | 0 | 0 | 0 | 0 | 0 | 0 | 0 | 0 | 0 | 0 | 0 | 0 | 0.047552 | 0.00033 | 0.00067 | 0.001 | 0.00133 | 0.16769 | 0.10779 | 0.006537 |  | 0.0917 | 0.1275 | 0.2183 | 0.219
2014-12-16 | 21時 |  | 7.1626 | 0 | 4.6417 | 0 | [9 empty] | 0.64983 | 0 | 0 | 0 | 0 | 0.48932 | 0 | 0 | 0 | 0 | 0 | 0 | 0 | 0 | 0 | 0 | 0 | 0 | 0 | 0 | 0 | 0 | 0.047552 | 0.00628 | 0.01256 | 0.01884 | 0.02512 | 0.12467 | 0.18846 | 0.012659 |  | 0.1755 | 0.2411 | 0.3458 | 0.3465
2014-12-16 | 22時 |  | 0 | 0 | 0 | 0 | [9 empty] | 0 | 0 | 0 | 0 | 0 | 0 | 0 | 0 | 0 | 0 | 0 | 0 | 0 | 0 | 0 | 0 | 0 | 0 | 0 | 0 | 0 | 0 | 0.047552 | 0.00649 | 0.01298 | 0.01947 | 0.02595 | 0.12467 | 0.16133 | 0.043827 |  | 0.1139 | 0.1795 | 0.3002 | 0.3009
2014-12-16 | 23時 |  | 0 | 0 | 0 | 0 | [9 empty] | 0 | 0 | 0 | 0 | 0 | 0 | 0 | 0 | 0 | 0 | 0 | 0 | 0 | 0 | 0 | 0 | 0 | 0 | 0 | 0 | 0 | 0 | 0.047552 | 0.00331 | 0.00661 | 0.00992 | 0.01323 | 0.062335 | 0.15709 | 0.04296 |  | 0.1578 | 0.1578 | 0.1806 | 0.1812
2014-12-17 | 0時 |  | 0 | 0 | 0 | 0 | [9 empty] | 0 | 0 | 0 | 0 | 0 | 0 | 0 | 0 | 0 | 0 | 0 | 0 | 0 | 0 | 0 | 0 | 0 | 0 | 0 | 0 | 0 | 0 | 0.047552 | 0.00013 | 0.00025 | 0.00038 | 0.0005 | 0 | 0 | 0 |  | 0.1578 | 0.1578 | 0.1806 | 0.1812
2014-12-17 | 1時 |  | 0 | 0 | 0 | 0 | [9 empty] | 0 | 0 | 0 | 0 | 0 | 0 | 0 | 0 | 0 | 0 | 0 | 0 | 0 | 0 | 0 | 0 | 0 | 0 | 0 | 0 | 0 | 0 | 0.047552 | 0.00013 | 0.00025 | 0.00038 | 0.0005 | 0 | 0 | 0 |  | 0.0483 | 0.0483 | 0.0711 | 0.0717
2014-12-17 | 2時 |  | 0 | 0 | 0 | 0 | [9 empty] | 0 | 0 | 0 | 0 | 0 | 0 | 0 | 0 | 0 | 0 | 0 | 0 | 0 | 0 | 0 | 0 | 0 | 0 | 0 | 0 | 0 | 0 | 0.047552 | 0.00013 | 0.00025 | 0.00038 | 0.0005 | 0 | 0 | 0 |  | 0.056 | 0.0561 | 0.0788 | 0.0795
2014-12-17 | 3時 |  | 0 | 0 | 0 | 0 | [9 empty] | 0 | 0 | 0 | 0 | 0 | 0 | 0 | 0 | 0 | 0 | 0 | 0 | 0 | 0 | 0 | 0 | 0 | 0 | 0 | 0 | 0 | 0 | 0.047552 | 0.00013 | 0.00025 | 0.00038 | 0.0005 | 0 | 0 | 0 |  | 0.056 | 0.0561 | 0.0788 | 0.0795
2014-12-17 | 4時 |  | 0 | 0 | 0 | 0 | [9 empty] | 0 | 0 | 0 | 0 | 0 | 0 | 0 | 0 | 0 | 0 | 0 | 0 | 0 | 0 | 0 | 0 | 0 | 0 | 0 | 0 | 0 | 0 | 0.047552 | 0.00013 | 0.00025 | 0.00038 | 0.0005 | 0 | 0 | 0 |  | 0.0483 | 0.0483 | 0.0711 | 0.0717
2014-12-17 | 5時 |  | 0 | 0 | 0 | 0 | [9 empty] | 0 | 0 | 0 | 0 | 0 | 0 | 0 | 0 | 0 | 0 | 0 | 0 | 0 | 0 | 0 | 0 | 0 | 0 | 0 | 0 | 0 | 0 | 0.047552 | 0.00013 | 0.00025 | 0.00038 | 0.0005 | 0 | 0 | 0 |  | 0.056 | 0.0561 | 0.0788 | 0.0795
2014-12-17 | 6時 |  | 0 | 0 | 0 | 0 | [9 empty] | 0 | 0 | 0 | 0 | 0 | 0 | 0 | 0 | 0 | 0 | 0 | 0 | 0 | 0 | 0 | 0 | 0 | 0 | 0 | 0 | 0 | 0 | 0.047552 | 0.00013 | 0.00025 | 0.00038 | 0.0005 | 0 | 0 | 0 |  | 0.056 | 0.0561 | 0.0788 | 0.0795
2014-12-17 | 7時 |  | 26.8618 | 1.9721 | 10.3357 | 0 | [9 empty] | 3.5848 | 0 | 0 | 0 | 0 | 0.9511 | 0 | 0 | 0 | 0 | 0 | 0 | 0 | 0 | 0 | 0 | 0 | 0 | 0 | 0 | 0 | 0 | 0.047552 | 0.00054 | 0.00108 | 0.00163 | 0.00217 | 0 | 0.024649 | 0.022689 |  | 0.1168 | 0.1854 | 0.2767 | 0.2774
2014-12-17 | 8時 |  | 4.7671 | 0 | 8.8793 | 0 | [9 empty] | 0.47466 | 0 | 0 | 0 | 0 | 0.81955 | 0 | 0 | 0 | 0 | 0 | 0 | 0 | 0 | 0 | 0 | 0 | 0 | 0 | 0 | 0 | 0 | 0.047552 | 0.00379 | 0.00759 | 0.01138 | 0.01518 | 0.084877 | 0.078545 | 0.064582 |  | 0.2156 | 0.2812 | 0.3696 | 0.3702
2014-12-17 | 9時 |  | 2.4301 | 0 | 1.625 | 0 | [9 empty] | 0.30463 | 0 | 0 | 0 | 0 | 0.38926 | 0 | 0 | 0 | 0 | 0 | 0 | 0 | 0 | 0 | 0 | 0 | 0 | 0 | 0 | 0 | 0 | 0.047552 | 0.00033 | 0.00067 | 0.001 | 0.00133 | 0.23209 | 0.16325 | 0.052059 |  | 0.2163 | 0.252 | 0.3265 | 0.3272
2014-12-17 | 10時 |  | 0.076967 | 0 | 0.03177 | 0 | [9 empty] | 0.13003 | 0 | 0 | 0 | 0 | 0.38704 | 0 | 0 | 0 | 0 | 0 | 0 | 0 | 0 | 0 | 0 | 0 | 0 | 0 | 0 | 0 | 0 | 0.047552 | 0.00054 | 0.00108 | 0.00163 | 0.00217 | 0.12467 | 0.21558 | 0.037471 |  | 0.1917 | 0.2274 | 0.3128 | 0.3134
2014-12-17 | 11時 |  | 0.081388 | 0 | 0.013837 | 0 | [9 empty] | 0.12816 | 0 | 0 | 0 | 0 | 0.18916 | 0 | 0 | 0 | 0 | 0 | 0 | 0 | 0 | 0 | 0 | 0 | 0 | 0 | 0 | 0 | 0 | 0.047552 | 0.00033 | 0.00067 | 0.001 | 0.00133 | 0.12467 | 0.21558 | 0 |  | 0.1994 | 0.2352 | 0.315 | 0.3157
2014-12-17 | 12時 |  | 0.070372 | 0 | 0 | 0 | [9 empty] | 0.12736 | 0 | 0 | 0 | 0 | 0 | 0 | 0 | 0 | 0 | 0 | 0 | 0 | 0 | 0 | 0 | 0 | 0 | 0 | 0 | 0 | 0 | 0.047552 | 0.00338 | 0.00675 | 0.01013 | 0.01351 | 0.14721 | 0.13456 | 0.018352 |  | 0.1983 | 0.2727 | 0.3698 | 0.3705
2014-12-17 | 13時 |  | 0 | 0 | 0 | 0 | [9 empty] | 0 | 0 | 0 | 0 | 0 | 0 | 0 | 0 | 0 | 0 | 0 | 0 | 0 | 0 | 0 | 0 | 0 | 0 | 0 | 0 | 0 | 0 | 0.047552 | 0.00033 | 0.00067 | 0.001 | 0.00133 | 0.13756 | 0.026771 | 0.023629 |  | 0.0483 | 0.0483 | 0.0711 | 0.0717
2014-12-17 | 14時 |  | 0 | 0 | 0 | 0 | [9 empty] | 0 | 0 | 0 | 0 | 0 | 0 | 0 | 0 | 0 | 0 | 0 | 0 | 0 | 0 | 0 | 0 | 0 | 0 | 0 | 0 | 0 | 0 | 0.047552 | 0.00013 | 0.00025 | 0.00038 | 0.0005 | 0 | 0 | 0 |  | 0.056 | 0.0561 | 0.0788 | 0.0795
2014-12-17 | 15時 |  | 7.7158 | 0 | 2.0299 | 0 | [9 empty] | 0.66828 | 0 | 0 | 0 | 0 | 0.22738 | 0 | 0 | 0 | 0 | 0 | 0 | 0 | 0 | 0 | 0 | 0 | 0 | 0 | 0 | 0 | 0 | 0.047552 | 0.00013 | 0.00025 | 0.00038 | 0.0005 | 0 | 0 | 0 |  | 0.056 | 0.0561 | 0.0788 | 0.0795
2014-12-17 | 16時 |  | 9.32 | 0 | 1.9507 | 0 | [9 empty] | 0.7995 | 0 | 0 | 0 | 0 | 0.22721 | 0 | 0 | 0 | 0 | 0 | 0 | 0 | 0 | 0 | 0 | 0 | 0 | 0 | 0 | 0 | 0 | 0.047552 | 0.00054 | 0.00108 | 0.00163 | 0.00217 | 0.062335 | 0.054249 | 0.024058 |  | 0.2095 | 0.275 | 0.3956 | 0.5453
2014-12-17 | 17時 |  | 10.1301 | 0 | 2.4982 | 0 | [9 empty] | 0.87293 | 0 | 0 | 0 | 0 | 0.25442 | 0 | 0 | 0 | 0 | 0 | 0 | 0 | 0 | 0 | 0 | 0 | 0 | 0 | 0 | 0 | 0 | 0.047552 | 0.00642 | 0.01284 | 0.01926 | 0.02568 | 0.12467 | 0.1085 | 0.026923 |  | 0.2423 | 0.2781 | 0.3689 | 0.5187
2014-12-17 | 18時 |  | 6.2743 | 0 | 0 | 0 | [9 empty] | 0.59887 | 0 | 0 | 0 | 0 | 0 | 0 | 0 | 0 | 0 | 0 | 0 | 0 | 0 | 0 | 0 | 0 | 0 | 0 | 0 | 0 | 0 | 0.047552 | 0.00642 | 0.01284 | 0.01926 | 0.02568 | 0.21072 | 0.1085 | 0 |  | 0.1819 | 0.2177 | 0.2978 | 0.4476
2014-12-17 | 19時 |  | 6.4838 | 0 | 10.1064 | 0 | [9 empty] | 0.59347 | 0 | 0 | 0 | 0 | 0.84598 | 0 | 0 | 0 | 0 | 0 | 0 | 0 | 0 | 0 | 0 | 0 | 0 | 0 | 0 | 0 | 0 | 0.047552 | 0.00013 | 0.00025 | 0.00038 | 0.0005 | 0.12879 | 0 | 0.006537 |  | 0.0998 | 0.1355 | 0.2049 | 0.2056
2014-12-17 | 20時 |  | 6.573 | 0 | 5.2602 | 0 | [9 empty] | 0.60115 | 0 | 0 | 0 | 0 | 0.51599 | 0 | 0 | 0 | 0 | 0 | 0 | 0 | 0 | 0 | 0 | 0 | 0 | 0 | 0 | 0 | 0 | 0.047552 | 0.00033 | 0.00067 | 0.001 | 0.00133 | 0.16769 | 0.10779 | 0.006537 |  | 0.0917 | 0.1275 | 0.2183 | 0.219
2014-12-17 | 21時 |  | 6.9387 | 0 | 4.4666 | 0 | [9 empty] | 0.62334 | 0 | 0 | 0 | 0 | 0.47619 | 0 | 0 | 0 | 0 | 0 | 0 | 0 | 0 | 0 | 0 | 0 | 0 | 0 | 0 | 0 | 0 | 0.047552 | 0.00628 | 0.01256 | 0.01884 | 0.02512 | 0.12467 | 0.18846 | 0.012659 |  | 0.1755 | 0.2411 | 0.3458 | 0.3465
2014-12-17 | 22時 |  | 0 | 0 | 0 | 0 | [9 empty] | 0 | 0 | 0 | 0 | 0 | 0 | 0 | 0 | 0 | 0 | 0 | 0 | 0 | 0 | 0 | 0 | 0 | 0 | 0 | 0 | 0 | 0 | 0.047552 | 0.00649 | 0.01298 | 0.01947 | 0.02595 | 0.12467 | 0.16133 | 0.043827 |  | 0.1139 | 0.1795 | 0.3002 | 0.3009
2014-12-17 | 23時 |  | 0 | 0 | 0 | 0 | [9 empty] | 0 | 0 | 0 | 0 | 0 | 0 | 0 | 0 | 0 | 0 | 0 | 0 | 0 | 0 | 0 | 0 | 0 | 0 | 0 | 0 | 0 | 0 | 0.047552 | 0.00331 | 0.00661 | 0.00992 | 0.01323 | 0.062335 | 0.15709 | 0.04296 |  | 0.1578 | 0.1578 | 0.1806 | 0.1812
2014-12-18 | 0時 |  | 0 | 0 | 0 | 0 | [9 empty] | 0 | 0 | 0 | 0 | 0 | 0 | 0 | 0 | 0 | 0 | 0 | 0 | 0 | 0 | 0 | 0 | 0 | 0 | 0 | 0 | 0 | 0 | 0.047552 | 0.00013 | 0.00025 | 0.00038 | 0.0005 | 0 | 0.078899 | 0.011656 |  | 0.1578 | 0.1578 | 0.1806 | 0.1812
2014-12-18 | 1時 |  | 0 | 0 | 0 | 0 | [9 empty] | 0 | 0 | 0 | 0 | 0 | 0 | 0 | 0 | 0 | 0 | 0 | 0 | 0 | 0 | 0 | 0 | 0 | 0 | 0 | 0 | 0 | 0 | 0.047552 | 0.00013 | 0.00025 | 0.00038 | 0.0005 | 0 | 0 | 0 |  | 0.0483 | 0.0483 | 0.0711 | 0.0717
2014-12-18 | 2時 |  | 0 | 0 | 0 | 0 | [9 empty] | 0 | 0 | 0 | 0 | 0 | 0 | 0 | 0 | 0 | 0 | 0 | 0 | 0 | 0 | 0 | 0 | 0 | 0 | 0 | 0 | 0 | 0 | 0.047552 | 0.00013 | 0.00025 | 0.00038 | 0.0005 | 0 | 0 | 0 |  | 0.056 | 0.0561 | 0.0788 | 0.0795
2014-12-18 | 3時 |  | 0 | 0 | 0 | 0 | [9 empty] | 0 | 0 | 0 | 0 | 0 | 0 | 0 | 0 | 0 | 0 | 0 | 0 | 0 | 0 | 0 | 0 | 0 | 0 | 0 | 0 | 0 | 0 | 0.047552 | 0.00013 | 0.00025 | 0.00038 | 0.0005 | 0 | 0 | 0 |  | 0.056 | 0.0561 | 0.0788 | 0.0795
2014-12-18 | 4時 |  | 0 | 0 | 0 | 0 | [9 empty] | 0 | 0 | 0 | 0 | 0 | 0 | 0 | 0 | 0 | 0 | 0 | 0 | 0 | 0 | 0 | 0 | 0 | 0 | 0 | 0 | 0 | 0 | 0.047552 | 0.00013 | 0.00025 | 0.00038 | 0.0005 | 0 | 0 | 0 |  | 0.0483 | 0.0483 | 0.0711 | 0.0717
2014-12-18 | 5時 |  | 27.0173 | 2.9561 | 0 | 0 | [9 empty] | 3.5898 | 0 | 0 | 0 | 0 | 0 | 0 | 0 | 0 | 0 | 0 | 0 | 0 | 0 | 0 | 0 | 0 | 0 | 0 | 0 | 0 | 0 | 0.047552 | 0.00013 | 0.00025 | 0.00038 | 0.0005 | 0 | 0 | 0 |  | 0.056 | 0.0561 | 0.0788 | 0.0795
2014-12-18 | 6時 |  | 11.4844 | 0 | 0 | 0 | [9 empty] | 0.96414 | 0 | 0 | 0 | 0 | 0 | 0 | 0 | 0 | 0 | 0 | 0 | 0 | 0 | 0 | 0 | 0 | 0 | 0 | 0 | 0 | 0 | 0.047552 | 0.00338 | 0.00675 | 0.01013 | 0.01351 | 0 | 0.024649 | 0.011815 |  | 0.1925 | 0.2611 | 0.3525 | 0.3531
2014-12-18 | 7時 |  | 8.7743 | 0 | 0 | 0 | [9 empty] | 0.73511 | 0 | 0 | 0 | 0 | 0 | 0 | 0 | 0 | 0 | 0 | 0 | 0 | 0 | 0 | 0 | 0 | 0 | 0 | 0 | 0 | 0 | 0.047552 | 0.00054 | 0.00108 | 0.00163 | 0.00217 | 0.13859 | 0.053895 | 0.036861 |  | 0.1524 | 0.248 | 0.3662 | 0.3669
2014-12-18 | 8時 |  | 6.2781 | 0 | 0 | 0 | [9 empty] | 0.55352 | 0 | 0 | 0 | 0 | 0 | 0 | 0 | 0 | 0 | 0 | 0 | 0 | 0 | 0 | 0 | 0 | 0 | 0 | 0 | 0 | 0 | 0.047552 | 0.00054 | 0.00108 | 0.00163 | 0.00217 | 0.093503 | 0 | 0.035602 |  | 0.1091 | 0.1448 | 0.2032 | 0.2039
2014-12-18 | 9時 |  | 0 | 0 | 0 | 0 | [9 empty] | 0 | 0 | 0 | 0 | 0 | 0 | 0 | 0 | 0 | 0 | 0 | 0 | 0 | 0 | 0 | 0 | 0 | 0 | 0 | 0 | 0 | 0 | 0.047552 | 0.00013 | 0.00025 | 0.00038 | 0.0005 | 0.17838 | 0.10971 | 0.042749 |  | 0.3011 | 0.3368 | 0.3953 | 0.396
2014-12-18 | 10時 |  | 0 | 0 | 0 | 0 | [9 empty] | 0 | 0 | 0 | 0 | 0 | 0 | 0 | 0 | 0 | 0 | 0 | 0 | 0 | 0 | 0 | 0 | 0 | 0 | 0 | 0 | 0 | 0 | 0.047552 | 0.00033 | 0.00067 | 0.001 | 0.00133 | 0.093503 | 0 | 0.012523 |  | 0.0483 | 0.0483 | 0.0711 | 0.0717
2014-12-18 | 11時 |  | 0.65533 | 0 | 0 | 0 | [9 empty] | 0.16525 | 0 | 0 | 0 | 0 | 0 | 0 | 0 | 0 | 0 | 0 | 0 | 0 | 0 | 0 | 0 | 0 | 0 | 0 | 0 | 0 | 0 | 0.047552 | 0.00013 | 0.00025 | 0.00038 | 0.0005 | 0 | 0 | 0.0052775 |  | 0.056 | 0.0561 | 0.0788 | 0.0795
2014-12-18 | 12時 |  | 0.0529 | 0 | 0 | 0 | [9 empty] | 0.12276 | 0 | 0 | 0 | 0 | 0 | 0 | 0 | 0 | 0 | 0 | 0 | 0 | 0 | 0 | 0 | 0 | 0 | 0 | 0 | 0 | 0 | 0.047552 | 0.00338 | 0.00675 | 0.01013 | 0.01351 | 0.05371 | 0 | 0.0052775 |  | 0.1983 | 0.2727 | 0.3698 | 0.3705
2014-12-18 | 13時 |  | 0 | 0 | 0 | 0 | [9 empty] | 0 | 0 | 0 | 0 | 0 | 0 | 0 | 0 | 0 | 0 | 0 | 0 | 0 | 0 | 0 | 0 | 0 | 0 | 0 | 0 | 0 | 0 | 0.047552 | 0.00033 | 0.00067 | 0.001 | 0.00133 | 0.11604 | 0 | 0 |  | 0.0483 | 0.0483 | 0.0711 | 0.0717
2014-12-18 | 14時 |  | 0 | 0 | 0 | 0 | [9 empty] | 0 | 0 | 0 | 0 | 0 | 0 | 0 | 0 | 0 | 0 | 0 | 0 | 0 | 0 | 0 | 0 | 0 | 0 | 0 | 0 | 0 | 0 | 0.047552 | 0.00013 | 0.00025 | 0.00038 | 0.0005 | 0.031168 | 0 | 0.017801 |  | 0.056 | 0.0561 | 0.0788 | 0.0795
2014-12-18 | 15時 |  | 3.6687 | 0 | 0 | 0 | [9 empty] | 0.37349 | 0 | 0 | 0 | 0 | 0 | 0 | 0 | 0 | 0 | 0 | 0 | 0 | 0 | 0 | 0 | 0 | 0 | 0 | 0 | 0 | 0 | 0.047552 | 0.00013 | 0.00025 | 0.00038 | 0.0005 | 0 | 0 | 0 |  | 0.056 | 0.0561 | 0.0788 | 0.0795
2014-12-18 | 16時 |  | 4.1485 | 0 | 0 | 0 | [9 empty] | 0.41409 | 0 | 0 | 0 | 0 | 0 | 0 | 0 | 0 | 0 | 0 | 0 | 0 | 0 | 0 | 0 | 0 | 0 | 0 | 0 | 0 | 0 | 0.047552 | 0.00033 | 0.00067 | 0.001 | 0.00133 | 0.062335 | 0 | 0.0052775 |  | 0.0483 | 0.0483 | 0.0711 | 0.0717
2014-12-18 | 17時 |  | 7.9957 | 0 | 3.9006 | 0 | [9 empty] | 0.67711 | 0 | 0 | 0 | 0 | 0.325 | 0 | 0 | 0 | 0 | 0 | 0 | 0 | 0 | 0 | 0 | 0 | 0 | 0 | 0 | 0 | 0 | 0.047552 | 0.00033 | 0.00067 | 0.001 | 0.00133 | 0.10536 | 0 | 0.0082775 |  | 0.1304 | 0.2048 | 0.3019 | 0.3026
2014-12-18 | 18時 |  | 8.5629 | 0 | 0 | 0 | [9 empty] | 0.71171 | 0 | 0 | 0 | 0 | 0 | 0 | 0 | 0 | 0 | 0 | 0 | 0 | 0 | 0 | 0 | 0 | 0 | 0 | 0 | 0 | 0 | 0.047552 | 0.00642 | 0.01284 | 0.01926 | 0.02568 | 0.12467 | 0 | 0.0082775 |  | 0.303 | 0.3387 | 0.3972 | 0.5469
2014-12-18 | 19時 |  | 5.0308 | 0 | 4.8624 | 0 | [9 empty] | 0.46726 | 0 | 0 | 0 | 0 | 0.38749 | 0 | 0 | 0 | 0 | 0 | 0 | 0 | 0 | 0 | 0 | 0 | 0 | 0 | 0 | 0 | 0 | 0.047552 | 0.00642 | 0.01284 | 0.01926 | 0.02568 | 0.21072 | 0.10708 | 0.0082775 |  | 0.0991 | 0.1348 | 0.1932 | 0.1939
2014-12-18 | 20時 |  | 5.5583 | 0 | 4.8052 | 0 | [9 empty] | 0.49788 | 0 | 0 | 0 | 0 | 0.38084 | 0 | 0 | 0 | 0 | 0 | 0 | 0 | 0 | 0 | 0 | 0 | 0 | 0 | 0 | 0 | 0 | 0.047552 | 0.00033 | 0.00067 | 0.001 | 0.00133 | 0.14927 | 0.027125 | 0 |  | 0.0917 | 0.1275 | 0.2102 | 0.2109
2014-12-18 | 21時 |  | 6.0282 | 0 | 5.7196 | 0 | [9 empty] | 0.53218 | 0 | 0 | 0 | 0 | 0.52719 | 0 | 0 | 0 | 0 | 0 | 0 | 0 | 0 | 0 | 0 | 0 | 0 | 0 | 0 | 0 | 0 | 0.047552 | 0.00033 | 0.00067 | 0.001 | 0.00133 | 0.14618 | 0.10814 | 0.031304 |  | 0.1216 | 0.1873 | 0.2837 | 0.2844
2014-12-18 | 22時 |  | 6.5002 | 0 | 2.2933 | 0 | [9 empty] | 0.57469 | 0 | 0 | 0 | 0 | 0.23635 | 0 | 0 | 0 | 0 | 0 | 0 | 0 | 0 | 0 | 0 | 0 | 0 | 0 | 0 | 0 | 0 | 0.047552 | 0.00628 | 0.01256 | 0.01884 | 0.02512 | 0.12467 | 0.16133 | 0.043827 |  | 0.1738 | 0.1917 | 0.262 | 0.2626
2014-12-18 | 23時 |  | 0 | 0 | 0 | 0 | [9 empty] | 0 | 0 | 0 | 0 | 0 | 0 | 0 | 0 | 0 | 0 | 0 | 0 | 0 | 0 | 0 | 0 | 0 | 0 | 0 | 0 | 0 | 0 | 0.047552 | 0.0067 | 0.01339 | 0.02009 | 0.02679 | 0.12467 | 0.18881 | 0.031848 |  | 0.1877 | 0.2176 | 0.2756 | 0.2763
2014-12-19 | 0時 |  | 0 | 0 | 0 | 0 | [9 empty] | 0 | 0 | 0 | 0 | 0 | 0 | 0 | 0 | 0 | 0 | 0 | 0 | 0 | 0 | 0 | 0 | 0 | 0 | 0 | 0 | 0 | 0 | 0.047552 | 0.00013 | 0.00025 | 0.00038 | 0.0005 | 0 | 0.078899 | 0.011656 |  | 0.1578 | 0.1578 | 0.1806 | 0.1812
2014-12-19 | 1時 |  | 0 | 0 | 0 | 0 | [9 empty] | 0 | 0 | 0 | 0 | 0 | 0 | 0 | 0 | 0 | 0 | 0 | 0 | 0 | 0 | 0 | 0 | 0 | 0 | 0 | 0 | 0 | 0 | 0.047552 | 0.00013 | 0.00025 | 0.00038 | 0.0005 | 0 | 0 | 0 |  | 0.0483 | 0.0483 | 0.0711 | 0.0717
2014-12-19 | 2時 |  | 0 | 0 | 0 | 0 | [9 empty] | 0 | 0 | 0 | 0 | 0 | 0 | 0 | 0 | 0 | 0 | 0 | 0 | 0 | 0 | 0 | 0 | 0 | 0 | 0 | 0 | 0 | 0 | 0.047552 | 0.00013 | 0.00025 | 0.00038 | 0.0005 | 0 | 0 | 0 |  | 0.056 | 0.0561 | 0.0788 | 0.0795
2014-12-19 | 3時 |  | 0 | 0 | 0 | 0 | [9 empty] | 0 | 0 | 0 | 0 | 0 | 0 | 0 | 0 | 0 | 0 | 0 | 0 | 0 | 0 | 0 | 0 | 0 | 0 | 0 | 0 | 0 | 0 | 0.047552 | 0.00013 | 0.00025 | 0.00038 | 0.0005 | 0 | 0 | 0 |  | 0.056 | 0.0561 | 0.0788 | 0.0795
2014-12-19 | 4時 |  | 0 | 0 | 0 | 0 | [9 empty] | 0 | 0 | 0 | 0 | 0 | 0 | 0 | 0 | 0 | 0 | 0 | 0 | 0 | 0 | 0 | 0 | 0 | 0 | 0 | 0 | 0 | 0 | 0.047552 | 0.00013 | 0.00025 | 0.00038 | 0.0005 | 0 | 0 | 0 |  | 0.0483 | 0.0483 | 0.0711 | 0.0717
2014-12-19 | 5時 |  | 25.7456 | 0 | 0 | 0 | [9 empty] | 3.2232 | 0 | 0 | 0 | 0 | 0 | 0 | 0 | 0 | 0 | 0 | 0 | 0 | 0 | 0 | 0 | 0 | 0 | 0 | 0 | 0 | 0 | 0.047552 | 0.00013 | 0.00025 | 0.00038 | 0.0005 | 0 | 0 | 0 |  | 0.056 | 0.0561 | 0.0788 | 0.0795
2014-12-19 | 6時 |  | 10.1066 | 0 | 0 | 0 | [9 empty] | 0.83827 | 0 | 0 | 0 | 0 | 0 | 0 | 0 | 0 | 0 | 0 | 0 | 0 | 0 | 0 | 0 | 0 | 0 | 0 | 0 | 0 | 0 | 0.047552 | 0.00338 | 0.00675 | 0.01013 | 0.01351 | 0 | 0.024649 | 0.011815 |  | 0.1925 | 0.2611 | 0.3525 | 0.3531
2014-12-19 | 7時 |  | 8.581 | 0 | 0 | 0 | [9 empty] | 0.71303 | 0 | 0 | 0 | 0 | 0 | 0 | 0 | 0 | 0 | 0 | 0 | 0 | 0 | 0 | 0 | 0 | 0 | 0 | 0 | 0 | 0 | 0.047552 | 0.00054 | 0.00108 | 0.00163 | 0.00217 | 0.13859 | 0.053895 | 0.036861 |  | 0.1524 | 0.248 | 0.3662 | 0.3669
2014-12-19 | 8時 |  | 7.3395 | 0 | 0 | 0 | [9 empty] | 0.61683 | 0 | 0 | 0 | 0 | 0 | 0 | 0 | 0 | 0 | 0 | 0 | 0 | 0 | 0 | 0 | 0 | 0 | 0 | 0 | 0 | 0 | 0.047552 | 0.00054 | 0.00108 | 0.00163 | 0.00217 | 0.093503 | 0 | 0.035602 |  | 0.1091 | 0.1448 | 0.2032 | 0.2039
2014-12-19 | 9時 |  | 0 | 0 | 0 | 0 | [9 empty] | 0 | 0 | 0 | 0 | 0 | 0 | 0 | 0 | 0 | 0 | 0 | 0 | 0 | 0 | 0 | 0 | 0 | 0 | 0 | 0 | 0 | 0 | 0.047552 | 0.00013 | 0.00025 | 0.00038 | 0.0005 | 0.17838 | 0.10971 | 0.042749 |  | 0.3011 | 0.3368 | 0.3953 | 0.396
2014-12-19 | 10時 |  | 0 | 0 | 0 | 0 | [9 empty] | 0 | 0 | 0 | 0 | 0 | 0 | 0 | 0 | 0 | 0 | 0 | 0 | 0 | 0 | 0 | 0 | 0 | 0 | 0 | 0 | 0 | 0 | 0.047552 | 0.00033 | 0.00067 | 0.001 | 0.00133 | 0.093503 | 0 | 0.012523 |  | 0.0483 | 0.0483 | 0.0711 | 0.0717
2014-12-19 | 11時 |  | 10.5162 | 0 | 0 | 0 | [9 empty] | 0.84787 | 0 | 0 | 0 | 0 | 0 | 0 | 0 | 0 | 0 | 0 | 0 | 0 | 0 | 0 | 0 | 0 | 0 | 0 | 0 | 0 | 0 | 0.047552 | 0.00013 | 0.00025 | 0.00038 | 0.0005 | 0 | 0 | 0.0052775 |  | 0.056 | 0.0561 | 0.0788 | 0.0795
2014-12-19 | 12時 |  | 4.643 | 0 | 0 | 0 | [9 empty] | 0.4198 | 0 | 0 | 0 | 0 | 0 | 0 | 0 | 0 | 0 | 0 | 0 | 0 | 0 | 0 | 0 | 0 | 0 | 0 | 0 | 0 | 0 | 0.047552 | 0.00338 | 0.00675 | 0.01013 | 0.01351 | 0.05371 | 0 | 0.0052775 |  | 0.1983 | 0.2727 | 0.3698 | 0.3705
2014-12-19 | 13時 |  | 0 | 0 | 0 | 0 | [9 empty] | 0 | 0 | 0 | 0 | 0 | 0 | 0 | 0 | 0 | 0 | 0 | 0 | 0 | 0 | 0 | 0 | 0 | 0 | 0 | 0 | 0 | 0 | 0.047552 | 0.00033 | 0.00067 | 0.001 | 0.00133 | 0.11604 | 0 | 0 |  | 0.0483 | 0.0483 | 0.0711 | 0.0717
2014-12-19 | 14時 |  | 0 | 0 | 0 | 0 | [9 empty] | 0 | 0 | 0 | 0 | 0 | 0 | 0 | 0 | 0 | 0 | 0 | 0 | 0 | 0 | 0 | 0 | 0 | 0 | 0 | 0 | 0 | 0 | 0.047552 | 0.00013 | 0.00025 | 0.00038 | 0.0005 | 0.031168 | 0 | 0.017801 |  | 0.056 | 0.0561 | 0.0788 | 0.0795
2014-12-19 | 15時 |  | 11.49 | 0 | 0 | 0 | [9 empty] | 0.92812 | 0 | 0 | 0 | 0 | 0 | 0 | 0 | 0 | 0 | 0 | 0 | 0 | 0 | 0 | 0 | 0 | 0 | 0 | 0 | 0 | 0 | 0.047552 | 0.00013 | 0.00025 | 0.00038 | 0.0005 | 0 | 0 | 0 |  | 0.056 | 0.0561 | 0.0788 | 0.0795
2014-12-19 | 16時 |  | 7.1081 | 0 | 0 | 0 | [9 empty] | 0.60396 | 0 | 0 | 0 | 0 | 0 | 0 | 0 | 0 | 0 | 0 | 0 | 0 | 0 | 0 | 0 | 0 | 0 | 0 | 0 | 0 | 0 | 0.047552 | 0.00033 | 0.00067 | 0.001 | 0.00133 | 0.062335 | 0 | 0.0052775 |  | 0.0483 | 0.0483 | 0.0711 | 0.0717
2014-12-19 | 17時 |  | 10.6957 | 0 | 7.9439 | 0 | [9 empty] | 0.89649 | 0 | 0 | 0 | 0 | 0.66641 | 0 | 0 | 0 | 0 | 0 | 0 | 0 | 0 | 0 | 0 | 0 | 0 | 0 | 0 | 0 | 0 | 0.047552 | 0.00033 | 0.00067 | 0.001 | 0.00133 | 0.10536 | 0 | 0.0082775 |  | 0.1304 | 0.2048 | 0.3019 | 0.3026
2014-12-19 | 18時 |  | 10.7996 | 0 | 0 | 0 | [9 empty] | 0.9081 | 0 | 0 | 0 | 0 | 0 | 0 | 0 | 0 | 0 | 0 | 0 | 0 | 0 | 0 | 0 | 0 | 0 | 0 | 0 | 0 | 0 | 0.047552 | 0.00642 | 0.01284 | 0.01926 | 0.02568 | 0.12467 | 0 | 0.0082775 |  | 0.303 | 0.3387 | 0.3972 | 0.5469
2014-12-19 | 19時 |  | 6.8423 | 0 | 7.895 | 0 | [9 empty] | 0.62441 | 0 | 0 | 0 | 0 | 0.67623 | 0 | 0 | 0 | 0 | 0 | 0 | 0 | 0 | 0 | 0 | 0 | 0 | 0 | 0 | 0 | 0 | 0.047552 | 0.00642 | 0.01284 | 0.01926 | 0.02568 | 0.21072 | 0.10708 | 0.0082775 |  | 0.0991 | 0.1348 | 0.1932 | 0.1939
2014-12-19 | 20時 |  | 7.4399 | 0 | 6.472 | 0 | [9 empty] | 0.68344 | 0 | 0 | 0 | 0 | 0.55662 | 0 | 0 | 0 | 0 | 0 | 0 | 0 | 0 | 0 | 0 | 0 | 0 | 0 | 0 | 0 | 0 | 0.047552 | 0.00033 | 0.00067 | 0.001 | 0.00133 | 0.14927 | 0.027125 | 0 |  | 0.0917 | 0.1275 | 0.2102 | 0.2109
2014-12-19 | 21時 |  | 7.7527 | 0 | 7.8001 | 0 | [9 empty] | 0.70086 | 0 | 0 | 0 | 0 | 0.69469 | 0 | 0 | 0 | 0 | 0 | 0 | 0 | 0 | 0 | 0 | 0 | 0 | 0 | 0 | 0 | 0 | 0.047552 | 0.00033 | 0.00067 | 0.001 | 0.00133 | 0.14618 | 0.10814 | 0.031304 |  | 0.1216 | 0.1873 | 0.2837 | 0.2844
2014-12-19 | 22時 |  | 8.0734 | 0 | 3.0139 | 0 | [9 empty] | 0.72692 | 0 | 0 | 0 | 0 | 0.28514 | 0 | 0 | 0 | 0 | 0 | 0 | 0 | 0 | 0 | 0 | 0 | 0 | 0 | 0 | 0 | 0 | 0.047552 | 0.00628 | 0.01256 | 0.01884 | 0.02512 | 0.12467 | 0.16133 | 0.043827 |  | 0.1738 | 0.1917 | 0.262 | 0.2626
2014-12-19 | 23時 |  | 0 | 0 | 0 | 0 | [9 empty] | 0 | 0 | 0 | 0 | 0 | 0 | 0 | 0 | 0 | 0 | 0 | 0 | 0 | 0 | 0 | 0 | 0 | 0 | 0 | 0 | 0 | 0 | 0.047552 | 0.0067 | 0.01339 | 0.02009 | 0.02679 | 0.12467 | 0.18881 | 0.031848 |  | 0.1877 | 0.2176 | 0.2756 | 0.2763
2014-12-20 | 0時 |  | 0 | 0 | 0 | 0 | [9 empty] | 0 | 0 | 0 | 0 | 0 | 0 | 0 | 0 | 0 | 0 | 0 | 0 | 0 | 0 | 0 | 0 | 0 | 0 | 0 | 0 | 0 | 0 | 0.047552 | 0.00013 | 0.00025 | 0.00038 | 0.0005 | 0 | 0.078899 | 0.011656 |  | 0.1578 | 0.1578 | 0.1806 | 0.1812
2014-12-20 | 1時 |  | 0 | 0 | 0 | 0 | [9 empty] | 0 | 0 | 0 | 0 | 0 | 0 | 0 | 0 | 0 | 0 | 0 | 0 | 0 | 0 | 0 | 0 | 0 | 0 | 0 | 0 | 0 | 0 | 0.047552 | 0.00013 | 0.00025 | 0.00038 | 0.0005 | 0 | 0 | 0 |  | 0.0483 | 0.0483 | 0.0711 | 0.0717
2014-12-20 | 2時 |  | 0 | 0 | 0 | 0 | [9 empty] | 0 | 0 | 0 | 0 | 0 | 0 | 0 | 0 | 0 | 0 | 0 | 0 | 0 | 0 | 0 | 0 | 0 | 0 | 0 | 0 | 0 | 0 | 0.047552 | 0.00013 | 0.00025 | 0.00038 | 0.0005 | 0 | 0 | 0 |  | 0.056 | 0.0561 | 0.0788 | 0.0795
2014-12-20 | 3時 |  | 0 | 0 | 0 | 0 | [9 empty] | 0 | 0 | 0 | 0 | 0 | 0 | 0 | 0 | 0 | 0 | 0 | 0 | 0 | 0 | 0 | 0 | 0 | 0 | 0 | 0 | 0 | 0 | 0.047552 | 0.00013 | 0.00025 | 0.00038 | 0.0005 | 0 | 0 | 0 |  | 0.056 | 0.0561 | 0.0788 | 0.0795
2014-12-20 | 4時 |  | 0 | 0 | 0 | 0 | [9 empty] | 0 | 0 | 0 | 0 | 0 | 0 | 0 | 0 | 0 | 0 | 0 | 0 | 0 | 0 | 0 | 0 | 0 | 0 | 0 | 0 | 0 | 0 | 0.047552 | 0.00013 | 0.00025 | 0.00038 | 0.0005 | 0 | 0 | 0 |  | 0.0483 | 0.0483 | 0.0711 | 0.0717
2014-12-20 | 5時 |  | 26.5356 | 4.1932 | 0 | 0 | [9 empty] | 3.5829 | 0 | 0 | 0 | 0 | 0 | 0 | 0 | 0 | 0 | 0 | 0 | 0 | 0 | 0 | 0 | 0 | 0 | 0 | 0 | 0 | 0 | 0.047552 | 0.00013 | 0.00025 | 0.00038 | 0.0005 | 0 | 0 | 0 |  | 0.056 | 0.0561 | 0.0788 | 0.0795
2014-12-20 | 6時 |  | 12.1748 | 0 | 0 | 0 | [9 empty] | 1.0689 | 0 | 0 | 0 | 0 | 0 | 0 | 0 | 0 | 0 | 0 | 0 | 0 | 0 | 0 | 0 | 0 | 0 | 0 | 0 | 0 | 0 | 0.047552 | 0.00338 | 0.00675 | 0.01013 | 0.01351 | 0 | 0.024649 | 0.011815 |  | 0.1925 | 0.2611 | 0.3525 | 0.3531
2014-12-20 | 7時 |  | 6.8023 | 0 | 0 | 0 | [9 empty] | 0.63559 | 0 | 0 | 0 | 0 | 0 | 0 | 0 | 0 | 0 | 0 | 0 | 0 | 0 | 0 | 0 | 0 | 0 | 0 | 0 | 0 | 0 | 0.047552 | 0.00054 | 0.00108 | 0.00163 | 0.00217 | 0.13859 | 0.053895 | 0.036861 |  | 0.1524 | 0.248 | 0.3662 | 0.3669
2014-12-20 | 8時 |  | 2.8096 | 0 | 0 | 0 | [9 empty] | 0.33334 | 0 | 0 | 0 | 0 | 0 | 0 | 0 | 0 | 0 | 0 | 0 | 0 | 0 | 0 | 0 | 0 | 0 | 0 | 0 | 0 | 0 | 0.047552 | 0.00054 | 0.00108 | 0.00163 | 0.00217 | 0.093503 | 0 | 0.035602 |  | 0.1091 | 0.1448 | 0.2032 | 0.2039
2014-12-20 | 9時 |  | 0 | 0 | 0 | 0 | [9 empty] | 0 | 0 | 0 | 0 | 0 | 0 | 0 | 0 | 0 | 0 | 0 | 0 | 0 | 0 | 0 | 0 | 0 | 0 | 0 | 0 | 0 | 0 | 0.047552 | 0.00013 | 0.00025 | 0.00038 | 0.0005 | 0.17838 | 0.10971 | 0.042749 |  | 0.3011 | 0.3368 | 0.3953 | 0.396
2014-12-20 | 10時 |  | 0 | 0 | 0 | 0 | [9 empty] | 0 | 0 | 0 | 0 | 0 | 0 | 0 | 0 | 0 | 0 | 0 | 0 | 0 | 0 | 0 | 0 | 0 | 0 | 0 | 0 | 0 | 0 | 0.047552 | 0.00033 | 0.00067 | 0.001 | 0.00133 | 0.093503 | 0 | 0.012523 |  | 0.0483 | 0.0483 | 0.0711 | 0.0717
2014-12-20 | 11時 |  | 1.0156 | 0 | 0 | 0 | [9 empty] | 0.17721 | 0 | 0 | 0 | 0 | 0 | 0 | 0 | 0 | 0 | 0 | 0 | 0 | 0 | 0 | 0 | 0 | 0 | 0 | 0 | 0 | 0 | 0.047552 | 0.00013 | 0.00025 | 0.00038 | 0.0005 | 0 | 0 | 0.0052775 |  | 0.056 | 0.0561 | 0.0788 | 0.0795
2014-12-20 | 12時 |  | 0.065574 | 0 | 0 | 0 | [9 empty] | 0.12113 | 0 | 0 | 0 | 0 | 0 | 0 | 0 | 0 | 0 | 0 | 0 | 0 | 0 | 0 | 0 | 0 | 0 | 0 | 0 | 0 | 0 | 0.047552 | 0.00338 | 0.00675 | 0.01013 | 0.01351 | 0.05371 | 0 | 0.0052775 |  | 0.1983 | 0.2727 | 0.3698 | 0.3705
2014-12-20 | 13時 |  | 0 | 0 | 0 | 0 | [9 empty] | 0 | 0 | 0 | 0 | 0 | 0 | 0 | 0 | 0 | 0 | 0 | 0 | 0 | 0 | 0 | 0 | 0 | 0 | 0 | 0 | 0 | 0 | 0.047552 | 0.00033 | 0.00067 | 0.001 | 0.00133 | 0.11604 | 0 | 0 |  | 0.0483 | 0.0483 | 0.0711 | 0.0717
2014-12-20 | 14時 |  | 0 | 0 | 0 | 0 | [9 empty] | 0 | 0 | 0 | 0 | 0 | 0 | 0 | 0 | 0 | 0 | 0 | 0 | 0 | 0 | 0 | 0 | 0 | 0 | 0 | 0 | 0 | 0 | 0.047552 | 0.00013 | 0.00025 | 0.00038 | 0.0005 | 0.031168 | 0 | 0.017801 |  | 0.056 | 0.0561 | 0.0788 | 0.0795
2014-12-20 | 15時 |  | 6.4938 | 0 | 0 | 0 | [9 empty] | 0.54369 | 0 | 0 | 0 | 0 | 0 | 0 | 0 | 0 | 0 | 0 | 0 | 0 | 0 | 0 | 0 | 0 | 0 | 0 | 0 | 0 | 0 | 0.047552 | 0.00013 | 0.00025 | 0.00038 | 0.0005 | 0 | 0 | 0 |  | 0.056 | 0.0561 | 0.0788 | 0.0795
2014-12-20 | 16時 |  | 5.1862 | 0 | 0 | 0 | [9 empty] | 0.48898 | 0 | 0 | 0 | 0 | 0 | 0 | 0 | 0 | 0 | 0 | 0 | 0 | 0 | 0 | 0 | 0 | 0 | 0 | 0 | 0 | 0 | 0.047552 | 0.00033 | 0.00067 | 0.001 | 0.00133 | 0.062335 | 0 | 0.0052775 |  | 0.0483 | 0.0483 | 0.0711 | 0.0717
2014-12-20 | 17時 |  | 9.3368 | 0 | 5.1983 | 0 | [9 empty] | 0.78973 | 0 | 0 | 0 | 0 | 0.42569 | 0 | 0 | 0 | 0 | 0 | 0 | 0 | 0 | 0 | 0 | 0 | 0 | 0 | 0 | 0 | 0 | 0.047552 | 0.00033 | 0.00067 | 0.001 | 0.00133 | 0.10536 | 0 | 0.0082775 |  | 0.1304 | 0.2048 | 0.3019 | 0.3026
2014-12-20 | 18時 |  | 9.4148 | 0 | 0 | 0 | [9 empty] | 0.78464 | 0 | 0 | 0 | 0 | 0 | 0 | 0 | 0 | 0 | 0 | 0 | 0 | 0 | 0 | 0 | 0 | 0 | 0 | 0 | 0 | 0 | 0.047552 | 0.00642 | 0.01284 | 0.01926 | 0.02568 | 0.12467 | 0 | 0.0082775 |  | 0.303 | 0.3387 | 0.3972 | 0.5469
2014-12-20 | 19時 |  | 5.6407 | 0 | 5.8834 | 0 | [9 empty] | 0.51659 | 0 | 0 | 0 | 0 | 0.47201 | 0 | 0 | 0 | 0 | 0 | 0 | 0 | 0 | 0 | 0 | 0 | 0 | 0 | 0 | 0 | 0 | 0.047552 | 0.00642 | 0.01284 | 0.01926 | 0.02568 | 0.21072 | 0.10708 | 0.0082775 |  | 0.0991 | 0.1348 | 0.1932 | 0.1939
2014-12-20 | 20時 |  | 6.1155 | 0 | 5.3156 | 0 | [9 empty] | 0.54708 | 0 | 0 | 0 | 0 | 0.42607 | 0 | 0 | 0 | 0 | 0 | 0 | 0 | 0 | 0 | 0 | 0 | 0 | 0 | 0 | 0 | 0 | 0.047552 | 0.00033 | 0.00067 | 0.001 | 0.00133 | 0.14927 | 0.027125 | 0 |  | 0.0917 | 0.1275 | 0.2102 | 0.2109
2014-12-20 | 21時 |  | 6.4078 | 0 | 6.2433 | 0 | [9 empty] | 0.55925 | 0 | 0 | 0 | 0 | 0.55754 | 0 | 0 | 0 | 0 | 0 | 0 | 0 | 0 | 0 | 0 | 0 | 0 | 0 | 0 | 0 | 0 | 0.047552 | 0.00033 | 0.00067 | 0.001 | 0.00133 | 0.14618 | 0.10814 | 0.031304 |  | 0.1216 | 0.1873 | 0.2837 | 0.2844
2014-12-20 | 22時 |  | 6.6295 | 0 | 2.3853 | 0 | [9 empty] | 0.56968 | 0 | 0 | 0 | 0 | 0.23706 | 0 | 0 | 0 | 0 | 0 | 0 | 0 | 0 | 0 | 0 | 0 | 0 | 0 | 0 | 0 | 0 | 0.047552 | 0.00628 | 0.01256 | 0.01884 | 0.02512 | 0.12467 | 0.16133 | 0.043827 |  | 0.1738 | 0.1917 | 0.262 | 0.2626
2014-12-20 | 23時 |  | 0 | 0 | 0 | 0 | [9 empty] | 0 | 0 | 0 | 0 | 0 | 0 | 0 | 0 | 0 | 0 | 0 | 0 | 0 | 0 | 0 | 0 | 0 | 0 | 0 | 0 | 0 | 0 | 0.047552 | 0.0067 | 0.01339 | 0.02009 | 0.02679 | 0.12467 | 0.18881 | 0.031848 |  | 0.1877 | 0.2176 | 0.2756 | 0.2763
2014-12-21 | 0時 |  | 0 | 0 | 0 | 0 | [9 empty] | 0 | 0 | 0 | 0 | 0 | 0 | 0 | 0 | 0 | 0 | 0 | 0 | 0 | 0 | 0 | 0 | 0 | 0 | 0 | 0 | 0 | 0 | 0.047552 | 0.00013 | 0.00025 | 0.00038 | 0.0005 | 0 | 0.078899 | 0.011656 |  | 0.1578 | 0.1578 | 0.1806 | 0.1812
2014-12-21 | 1時 |  | 0 | 0 | 0 | 0 | [9 empty] | 0 | 0 | 0 | 0 | 0 | 0 | 0 | 0 | 0 | 0 | 0 | 0 | 0 | 0 | 0 | 0 | 0 | 0 | 0 | 0 | 0 | 0 | 0.047552 | 0.00013 | 0.00025 | 0.00038 | 0.0005 | 0 | 0 | 0 |  | 0.0483 | 0.0483 | 0.0711 | 0.0717
2014-12-21 | 2時 |  | 0 | 0 | 0 | 0 | [9 empty] | 0 | 0 | 0 | 0 | 0 | 0 | 0 | 0 | 0 | 0 | 0 | 0 | 0 | 0 | 0 | 0 | 0 | 0 | 0 | 0 | 0 | 0 | 0.047552 | 0.00013 | 0.00025 | 0.00038 | 0.0005 | 0 | 0 | 0 |  | 0.056 | 0.0561 | 0.0788 | 0.0795
2014-12-21 | 3時 |  | 0 | 0 | 0 | 0 | [9 empty] | 0 | 0 | 0 | 0 | 0 | 0 | 0 | 0 | 0 | 0 | 0 | 0 | 0 | 0 | 0 | 0 | 0 | 0 | 0 | 0 | 0 | 0 | 0.047552 | 0.00013 | 0.00025 | 0.00038 | 0.0005 | 0 | 0 | 0 |  | 0.056 | 0.0561 | 0.0788 | 0.0795
2014-12-21 | 4時 |  | 0 | 0 | 0 | 0 | [9 empty] | 0 | 0 | 0 | 0 | 0 | 0 | 0 | 0 | 0 | 0 | 0 | 0 | 0 | 0 | 0 | 0 | 0 | 0 | 0 | 0 | 0 | 0 | 0.047552 | 0.00013 | 0.00025 | 0.00038 | 0.0005 | 0 | 0 | 0 |  | 0.0483 | 0.0483 | 0.0711 | 0.0717
2014-12-21 | 5時 |  | 20.7681 | 6.4088 | 0 | 0 | [9 empty] | 3.5881 | 0 | 0 | 0 | 0 | 0 | 0 | 0 | 0 | 0 | 0 | 0 | 0 | 0 | 0 | 0 | 0 | 0 | 0 | 0 | 0 | 0 | 0.047552 | 0.00013 | 0.00025 | 0.00038 | 0.0005 | 0 | 0 | 0 |  | 0.056 | 0.0561 | 0.0788 | 0.0795
2014-12-21 | 6時 |  | 10.669 | 0 | 0 | 0 | [9 empty] | 1.1895 | 0 | 0 | 0 | 0 | 0 | 0 | 0 | 0 | 0 | 0 | 0 | 0 | 0 | 0 | 0 | 0 | 0 | 0 | 0 | 0 | 0 | 0.047552 | 0.00338 | 0.00675 | 0.01013 | 0.01351 | 0 | 0.024649 | 0.011815 |  | 0.1925 | 0.2611 | 0.3525 | 0.3531
2014-12-21 | 7時 |  | 8.9809 | 0 | 0 | 0 | [9 empty] | 0.97963 | 0 | 0 | 0 | 0 | 0 | 0 | 0 | 0 | 0 | 0 | 0 | 0 | 0 | 0 | 0 | 0 | 0 | 0 | 0 | 0 | 0 | 0.047552 | 0.00054 | 0.00108 | 0.00163 | 0.00217 | 0.13859 | 0.053895 | 0.036861 |  | 0.1524 | 0.248 | 0.3662 | 0.3669
2014-12-21 | 8時 |  | 7.7694 | 0 | 0 | 0 | [9 empty] | 0.66263 | 0 | 0 | 0 | 0 | 0 | 0 | 0 | 0 | 0 | 0 | 0 | 0 | 0 | 0 | 0 | 0 | 0 | 0 | 0 | 0 | 0 | 0.047552 | 0.00054 | 0.00108 | 0.00163 | 0.00217 | 0.093503 | 0 | 0.035602 |  | 0.1091 | 0.1448 | 0.2032 | 0.2039
2014-12-21 | 9時 |  | 0 | 0 | 0 | 0 | [9 empty] | 0 | 0 | 0 | 0 | 0 | 0 | 0 | 0 | 0 | 0 | 0 | 0 | 0 | 0 | 0 | 0 | 0 | 0 | 0 | 0 | 0 | 0 | 0.047552 | 0.00013 | 0.00025 | 0.00038 | 0.0005 | 0.17838 | 0.10971 | 0.042749 |  | 0.3011 | 0.3368 | 0.3953 | 0.396
2014-12-21 | 10時 |  | 0 | 0 | 0 | 0 | [9 empty] | 0 | 0 | 0 | 0 | 0 | 0 | 0 | 0 | 0 | 0 | 0 | 0 | 0 | 0 | 0 | 0 | 0 | 0 | 0 | 0 | 0 | 0 | 0.047552 | 0.00033 | 0.00067 | 0.001 | 0.00133 | 0.093503 | 0 | 0.012523 |  | 0.0483 | 0.0483 | 0.0711 | 0.0717
2014-12-21 | 11時 |  | 8.8947 | 0 | 0 | 0 | [9 empty] | 0.68431 | 0 | 0 | 0 | 0 | 0 | 0 | 0 | 0 | 0 | 0 | 0 | 0 | 0 | 0 | 0 | 0 | 0 | 0 | 0 | 0 | 0 | 0.047552 | 0.00013 | 0.00025 | 0.00038 | 0.0005 | 0 | 0 | 0.0052775 |  | 0.056 | 0.0561 | 0.0788 | 0.0795
2014-12-21 | 12時 |  | 5.3663 | 0 | 0 | 0 | [9 empty] | 0.44191 | 0 | 0 | 0 | 0 | 0 | 0 | 0 | 0 | 0 | 0 | 0 | 0 | 0 | 0 | 0 | 0 | 0 | 0 | 0 | 0 | 0 | 0.047552 | 0.00338 | 0.00675 | 0.01013 | 0.01351 | 0.05371 | 0 | 0.0052775 |  | 0.1983 | 0.2727 | 0.3698 | 0.3705
2014-12-21 | 13時 |  | 0 | 0 | 0 | 0 | [9 empty] | 0 | 0 | 0 | 0 | 0 | 0 | 0 | 0 | 0 | 0 | 0 | 0 | 0 | 0 | 0 | 0 | 0 | 0 | 0 | 0 | 0 | 0 | 0.047552 | 0.00033 | 0.00067 | 0.001 | 0.00133 | 0.11604 | 0 | 0 |  | 0.0483 | 0.0483 | 0.0711 | 0.0717
2014-12-21 | 14時 |  | 0 | 0 | 0 | 0 | [9 empty] | 0 | 0 | 0 | 0 | 0 | 0 | 0 | 0 | 0 | 0 | 0 | 0 | 0 | 0 | 0 | 0 | 0 | 0 | 0 | 0 | 0 | 0 | 0.047552 | 0.00013 | 0.00025 | 0.00038 | 0.0005 | 0.031168 | 0 | 0.017801 |  | 0.056 | 0.0561 | 0.0788 | 0.0795
2014-12-21 | 15時 |  | 12.6799 | 0 | 0 | 0 | [9 empty] | 1.0282 | 0 | 0 | 0 | 0 | 0 | 0 | 0 | 0 | 0 | 0 | 0 | 0 | 0 | 0 | 0 | 0 | 0 | 0 | 0 | 0 | 0 | 0.047552 | 0.00013 | 0.00025 | 0.00038 | 0.0005 | 0 | 0 | 0 |  | 0.056 | 0.0561 | 0.0788 | 0.0795
2014-12-21 | 16時 |  | 7.3769 | 0 | 0 | 0 | [9 empty] | 0.61319 | 0 | 0 | 0 | 0 | 0 | 0 | 0 | 0 | 0 | 0 | 0 | 0 | 0 | 0 | 0 | 0 | 0 | 0 | 0 | 0 | 0 | 0.047552 | 0.00033 | 0.00067 | 0.001 | 0.00133 | 0.062335 | 0 | 0.0052775 |  | 0.0483 | 0.0483 | 0.0711 | 0.0717
2014-12-21 | 17時 |  | 10.5397 | 0 | 8.1995 | 0 | [9 empty] | 0.86831 | 0 | 0 | 0 | 0 | 0.67482 | 0 | 0 | 0 | 0 | 0 | 0 | 0 | 0 | 0 | 0 | 0 | 0 | 0 | 0 | 0 | 0 | 0.047552 | 0.00033 | 0.00067 | 0.001 | 0.00133 | 0.10536 | 0 | 0.0082775 |  | 0.1304 | 0.2048 | 0.3019 | 0.3026
2014-12-21 | 18時 |  | 10.599 | 0 | 0 | 0 | [9 empty] | 1.1669 | 0 | 0 | 0 | 0 | 0 | 0 | 0 | 0 | 0 | 0 | 0 | 0 | 0 | 0 | 0 | 0 | 0 | 0 | 0 | 0 | 0 | 0.047552 | 0.00642 | 0.01284 | 0.01926 | 0.02568 | 0.12467 | 0 | 0.0082775 |  | 0.303 | 0.3387 | 0.3972 | 0.5469
2014-12-21 | 19時 |  | 6.6761 | 0 | 7.9653 | 0 | [9 empty] | 0.59593 | 0 | 0 | 0 | 0 | 0.66525 | 0 | 0 | 0 | 0 | 0 | 0 | 0 | 0 | 0 | 0 | 0 | 0 | 0 | 0 | 0 | 0 | 0.047552 | 0.00642 | 0.01284 | 0.01926 | 0.02568 | 0.21072 | 0.10708 | 0.0082775 |  | 0.0991 | 0.1348 | 0.1932 | 0.1939
2014-12-21 | 20時 |  | 6.8628 | 0 | 6.2023 | 0 | [9 empty] | 0.59485 | 0 | 0 | 0 | 0 | 0.49469 | 0 | 0 | 0 | 0 | 0 | 0 | 0 | 0 | 0 | 0 | 0 | 0 | 0 | 0 | 0 | 0 | 0.047552 | 0.00033 | 0.00067 | 0.001 | 0.00133 | 0.14927 | 0.027125 | 0 |  | 0.0917 | 0.1275 | 0.2102 | 0.2109
2014-12-21 | 21時 |  | 6.8569 | 0 | 7.0243 | 0 | [9 empty] | 0.57281 | 0 | 0 | 0 | 0 | 0.5923 | 0 | 0 | 0 | 0 | 0 | 0 | 0 | 0 | 0 | 0 | 0 | 0 | 0 | 0 | 0 | 0 | 0.047552 | 0.00033 | 0.00067 | 0.001 | 0.00133 | 0.14618 | 0.10814 | 0.031304 |  | 0.1216 | 0.1873 | 0.2837 | 0.2844
2014-12-21 | 22時 |  | 6.9981 | 0 | 2.6108 | 0 | [9 empty] | 0.58399 | 0 | 0 | 0 | 0 | 0.24455 | 0 | 0 | 0 | 0 | 0 | 0 | 0 | 0 | 0 | 0 | 0 | 0 | 0 | 0 | 0 | 0 | 0.047552 | 0.00628 | 0.01256 | 0.01884 | 0.02512 | 0.12467 | 0.16133 | 0.043827 |  | 0.1738 | 0.1917 | 0.262 | 0.2626
2014-12-21 | 23時 |  | 0 | 0 | 0 | 0 | [9 empty] | 0 | 0 | 0 | 0 | 0 | 0 | 0 | 0 | 0 | 0 | 0 | 0 | 0 | 0 | 0 | 0 | 0 | 0 | 0 | 0 | 0 | 0 | 0.047552 | 0.0067 | 0.01339 | 0.02009 | 0.02679 | 0.12467 | 0.18881 | 0.031848 |  | 0.1877 | 0.2176 | 0.2756 | 0.2763
2014-12-22 | 0時 |  | 0 | 0 | 0 | 0 | [9 empty] | 0 | 0 | 0 | 0 | 0 | 0 | 0 | 0 | 0 | 0 | 0 | 0 | 0 | 0 | 0 | 0 | 0 | 0 | 0 | 0 | 0 | 0 | 0.047552 | 0.00013 | 0.00025 | 0.00038 | 0.0005 | 0 | 0.078899 | 0.011656 |  | 0.1578 | 0.1578 | 0.1806 | 0.1812
2014-12-22 | 1時 |  | 0 | 0 | 0 | 0 | [9 empty] | 0 | 0 | 0 | 0 | 0 | 0 | 0 | 0 | 0 | 0 | 0 | 0 | 0 | 0 | 0 | 0 | 0 | 0 | 0 | 0 | 0 | 0 | 0.047552 | 0.00013 | 0.00025 | 0.00038 | 0.0005 | 0 | 0 | 0 |  | 0.0483 | 0.0483 | 0.0711 | 0.0717
2014-12-22 | 2時 |  | 0 | 0 | 0 | 0 | [9 empty] | 0 | 0 | 0 | 0 | 0 | 0 | 0 | 0 | 0 | 0 | 0 | 0 | 0 | 0 | 0 | 0 | 0 | 0 | 0 | 0 | 0 | 0 | 0.047552 | 0.00013 | 0.00025 | 0.00038 | 0.0005 | 0 | 0 | 0 |  | 0.056 | 0.0561 | 0.0788 | 0.0795
2014-12-22 | 3時 |  | 0 | 0 | 0 | 0 | [9 empty] | 0 | 0 | 0 | 0 | 0 | 0 | 0 | 0 | 0 | 0 | 0 | 0 | 0 | 0 | 0 | 0 | 0 | 0 | 0 | 0 | 0 | 0 | 0.047552 | 0.00013 | 0.00025 | 0.00038 | 0.0005 | 0 | 0 | 0 |  | 0.056 | 0.0561 | 0.0788 | 0.0795
2014-12-22 | 4時 |  | 0 | 0 | 0 | 0 | [9 empty] | 0 | 0 | 0 | 0 | 0 | 0 | 0 | 0 | 0 | 0 | 0 | 0 | 0 | 0 | 0 | 0 | 0 | 0 | 0 | 0 | 0 | 0 | 0.047552 | 0.00013 | 0.00025 | 0.00038 | 0.0005 | 0 | 0 | 0 |  | 0.0483 | 0.0483 | 0.0711 | 0.0717
2014-12-22 | 5時 |  | 26.4497 | 0 | 0 | 0 | [9 empty] | 3.3222 | 0 | 0 | 0 | 0 | 0 | 0 | 0 | 0 | 0 | 0 | 0 | 0 | 0 | 0 | 0 | 0 | 0 | 0 | 0 | 0 | 0 | 0.047552 | 0.00013 | 0.00025 | 0.00038 | 0.0005 | 0 | 0 | 0 |  | 0.056 | 0.0561 | 0.0788 | 0.0795
2014-12-22 | 6時 |  | 10.4561 | 0 | 0 | 0 | [9 empty] | 0.86464 | 0 | 0 | 0 | 0 | 0 | 0 | 0 | 0 | 0 | 0 | 0 | 0 | 0 | 0 | 0 | 0 | 0 | 0 | 0 | 0 | 0 | 0.047552 | 0.00338 | 0.00675 | 0.01013 | 0.01351 | 0 | 0.024649 | 0.011815 |  | 0.1925 | 0.2611 | 0.3525 | 0.3531
2014-12-22 | 7時 |  | 6.1924 | 0 | 0 | 0 | [9 empty] | 0.56286 | 0 | 0 | 0 | 0 | 0 | 0 | 0 | 0 | 0 | 0 | 0 | 0 | 0 | 0 | 0 | 0 | 0 | 0 | 0 | 0 | 0 | 0.047552 | 0.00054 | 0.00108 | 0.00163 | 0.00217 | 0.13859 | 0.053895 | 0.036861 |  | 0.1524 | 0.248 | 0.3662 | 0.3669
2014-12-22 | 8時 |  | 2.0092 | 0 | 0 | 0 | [9 empty] | 0.25626 | 0 | 0 | 0 | 0 | 0 | 0 | 0 | 0 | 0 | 0 | 0 | 0 | 0 | 0 | 0 | 0 | 0 | 0 | 0 | 0 | 0 | 0.047552 | 0.00054 | 0.00108 | 0.00163 | 0.00217 | 0.093503 | 0 | 0.035602 |  | 0.1091 | 0.1448 | 0.2032 | 0.2039
2014-12-22 | 9時 |  | 0 | 0 | 0 | 0 | [9 empty] | 0 | 0 | 0 | 0 | 0 | 0 | 0 | 0 | 0 | 0 | 0 | 0 | 0 | 0 | 0 | 0 | 0 | 0 | 0 | 0 | 0 | 0 | 0.047552 | 0.00013 | 0.00025 | 0.00038 | 0.0005 | 0.17838 | 0.10971 | 0.042749 |  | 0.3011 | 0.3368 | 0.3953 | 0.396
2014-12-22 | 10時 |  | 0 | 0 | 0 | 0 | [9 empty] | 0 | 0 | 0 | 0 | 0 | 0 | 0 | 0 | 0 | 0 | 0 | 0 | 0 | 0 | 0 | 0 | 0 | 0 | 0 | 0 | 0 | 0 | 0.047552 | 0.00033 | 0.00067 | 0.001 | 0.00133 | 0.093503 | 0 | 0.012523 |  | 0.0483 | 0.0483 | 0.0711 | 0.0717
2014-12-22 | 11時 |  | 0.15213 | 0 | 0 | 0 | [9 empty] | 0.12635 | 0 | 0 | 0 | 0 | 0 | 0 | 0 | 0 | 0 | 0 | 0 | 0 | 0 | 0 | 0 | 0 | 0 | 0 | 0 | 0 | 0 | 0.047552 | 0.00013 | 0.00025 | 0.00038 | 0.0005 | 0 | 0 | 0.0052775 |  | 0.056 | 0.0561 | 0.0788 | 0.0795
2014-12-22 | 12時 |  | 0.049786 | 0 | 0 | 0 | [9 empty] | 0.11943 | 0 | 0 | 0 | 0 | 0 | 0 | 0 | 0 | 0 | 0 | 0 | 0 | 0 | 0 | 0 | 0 | 0 | 0 | 0 | 0 | 0 | 0.047552 | 0.00338 | 0.00675 | 0.01013 | 0.01351 | 0.05371 | 0 | 0.0052775 |  | 0.1983 | 0.2727 | 0.3698 | 0.3705
2014-12-22 | 13時 |  | 0 | 0 | 0 | 0 | [9 empty] | 0 | 0 | 0 | 0 | 0 | 0 | 0 | 0 | 0 | 0 | 0 | 0 | 0 | 0 | 0 | 0 | 0 | 0 | 0 | 0 | 0 | 0 | 0.047552 | 0.00033 | 0.00067 | 0.001 | 0.00133 | 0.11604 | 0 | 0 |  | 0.0483 | 0.0483 | 0.0711 | 0.0717
2014-12-22 | 14時 |  | 0 | 0 | 0 | 0 | [9 empty] | 0 | 0 | 0 | 0 | 0 | 0 | 0 | 0 | 0 | 0 | 0 | 0 | 0 | 0 | 0 | 0 | 0 | 0 | 0 | 0 | 0 | 0 | 0.047552 | 0.00013 | 0.00025 | 0.00038 | 0.0005 | 0.031168 | 0 | 0.017801 |  | 0.056 | 0.0561 | 0.0788 | 0.0795
2014-12-22 | 15時 |  | 5.2448 | 0 | 0 | 0 | [9 empty] | 0.44852 | 0 | 0 | 0 | 0 | 0 | 0 | 0 | 0 | 0 | 0 | 0 | 0 | 0 | 0 | 0 | 0 | 0 | 0 | 0 | 0 | 0 | 0.047552 | 0.00013 | 0.00025 | 0.00038 | 0.0005 | 0 | 0 | 0 |  | 0.056 | 0.0561 | 0.0788 | 0.0795
2014-12-22 | 16時 |  | 4.3715 | 0 | 0 | 0 | [9 empty] | 0.41039 | 0 | 0 | 0 | 0 | 0 | 0 | 0 | 0 | 0 | 0 | 0 | 0 | 0 | 0 | 0 | 0 | 0 | 0 | 0 | 0 | 0 | 0.047552 | 0.00033 | 0.00067 | 0.001 | 0.00133 | 0.062335 | 0 | 0.0052775 |  | 0.0483 | 0.0483 | 0.0711 | 0.0717
2014-12-22 | 17時 |  | 8.45 | 0 | 4.4091 | 0 | [9 empty] | 0.7098 | 0 | 0 | 0 | 0 | 0.35935 | 0 | 0 | 0 | 0 | 0 | 0 | 0 | 0 | 0 | 0 | 0 | 0 | 0 | 0 | 0 | 0 | 0.047552 | 0.00033 | 0.00067 | 0.001 | 0.00133 | 0.10536 | 0 | 0.0082775 |  | 0.1304 | 0.2048 | 0.3019 | 0.3026
2014-12-22 | 18時 |  | 8.6793 | 0 | 0 | 0 | [9 empty] | 0.71708 | 0 | 0 | 0 | 0 | 0 | 0 | 0 | 0 | 0 | 0 | 0 | 0 | 0 | 0 | 0 | 0 | 0 | 0 | 0 | 0 | 0 | 0.047552 | 0.00642 | 0.01284 | 0.01926 | 0.02568 | 0.12467 | 0 | 0.0082775 |  | 0.303 | 0.3387 | 0.3972 | 0.5469
2014-12-22 | 19時 |  | 5.1454 | 0 | 5.2161 | 0 | [9 empty] | 0.47485 | 0 | 0 | 0 | 0 | 0.41362 | 0 | 0 | 0 | 0 | 0 | 0 | 0 | 0 | 0 | 0 | 0 | 0 | 0 | 0 | 0 | 0 | 0.047552 | 0.00642 | 0.01284 | 0.01926 | 0.02568 | 0.21072 | 0.10708 | 0.0082775 |  | 0.0991 | 0.1348 | 0.1932 | 0.1939
2014-12-22 | 20時 |  | 5.6917 | 0 | 4.9247 | 0 | [9 empty] | 0.51117 | 0 | 0 | 0 | 0 | 0.39207 | 0 | 0 | 0 | 0 | 0 | 0 | 0 | 0 | 0 | 0 | 0 | 0 | 0 | 0 | 0 | 0 | 0.047552 | 0.00033 | 0.00067 | 0.001 | 0.00133 | 0.14927 | 0.027125 | 0 |  | 0.0917 | 0.1275 | 0.2102 | 0.2109
2014-12-22 | 21時 |  | 6.1065 | 0 | 5.8496 | 0 | [9 empty] | 0.53743 | 0 | 0 | 0 | 0 | 0.53443 | 0 | 0 | 0 | 0 | 0 | 0 | 0 | 0 | 0 | 0 | 0 | 0 | 0 | 0 | 0 | 0 | 0.047552 | 0.00033 | 0.00067 | 0.001 | 0.00133 | 0.14618 | 0.10814 | 0.031304 |  | 0.1216 | 0.1873 | 0.2837 | 0.2844
2014-12-22 | 22時 |  | 6.4877 | 0 | 2.3018 | 0 | [9 empty] | 0.56772 | 0 | 0 | 0 | 0 | 0.23526 | 0 | 0 | 0 | 0 | 0 | 0 | 0 | 0 | 0 | 0 | 0 | 0 | 0 | 0 | 0 | 0 | 0.047552 | 0.00628 | 0.01256 | 0.01884 | 0.02512 | 0.12467 | 0.16133 | 0.043827 |  | 0.1738 | 0.1917 | 0.262 | 0.2626
2014-12-22 | 23時 |  | 0 | 0 | 0 | 0 | [9 empty] | 0 | 0 | 0 | 0 | 0 | 0 | 0 | 0 | 0 | 0 | 0 | 0 | 0 | 0 | 0 | 0 | 0 | 0 | 0 | 0 | 0 | 0 | 0.047552 | 0.0067 | 0.01339 | 0.02009 | 0.02679 | 0.12467 | 0.18881 | 0.031848 |  | 0.1877 | 0.2176 | 0.2756 | 0.2763
2014-12-23 | 0時 |  | 0 | 0 | 0 | 0 | [9 empty] | 0 | 0 | 0 | 0 | 0 | 0 | 0 | 0 | 0 | 0 | 0 | 0 | 0 | 0 | 0 | 0 | 0 | 0 | 0 | 0 | 0 | 0 | 0.047552 | 0.00013 | 0.00025 | 0.00038 | 0.0005 | 0 | 0 | 0 |  | 0.1578 | 0.1578 | 0.1806 | 0.1812
2014-12-23 | 1時 |  | 0 | 0 | 0 | 0 | [9 empty] | 0 | 0 | 0 | 0 | 0 | 0 | 0 | 0 | 0 | 0 | 0 | 0 | 0 | 0 | 0 | 0 | 0 | 0 | 0 | 0 | 0 | 0 | 0.047552 | 0.00013 | 0.00025 | 0.00038 | 0.0005 | 0 | 0 | 0 |  | 0.0483 | 0.0483 | 0.0711 | 0.0717
2014-12-23 | 2時 |  | 0 | 0 | 0 | 0 | [9 empty] | 0 | 0 | 0 | 0 | 0 | 0 | 0 | 0 | 0 | 0 | 0 | 0 | 0 | 0 | 0 | 0 | 0 | 0 | 0 | 0 | 0 | 0 | 0.047552 | 0.00013 | 0.00025 | 0.00038 | 0.0005 | 0 | 0 | 0 |  | 0.056 | 0.0561 | 0.0788 | 0.0795
2014-12-23 | 3時 |  | 0 | 0 | 0 | 0 | [9 empty] | 0 | 0 | 0 | 0 | 0 | 0 | 0 | 0 | 0 | 0 | 0 | 0 | 0 | 0 | 0 | 0 | 0 | 0 | 0 | 0 | 0 | 0 | 0.047552 | 0.00013 | 0.00025 | 0.00038 | 0.0005 | 0 | 0 | 0 |  | 0.056 | 0.0561 | 0.0788 | 0.0795
2014-12-23 | 4時 |  | 0 | 0 | 0 | 0 | [9 empty] | 0 | 0 | 0 | 0 | 0 | 0 | 0 | 0 | 0 | 0 | 0 | 0 | 0 | 0 | 0 | 0 | 0 | 0 | 0 | 0 | 0 | 0 | 0.047552 | 0.00013 | 0.00025 | 0.00038 | 0.0005 | 0 | 0 | 0 |  | 0.0483 | 0.0483 | 0.0711 | 0.0717
2014-12-23 | 5時 |  | 0 | 0 | 0 | 0 | [9 empty] | 0 | 0 | 0 | 0 | 0 | 0 | 0 | 0 | 0 | 0 | 0 | 0 | 0 | 0 | 0 | 0 | 0 | 0 | 0 | 0 | 0 | 0 | 0.047552 | 0.00013 | 0.00025 | 0.00038 | 0.0005 | 0 | 0 | 0 |  | 0.056 | 0.0561 | 0.0788 | 0.0795
2014-12-23 | 6時 |  | 0 | 0 | 0 | 0 | [9 empty] | 0 | 0 | 0 | 0 | 0 | 0 | 0 | 0 | 0 | 0 | 0 | 0 | 0 | 0 | 0 | 0 | 0 | 0 | 0 | 0 | 0 | 0 | 0.047552 | 0.00013 | 0.00025 | 0.00038 | 0.0005 | 0 | 0 | 0 |  | 0.056 | 0.0561 | 0.0788 | 0.0795
2014-12-23 | 7時 |  | 21.1337 | 5.1971 | 9.2874 | 0 | [9 empty] | 3.6109 | 0 | 0 | 0 | 0 | 1.1356 | 0 | 0 | 0 | 0 | 0 | 0 | 0 | 0 | 0 | 0 | 0 | 0 | 0 | 0 | 0 | 0 | 0.047552 | 0.00054 | 0.00108 | 0.00163 | 0.00217 | 0 | 0.024649 | 0.022689 |  | 0.1168 | 0.1854 | 0.2767 | 0.2774
2014-12-23 | 8時 |  | 9.0916 | 0 | 11.676 | 0 | [9 empty] | 0.7241 | 0 | 0 | 0 | 0 | 0.93969 | 0 | 0 | 0 | 0 | 0 | 0 | 0 | 0 | 0 | 0 | 0 | 0 | 0 | 0 | 0 | 0 | 0.047552 | 0.00379 | 0.00759 | 0.01138 | 0.01518 | 0.084877 | 0.078545 | 0.064582 |  | 0.2156 | 0.2812 | 0.3696 | 0.3702
2014-12-23 | 9時 |  | 4.6542 | 0 | 3.2838 | 0 | [9 empty] | 0.40689 | 0 | 0 | 0 | 0 | 0.40526 | 0 | 0 | 0 | 0 | 0 | 0 | 0 | 0 | 0 | 0 | 0 | 0 | 0 | 0 | 0 | 0 | 0.047552 | 0.00033 | 0.00067 | 0.001 | 0.00133 | 0.23209 | 0.16325 | 0.052059 |  | 0.2163 | 0.252 | 0.3265 | 0.3272
2014-12-23 | 10時 |  | 0.1484 | 0 | 0.026095 | 0 | [9 empty] | 0.12554 | 0 | 0 | 0 | 0 | 0.35559 | 0 | 0 | 0 | 0 | 0 | 0 | 0 | 0 | 0 | 0 | 0 | 0 | 0 | 0 | 0 | 0 | 0.047552 | 0.00054 | 0.00108 | 0.00163 | 0.00217 | 0.12467 | 0.21558 | 0.037471 |  | 0.1917 | 0.2274 | 0.3128 | 0.3134
2014-12-23 | 11時 |  | 0.061599 | 0 | 0.010894 | 0 | [9 empty] | 0.11976 | 0 | 0 | 0 | 0 | 0.17654 | 0 | 0 | 0 | 0 | 0 | 0 | 0 | 0 | 0 | 0 | 0 | 0 | 0 | 0 | 0 | 0 | 0.047552 | 0.00033 | 0.00067 | 0.001 | 0.00133 | 0.12467 | 0.21558 | 0 |  | 0.1994 | 0.2352 | 0.315 | 0.3157
2014-12-23 | 12時 |  | 0.040363 | 0 | 0 | 0 | [9 empty] | 0.11798 | 0 | 0 | 0 | 0 | 0 | 0 | 0 | 0 | 0 | 0 | 0 | 0 | 0 | 0 | 0 | 0 | 0 | 0 | 0 | 0 | 0 | 0.047552 | 0.00338 | 0.00675 | 0.01013 | 0.01351 | 0.14721 | 0.13456 | 0.018352 |  | 0.1983 | 0.2727 | 0.3698 | 0.3705
2014-12-23 | 13時 |  | 0 | 0 | 0 | 0 | [9 empty] | 0 | 0 | 0 | 0 | 0 | 0 | 0 | 0 | 0 | 0 | 0 | 0 | 0 | 0 | 0 | 0 | 0 | 0 | 0 | 0 | 0 | 0 | 0.047552 | 0.00033 | 0.00067 | 0.001 | 0.00133 | 0.13756 | 0.026771 | 0.023629 |  | 0.0483 | 0.0483 | 0.0711 | 0.0717
2014-12-23 | 14時 |  | 0 | 0 | 0 | 0 | [9 empty] | 0 | 0 | 0 | 0 | 0 | 0 | 0 | 0 | 0 | 0 | 0 | 0 | 0 | 0 | 0 | 0 | 0 | 0 | 0 | 0 | 0 | 0 | 0.047552 | 0.00013 | 0.00025 | 0.00038 | 0.0005 | 0 | 0 | 0 |  | 0.056 | 0.0561 | 0.0788 | 0.0795
2014-12-23 | 15時 |  | 6.0825 | 0 | 1.485 | 0 | [9 empty] | 0.49829 | 0 | 0 | 0 | 0 | 0.19786 | 0 | 0 | 0 | 0 | 0 | 0 | 0 | 0 | 0 | 0 | 0 | 0 | 0 | 0 | 0 | 0 | 0.047552 | 0.00013 | 0.00025 | 0.00038 | 0.0005 | 0 | 0 | 0 |  | 0.056 | 0.0561 | 0.0788 | 0.0795
2014-12-23 | 16時 |  | 7.1213 | 0 | 1.4506 | 0 | [9 empty] | 0.5707 | 0 | 0 | 0 | 0 | 0.19751 | 0 | 0 | 0 | 0 | 0 | 0 | 0 | 0 | 0 | 0 | 0 | 0 | 0 | 0 | 0 | 0 | 0.047552 | 0.00054 | 0.00108 | 0.00163 | 0.00217 | 0.062335 | 0.054249 | 0.024058 |  | 0.2095 | 0.275 | 0.3956 | 0.5453
2014-12-23 | 17時 |  | 7.723 | 0 | 1.8971 | 0 | [9 empty] | 0.62012 | 0 | 0 | 0 | 0 | 0.21241 | 0 | 0 | 0 | 0 | 0 | 0 | 0 | 0 | 0 | 0 | 0 | 0 | 0 | 0 | 0 | 0 | 0.047552 | 0.00642 | 0.01284 | 0.01926 | 0.02568 | 0.12467 | 0.1085 | 0.026923 |  | 0.2423 | 0.2781 | 0.3689 | 0.5187
2014-12-23 | 18時 |  | 4.5716 | 0 | 0 | 0 | [9 empty] | 0.40982 | 0 | 0 | 0 | 0 | 0 | 0 | 0 | 0 | 0 | 0 | 0 | 0 | 0 | 0 | 0 | 0 | 0 | 0 | 0 | 0 | 0 | 0.047552 | 0.00642 | 0.01284 | 0.01926 | 0.02568 | 0.21072 | 0.1085 | 0 |  | 0.1819 | 0.2177 | 0.2978 | 0.4476
2014-12-23 | 19時 |  | 5.0641 | 0 | 7.8047 | 0 | [9 empty] | 0.44827 | 0 | 0 | 0 | 0 | 0.63036 | 0 | 0 | 0 | 0 | 0 | 0 | 0 | 0 | 0 | 0 | 0 | 0 | 0 | 0 | 0 | 0 | 0.047552 | 0.00013 | 0.00025 | 0.00038 | 0.0005 | 0.12879 | 0 | 0.006537 |  | 0.0998 | 0.1355 | 0.2049 | 0.2056
2014-12-23 | 20時 |  | 5.1807 | 0 | 4.0888 | 0 | [9 empty] | 0.45723 | 0 | 0 | 0 | 0 | 0.4388 | 0 | 0 | 0 | 0 | 0 | 0 | 0 | 0 | 0 | 0 | 0 | 0 | 0 | 0 | 0 | 0 | 0.047552 | 0.00033 | 0.00067 | 0.001 | 0.00133 | 0.16769 | 0.10779 | 0.006537 |  | 0.0917 | 0.1275 | 0.2183 | 0.219
2014-12-23 | 21時 |  | 5.6266 | 0 | 3.4467 | 0 | [9 empty] | 0.48921 | 0 | 0 | 0 | 0 | 0.4177 | 0 | 0 | 0 | 0 | 0 | 0 | 0 | 0 | 0 | 0 | 0 | 0 | 0 | 0 | 0 | 0 | 0.047552 | 0.00628 | 0.01256 | 0.01884 | 0.02512 | 0.12467 | 0.18846 | 0.012659 |  | 0.1755 | 0.2411 | 0.3458 | 0.3465
2014-12-23 | 22時 |  | 0 | 0 | 0 | 0 | [9 empty] | 0 | 0 | 0 | 0 | 0 | 0 | 0 | 0 | 0 | 0 | 0 | 0 | 0 | 0 | 0 | 0 | 0 | 0 | 0 | 0 | 0 | 0 | 0.047552 | 0.00649 | 0.01298 | 0.01947 | 0.02595 | 0.12467 | 0.16133 | 0.043827 |  | 0.1139 | 0.1795 | 0.3002 | 0.3009
2014-12-23 | 23時 |  | 0 | 0 | 0 | 0 | [9 empty] | 0 | 0 | 0 | 0 | 0 | 0 | 0 | 0 | 0 | 0 | 0 | 0 | 0 | 0 | 0 | 0 | 0 | 0 | 0 | 0 | 0 | 0 | 0.047552 | 0.00331 | 0.00661 | 0.00992 | 0.01323 | 0.062335 | 0.15709 | 0.04296 |  | 0.1578 | 0.1578 | 0.1806 | 0.1812
2014-12-24 | 0時 |  | 0 | 0 | 0 | 0 | [9 empty] | 0 | 0 | 0 | 0 | 0 | 0 | 0 | 0 | 0 | 0 | 0 | 0 | 0 | 0 | 0 | 0 | 0 | 0 | 0 | 0 | 0 | 0 | 0.047552 | 0.00013 | 0.00025 | 0.00038 | 0.0005 | 0 | 0 | 0 |  | 0.1578 | 0.1578 | 0.1806 | 0.1812
2014-12-24 | 1時 |  | 0 | 0 | 0 | 0 | [9 empty] | 0 | 0 | 0 | 0 | 0 | 0 | 0 | 0 | 0 | 0 | 0 | 0 | 0 | 0 | 0 | 0 | 0 | 0 | 0 | 0 | 0 | 0 | 0.047552 | 0.00013 | 0.00025 | 0.00038 | 0.0005 | 0 | 0 | 0 |  | 0.0483 | 0.0483 | 0.0711 | 0.0717
2014-12-24 | 2時 |  | 0 | 0 | 0 | 0 | [9 empty] | 0 | 0 | 0 | 0 | 0 | 0 | 0 | 0 | 0 | 0 | 0 | 0 | 0 | 0 | 0 | 0 | 0 | 0 | 0 | 0 | 0 | 0 | 0.047552 | 0.00013 | 0.00025 | 0.00038 | 0.0005 | 0 | 0 | 0 |  | 0.056 | 0.0561 | 0.0788 | 0.0795
2014-12-24 | 3時 |  | 0 | 0 | 0 | 0 | [9 empty] | 0 | 0 | 0 | 0 | 0 | 0 | 0 | 0 | 0 | 0 | 0 | 0 | 0 | 0 | 0 | 0 | 0 | 0 | 0 | 0 | 0 | 0 | 0.047552 | 0.00013 | 0.00025 | 0.00038 | 0.0005 | 0 | 0 | 0 |  | 0.056 | 0.0561 | 0.0788 | 0.0795
2014-12-24 | 4時 |  | 0 | 0 | 0 | 0 | [9 empty] | 0 | 0 | 0 | 0 | 0 | 0 | 0 | 0 | 0 | 0 | 0 | 0 | 0 | 0 | 0 | 0 | 0 | 0 | 0 | 0 | 0 | 0 | 0.047552 | 0.00013 | 0.00025 | 0.00038 | 0.0005 | 0 | 0 | 0 |  | 0.0483 | 0.0483 | 0.0711 | 0.0717
2014-12-24 | 5時 |  | 0 | 0 | 0 | 0 | [9 empty] | 0 | 0 | 0 | 0 | 0 | 0 | 0 | 0 | 0 | 0 | 0 | 0 | 0 | 0 | 0 | 0 | 0 | 0 | 0 | 0 | 0 | 0 | 0.047552 | 0.00013 | 0.00025 | 0.00038 | 0.0005 | 0 | 0 | 0 |  | 0.056 | 0.0561 | 0.0788 | 0.0795
2014-12-24 | 6時 |  | 0 | 0 | 0 | 0 | [9 empty] | 0 | 0 | 0 | 0 | 0 | 0 | 0 | 0 | 0 | 0 | 0 | 0 | 0 | 0 | 0 | 0 | 0 | 0 | 0 | 0 | 0 | 0 | 0.047552 | 0.00033 | 0.00067 | 0.001 | 0.00133 | 0 | 0.024649 | 0.011815 |  | 0.0859 | 0.1159 | 0.1685 | 0.1692
2014-12-24 | 7時 |  | 26.9716 | 0.67677 | 9.6359 | 0 | [9 empty] | 3.5881 | 0 | 0 | 0 | 0 | 0.85385 | 0 | 0 | 0 | 0 | 0 | 0 | 0 | 0 | 0 | 0 | 0 | 0 | 0 | 0 | 0 | 0 | 0.047552 | 0.00033 | 0.00067 | 0.001 | 0.00133 | 0.093503 | 0 | 0.015347 |  | 0.2346 | 0.2703 | 0.3287 | 0.3294
2014-12-24 | 8時 |  | 9.7723 | 0 | 12.3333 | 0 | [9 empty] | 0.80741 | 0 | 0 | 0 | 0 | 1.0414 | 0 | 0 | 0 | 0 | 0 | 0 | 0 | 0 | 0 | 0 | 0 | 0 | 0 | 0 | 0 | 0 | 0.047552 | 0.00705 | 0.01409 | 0.02114 | 0.02818 | 0.13653 | 0.078545 | 0.060527 |  | 0.2282 | 0.3325 | 0.4595 | 0.4602
2014-12-24 | 9時 |  | 7.6107 | 0 | 5.6773 | 0 | [9 empty] | 0.82861 | 0 | 0 | 0 | 0 | 0.63216 | 0 | 0 | 0 | 0 | 0 | 0 | 0 | 0 | 0 | 0 | 0 | 0 | 0 | 0 | 0 | 0 | 0.047552 | 0.00013 | 0.00025 | 0.00038 | 0.0005 | 0.084877 | 0.053895 | 0.0052775 |  | 0.056 | 0.0561 | 0.0788 | 0.0795
2014-12-24 | 10時 |  | 6.94 | 0 | 4.907 | 0 | [9 empty] | 0.76069 | 0 | 0 | 0 | 0 | 0.56888 | 0 | 0 | 0 | 0 | 0 | 0 | 0 | 0 | 0 | 0 | 0 | 0 | 0 | 0 | 0 | 0 | 0.047552 | 0.00013 | 0.00025 | 0.00038 | 0.0005 | 0 | 0 | 0 |  | 0.0483 | 0.0483 | 0.0711 | 0.0717
2014-12-24 | 11時 |  | 8.8008 | 0 | 2.6078 | 0 | [9 empty] | 0.95943 | 0 | 0 | 0 | 0 | 0.2985 | 0 | 0 | 0 | 0 | 0 | 0 | 0 | 0 | 0 | 0 | 0 | 0 | 0 | 0 | 0 | 0 | 0.047552 | 0.00013 | 0.00025 | 0.00038 | 0.0005 | 0 | 0 | 0 |  | 0.056 | 0.0561 | 0.0788 | 0.0795
2014-12-24 | 12時 |  | 7.8978 | 0 | 0 | 0 | [9 empty] | 0.85954 | 0 | 0 | 0 | 0 | 0 | 0 | 0 | 0 | 0 | 0 | 0 | 0 | 0 | 0 | 0 | 0 | 0 | 0 | 0 | 0 | 0 | 0.047552 | 0.00013 | 0.00025 | 0.00038 | 0.0005 | 0 | 0 | 0 |  | 0.056 | 0.0561 | 0.0788 | 0.0795
2014-12-24 | 13時 |  | 0 | 0 | 0 | 0 | [9 empty] | 0 | 0 | 0 | 0 | 0 | 0 | 0 | 0 | 0 | 0 | 0 | 0 | 0 | 0 | 0 | 0 | 0 | 0 | 0 | 0 | 0 | 0 | 0.047552 | 0.00013 | 0.00025 | 0.00038 | 0.0005 | 0 | 0 | 0 |  | 0.0483 | 0.0483 | 0.0711 | 0.0717
2014-12-24 | 14時 |  | 0 | 0 | 0 | 0 | [9 empty] | 0 | 0 | 0 | 0 | 0 | 0 | 0 | 0 | 0 | 0 | 0 | 0 | 0 | 0 | 0 | 0 | 0 | 0 | 0 | 0 | 0 | 0 | 0.047552 | 0.00013 | 0.00025 | 0.00038 | 0.0005 | 0 | 0 | 0 |  | 0.056 | 0.0561 | 0.0788 | 0.0795
2014-12-24 | 15時 |  | 15.6684 | 0 | 7.316 | 0 | [9 empty] | 2.0348 | 0 | 0 | 0 | 0 | 0.8058 | 0 | 0 | 0 | 0 | 0 | 0 | 0 | 0 | 0 | 0 | 0 | 0 | 0 | 0 | 0 | 0 | 0.047552 | 0.00013 | 0.00025 | 0.00038 | 0.0005 | 0 | 0 | 0 |  | 0.056 | 0.0561 | 0.0788 | 0.0795
2014-12-24 | 16時 |  | 11.4242 | 0 | 3.4726 | 0 | [9 empty] | 1.2701 | 0 | 0 | 0 | 0 | 0.36322 | 0 | 0 | 0 | 0 | 0 | 0 | 0 | 0 | 0 | 0 | 0 | 0 | 0 | 0 | 0 | 0 | 0.047552 | 0.00013 | 0.00025 | 0.00038 | 0.0005 | 0 | 0 | 0 |  | 0.0483 | 0.0483 | 0.0711 | 0.0717
2014-12-24 | 17時 |  | 10.8179 | 0 | 3.3311 | 0 | [9 empty] | 1.1813 | 0 | 0 | 0 | 0 | 0.34828 | 0 | 0 | 0 | 0 | 0 | 0 | 0 | 0 | 0 | 0 | 0 | 0 | 0 | 0 | 0 | 0 | 0.047552 | 0.00013 | 0.00025 | 0.00038 | 0.0005 | 0 | 0 | 0 |  | 0.056 | 0.0561 | 0.0788 | 0.0795
2014-12-24 | 18時 |  | 6.8646 | 0 | 0 | 0 | [9 empty] | 0.73448 | 0 | 0 | 0 | 0 | 0 | 0 | 0 | 0 | 0 | 0 | 0 | 0 | 0 | 0 | 0 | 0 | 0 | 0 | 0 | 0 | 0 | 0.047552 | 0.00013 | 0.00025 | 0.00038 | 0.0005 | 0 | 0 | 0 |  | 0.056 | 0.0561 | 0.0788 | 0.0795
2014-12-24 | 19時 |  | 6.9751 | 0 | 12.1333 | 0 | [9 empty] | 0.75148 | 0 | 0 | 0 | 0 | 1.3141 | 0 | 0 | 0 | 0 | 0 | 0 | 0 | 0 | 0 | 0 | 0 | 0 | 0 | 0 | 0 | 0 | 0.047552 | 0.00013 | 0.00025 | 0.00038 | 0.0005 | 0 | 0 | 0 |  | 0.0483 | 0.0483 | 0.0711 | 0.0717
2014-12-24 | 20時 |  | 6.8185 | 0 | 5.6131 | 0 | [9 empty] | 0.73792 | 0 | 0 | 0 | 0 | 0.61627 | 0 | 0 | 0 | 0 | 0 | 0 | 0 | 0 | 0 | 0 | 0 | 0 | 0 | 0 | 0 | 0 | 0.047552 | 0.00054 | 0.00108 | 0.00163 | 0.00217 | 0.062335 | 0 | 0.0082775 |  | 0.1304 | 0.2048 | 0.3129 | 0.4626
2014-12-24 | 21時 |  | 7.087 | 0 | 4.5988 | 0 | [9 empty] | 0.76868 | 0 | 0 | 0 | 0 | 0.54222 | 0 | 0 | 0 | 0 | 0 | 0 | 0 | 0 | 0 | 0 | 0 | 0 | 0 | 0 | 0 | 0 | 0.047552 | 0.00033 | 0.00067 | 0.001 | 0.00133 | 0.12467 | 0.026771 | 0.031304 |  | 0.1755 | 0.2411 | 0.3322 | 0.4447
2014-12-24 | 22時 |  | 0 | 0 | 0 | 0 | [9 empty] | 0 | 0 | 0 | 0 | 0 | 0 | 0 | 0 | 0 | 0 | 0 | 0 | 0 | 0 | 0 | 0 | 0 | 0 | 0 | 0 | 0 | 0 | 0.047552 | 0.00352 | 0.00703 | 0.01055 | 0.01406 | 0.12467 | 0.16133 | 0.043827 |  | 0.051 | 0.0511 | 0.0952 | 0.0959
2014-12-24 | 23時 |  | 0 | 0 | 0 | 0 | [9 empty] | 0 | 0 | 0 | 0 | 0 | 0 | 0 | 0 | 0 | 0 | 0 | 0 | 0 | 0 | 0 | 0 | 0 | 0 | 0 | 0 | 0 | 0 | 0.047552 | 0.00628 | 0.01256 | 0.01884 | 0.02512 | 0.062335 | 0.15709 | 0.044922 |  | 0.1877 | 0.2176 | 0.2703 | 0.2709
2014-12-25 | 0時 |  | 0 | 0 | 0 | 0 | [9 empty] | 0 | 0 | 0 | 0 | 0 | 0 | 0 | 0 | 0 | 0 | 0 | 0 | 0 | 0 | 0 | 0 | 0 | 0 | 0 | 0 | 0 | 0 | 0.047552 | 0.00013 | 0.00025 | 0.00038 | 0.0005 | 0 | 0.078899 | 0.011656 |  | 0.1578 | 0.1578 | 0.1806 | 0.1812
2014-12-25 | 1時 |  | 0 | 0 | 0 | 0 | [9 empty] | 0 | 0 | 0 | 0 | 0 | 0 | 0 | 0 | 0 | 0 | 0 | 0 | 0 | 0 | 0 | 0 | 0 | 0 | 0 | 0 | 0 | 0 | 0.047552 | 0.00013 | 0.00025 | 0.00038 | 0.0005 | 0 | 0 | 0 |  | 0.0483 | 0.0483 | 0.0711 | 0.0717
2014-12-25 | 2時 |  | 0 | 0 | 0 | 0 | [9 empty] | 0 | 0 | 0 | 0 | 0 | 0 | 0 | 0 | 0 | 0 | 0 | 0 | 0 | 0 | 0 | 0 | 0 | 0 | 0 | 0 | 0 | 0 | 0.047552 | 0.00013 | 0.00025 | 0.00038 | 0.0005 | 0 | 0 | 0 |  | 0.056 | 0.0561 | 0.0788 | 0.0795
2014-12-25 | 3時 |  | 0 | 0 | 0 | 0 | [9 empty] | 0 | 0 | 0 | 0 | 0 | 0 | 0 | 0 | 0 | 0 | 0 | 0 | 0 | 0 | 0 | 0 | 0 | 0 | 0 | 0 | 0 | 0 | 0.047552 | 0.00013 | 0.00025 | 0.00038 | 0.0005 | 0 | 0 | 0 |  | 0.056 | 0.0561 | 0.0788 | 0.0795
2014-12-25 | 4時 |  | 0 | 0 | 0 | 0 | [9 empty] | 0 | 0 | 0 | 0 | 0 | 0 | 0 | 0 | 0 | 0 | 0 | 0 | 0 | 0 | 0 | 0 | 0 | 0 | 0 | 0 | 0 | 0 | 0.047552 | 0.00013 | 0.00025 | 0.00038 | 0.0005 | 0 | 0 | 0 |  | 0.0483 | 0.0483 | 0.0711 | 0.0717
2014-12-25 | 5時 |  | 27.0173 | 1.9832 | 0 | 0 | [9 empty] | 3.5898 | 0 | 0 | 0 | 0 | 0 | 0 | 0 | 0 | 0 | 0 | 0 | 0 | 0 | 0 | 0 | 0 | 0 | 0 | 0 | 0 | 0 | 0.047552 | 0.00013 | 0.00025 | 0.00038 | 0.0005 | 0 | 0 | 0 |  | 0.056 | 0.0561 | 0.0788 | 0.0795
2014-12-25 | 6時 |  | 11.4554 | 0 | 0 | 0 | [9 empty] | 1.3104 | 0 | 0 | 0 | 0 | 0 | 0 | 0 | 0 | 0 | 0 | 0 | 0 | 0 | 0 | 0 | 0 | 0 | 0 | 0 | 0 | 0 | 0.047552 | 0.00338 | 0.00675 | 0.01013 | 0.01351 | 0 | 0.024649 | 0.011815 |  | 0.1925 | 0.2611 | 0.3525 | 0.3531
2014-12-25 | 7時 |  | 9.9979 | 0 | 0 | 0 | [9 empty] | 1.1151 | 0 | 0 | 0 | 0 | 0 | 0 | 0 | 0 | 0 | 0 | 0 | 0 | 0 | 0 | 0 | 0 | 0 | 0 | 0 | 0 | 0 | 0.047552 | 0.00054 | 0.00108 | 0.00163 | 0.00217 | 0.13859 | 0.053895 | 0.036861 |  | 0.1524 | 0.248 | 0.3662 | 0.3669
2014-12-25 | 8時 |  | 8.7567 | 0 | 0 | 0 | [9 empty] | 0.96525 | 0 | 0 | 0 | 0 | 0 | 0 | 0 | 0 | 0 | 0 | 0 | 0 | 0 | 0 | 0 | 0 | 0 | 0 | 0 | 0 | 0 | 0.047552 | 0.00054 | 0.00108 | 0.00163 | 0.00217 | 0.093503 | 0 | 0.035602 |  | 0.1091 | 0.1448 | 0.2032 | 0.2039
2014-12-25 | 9時 |  | 0 | 0 | 0 | 0 | [9 empty] | 0 | 0 | 0 | 0 | 0 | 0 | 0 | 0 | 0 | 0 | 0 | 0 | 0 | 0 | 0 | 0 | 0 | 0 | 0 | 0 | 0 | 0 | 0.047552 | 0.00013 | 0.00025 | 0.00038 | 0.0005 | 0.17838 | 0.10971 | 0.042749 |  | 0.3011 | 0.3368 | 0.3953 | 0.396
2014-12-25 | 10時 |  | 0 | 0 | 0 | 0 | [9 empty] | 0 | 0 | 0 | 0 | 0 | 0 | 0 | 0 | 0 | 0 | 0 | 0 | 0 | 0 | 0 | 0 | 0 | 0 | 0 | 0 | 0 | 0 | 0.047552 | 0.00033 | 0.00067 | 0.001 | 0.00133 | 0.093503 | 0 | 0.012523 |  | 0.0483 | 0.0483 | 0.0711 | 0.0717
2014-12-25 | 11時 |  | 4.4319 | 0 | 0 | 0 | [9 empty] | 0.4183 | 0 | 0 | 0 | 0 | 0 | 0 | 0 | 0 | 0 | 0 | 0 | 0 | 0 | 0 | 0 | 0 | 0 | 0 | 0 | 0 | 0 | 0.047552 | 0.00013 | 0.00025 | 0.00038 | 0.0005 | 0 | 0 | 0.0052775 |  | 0.056 | 0.0561 | 0.0788 | 0.0795
2014-12-25 | 12時 |  | 0.065423 | 0 | 0 | 0 | [9 empty] | 0.12895 | 0 | 0 | 0 | 0 | 0 | 0 | 0 | 0 | 0 | 0 | 0 | 0 | 0 | 0 | 0 | 0 | 0 | 0 | 0 | 0 | 0 | 0.047552 | 0.00338 | 0.00675 | 0.01013 | 0.01351 | 0.05371 | 0 | 0.0052775 |  | 0.1983 | 0.2727 | 0.3698 | 0.3705
2014-12-25 | 13時 |  | 0 | 0 | 0 | 0 | [9 empty] | 0 | 0 | 0 | 0 | 0 | 0 | 0 | 0 | 0 | 0 | 0 | 0 | 0 | 0 | 0 | 0 | 0 | 0 | 0 | 0 | 0 | 0 | 0.047552 | 0.00033 | 0.00067 | 0.001 | 0.00133 | 0.11604 | 0 | 0 |  | 0.0483 | 0.0483 | 0.0711 | 0.0717
2014-12-25 | 14時 |  | 0 | 0 | 0 | 0 | [9 empty] | 0 | 0 | 0 | 0 | 0 | 0 | 0 | 0 | 0 | 0 | 0 | 0 | 0 | 0 | 0 | 0 | 0 | 0 | 0 | 0 | 0 | 0 | 0.047552 | 0.00013 | 0.00025 | 0.00038 | 0.0005 | 0.031168 | 0 | 0.017801 |  | 0.056 | 0.0561 | 0.0788 | 0.0795
2014-12-25 | 15時 |  | 7.7972 | 0 | 0 | 0 | [9 empty] | 0.70877 | 0 | 0 | 0 | 0 | 0 | 0 | 0 | 0 | 0 | 0 | 0 | 0 | 0 | 0 | 0 | 0 | 0 | 0 | 0 | 0 | 0 | 0.047552 | 0.00013 | 0.00025 | 0.00038 | 0.0005 | 0 | 0 | 0 |  | 0.056 | 0.0561 | 0.0788 | 0.0795
2014-12-25 | 16時 |  | 6.3628 | 0 | 0 | 0 | [9 empty] | 0.61725 | 0 | 0 | 0 | 0 | 0 | 0 | 0 | 0 | 0 | 0 | 0 | 0 | 0 | 0 | 0 | 0 | 0 | 0 | 0 | 0 | 0 | 0.047552 | 0.00033 | 0.00067 | 0.001 | 0.00133 | 0.062335 | 0 | 0.0052775 |  | 0.0483 | 0.0483 | 0.0711 | 0.0717
2014-12-25 | 17時 |  | 11.1119 | 0 | 6.2491 | 0 | [9 empty] | 0.98343 | 0 | 0 | 0 | 0 | 0.55375 | 0 | 0 | 0 | 0 | 0 | 0 | 0 | 0 | 0 | 0 | 0 | 0 | 0 | 0 | 0 | 0 | 0.047552 | 0.00033 | 0.00067 | 0.001 | 0.00133 | 0.10536 | 0 | 0.0082775 |  | 0.1304 | 0.2048 | 0.3019 | 0.3026
2014-12-25 | 18時 |  | 11.5479 | 0 | 0 | 0 | [9 empty] | 1.0217 | 0 | 0 | 0 | 0 | 0 | 0 | 0 | 0 | 0 | 0 | 0 | 0 | 0 | 0 | 0 | 0 | 0 | 0 | 0 | 0 | 0 | 0.047552 | 0.00642 | 0.01284 | 0.01926 | 0.02568 | 0.12467 | 0 | 0.0082775 |  | 0.303 | 0.3387 | 0.3972 | 0.5469
2014-12-25 | 19時 |  | 7.2127 | 0 | 7.1089 | 0 | [9 empty] | 0.70356 | 0 | 0 | 0 | 0 | 0.65013 | 0 | 0 | 0 | 0 | 0 | 0 | 0 | 0 | 0 | 0 | 0 | 0 | 0 | 0 | 0 | 0 | 0.047552 | 0.00642 | 0.01284 | 0.01926 | 0.02568 | 0.21072 | 0.10708 | 0.0082775 |  | 0.0991 | 0.1348 | 0.1932 | 0.1939
2014-12-25 | 20時 |  | 7.7017 | 0 | 6.4922 | 0 | [9 empty] | 0.73363 | 0 | 0 | 0 | 0 | 0.58466 | 0 | 0 | 0 | 0 | 0 | 0 | 0 | 0 | 0 | 0 | 0 | 0 | 0 | 0 | 0 | 0 | 0.047552 | 0.00033 | 0.00067 | 0.001 | 0.00133 | 0.14927 | 0.027125 | 0 |  | 0.0917 | 0.1275 | 0.2102 | 0.2109
2014-12-25 | 21時 |  | 8.1499 | 0 | 7.9684 | 0 | [9 empty] | 0.76738 | 0 | 0 | 0 | 0 | 0.73921 | 0 | 0 | 0 | 0 | 0 | 0 | 0 | 0 | 0 | 0 | 0 | 0 | 0 | 0 | 0 | 0 | 0.047552 | 0.00033 | 0.00067 | 0.001 | 0.00133 | 0.14618 | 0.10814 | 0.031304 |  | 0.1216 | 0.1873 | 0.2837 | 0.2844
2014-12-25 | 22時 |  | 8.5155 | 0 | 3.1313 | 0 | [9 empty] | 0.79388 | 0 | 0 | 0 | 0 | 0.30348 | 0 | 0 | 0 | 0 | 0 | 0 | 0 | 0 | 0 | 0 | 0 | 0 | 0 | 0 | 0 | 0 | 0.047552 | 0.00628 | 0.01256 | 0.01884 | 0.02512 | 0.12467 | 0.16133 | 0.043827 |  | 0.1738 | 0.1917 | 0.262 | 0.2626
2014-12-25 | 23時 |  | 0 | 0 | 0 | 0 | [9 empty] | 0 | 0 | 0 | 0 | 0 | 0 | 0 | 0 | 0 | 0 | 0 | 0 | 0 | 0 | 0 | 0 | 0 | 0 | 0 | 0 | 0 | 0 | 0.047552 | 0.0067 | 0.01339 | 0.02009 | 0.02679 | 0.12467 | 0.18881 | 0.031848 |  | 0.1877 | 0.2176 | 0.2756 | 0.2763
2014-12-26 | 0時 |  | 0 | 0 | 0 | 0 | [9 empty] | 0 | 0 | 0 | 0 | 0 | 0 | 0 | 0 | 0 | 0 | 0 | 0 | 0 | 0 | 0 | 0 | 0 | 0 | 0 | 0 | 0 | 0 | 0.047552 | 0.00013 | 0.00025 | 0.00038 | 0.0005 | 0 | 0.078899 | 0.011656 |  | 0.1578 | 0.1578 | 0.1806 | 0.1812
2014-12-26 | 1時 |  | 0 | 0 | 0 | 0 | [9 empty] | 0 | 0 | 0 | 0 | 0 | 0 | 0 | 0 | 0 | 0 | 0 | 0 | 0 | 0 | 0 | 0 | 0 | 0 | 0 | 0 | 0 | 0 | 0.047552 | 0.00013 | 0.00025 | 0.00038 | 0.0005 | 0 | 0 | 0 |  | 0.0483 | 0.0483 | 0.0711 | 0.0717
2014-12-26 | 2時 |  | 0 | 0 | 0 | 0 | [9 empty] | 0 | 0 | 0 | 0 | 0 | 0 | 0 | 0 | 0 | 0 | 0 | 0 | 0 | 0 | 0 | 0 | 0 | 0 | 0 | 0 | 0 | 0 | 0.047552 | 0.00013 | 0.00025 | 0.00038 | 0.0005 | 0 | 0 | 0 |  | 0.056 | 0.0561 | 0.0788 | 0.0795
2014-12-26 | 3時 |  | 0 | 0 | 0 | 0 | [9 empty] | 0 | 0 | 0 | 0 | 0 | 0 | 0 | 0 | 0 | 0 | 0 | 0 | 0 | 0 | 0 | 0 | 0 | 0 | 0 | 0 | 0 | 0 | 0.047552 | 0.00013 | 0.00025 | 0.00038 | 0.0005 | 0 | 0 | 0 |  | 0.056 | 0.0561 | 0.0788 | 0.0795
2014-12-26 | 4時 |  | 0 | 0 | 0 | 0 | [9 empty] | 0 | 0 | 0 | 0 | 0 | 0 | 0 | 0 | 0 | 0 | 0 | 0 | 0 | 0 | 0 | 0 | 0 | 0 | 0 | 0 | 0 | 0 | 0.047552 | 0.00013 | 0.00025 | 0.00038 | 0.0005 | 0 | 0 | 0 |  | 0.0483 | 0.0483 | 0.0711 | 0.0717
2014-12-26 | 5時 |  | 20.0982 | 13.0174 | 0 | 0 | [9 empty] | 3.6298 | 0 | 0 | 0 | 0 | 0 | 0 | 0 | 0 | 0 | 0 | 0 | 0 | 0 | 0 | 0 | 0 | 0 | 0 | 0 | 0 | 0 | 0.047552 | 0.00013 | 0.00025 | 0.00038 | 0.0005 | 0 | 0 | 0 |  | 0.056 | 0.0561 | 0.0788 | 0.0795
2014-12-26 | 6時 |  | 13.7473 | 0 | 0 | 0 | [9 empty] | 1.7842 | 0 | 0 | 0 | 0 | 0 | 0 | 0 | 0 | 0 | 0 | 0 | 0 | 0 | 0 | 0 | 0 | 0 | 0 | 0 | 0 | 0 | 0.047552 | 0.00338 | 0.00675 | 0.01013 | 0.01351 | 0 | 0.024649 | 0.011815 |  | 0.1925 | 0.2611 | 0.3525 | 0.3531
2014-12-26 | 7時 |  | 11.5282 | 0 | 0 | 0 | [9 empty] | 1.3923 | 0 | 0 | 0 | 0 | 0 | 0 | 0 | 0 | 0 | 0 | 0 | 0 | 0 | 0 | 0 | 0 | 0 | 0 | 0 | 0 | 0 | 0.047552 | 0.00054 | 0.00108 | 0.00163 | 0.00217 | 0.13859 | 0.053895 | 0.036861 |  | 0.1524 | 0.248 | 0.3662 | 0.3669
2014-12-26 | 8時 |  | 8.6404 | 0 | 0 | 0 | [9 empty] | 0.79822 | 0 | 0 | 0 | 0 | 0 | 0 | 0 | 0 | 0 | 0 | 0 | 0 | 0 | 0 | 0 | 0 | 0 | 0 | 0 | 0 | 0 | 0.047552 | 0.00054 | 0.00108 | 0.00163 | 0.00217 | 0.093503 | 0 | 0.035602 |  | 0.1091 | 0.1448 | 0.2032 | 0.2039
2014-12-26 | 9時 |  | 0 | 0 | 0 | 0 | [9 empty] | 0 | 0 | 0 | 0 | 0 | 0 | 0 | 0 | 0 | 0 | 0 | 0 | 0 | 0 | 0 | 0 | 0 | 0 | 0 | 0 | 0 | 0 | 0.047552 | 0.00013 | 0.00025 | 0.00038 | 0.0005 | 0.17838 | 0.10971 | 0.042749 |  | 0.3011 | 0.3368 | 0.3953 | 0.396
2014-12-26 | 10時 |  | 0 | 0 | 0 | 0 | [9 empty] | 0 | 0 | 0 | 0 | 0 | 0 | 0 | 0 | 0 | 0 | 0 | 0 | 0 | 0 | 0 | 0 | 0 | 0 | 0 | 0 | 0 | 0 | 0.047552 | 0.00033 | 0.00067 | 0.001 | 0.00133 | 0.093503 | 0 | 0.012523 |  | 0.0483 | 0.0483 | 0.0711 | 0.0717
2014-12-26 | 11時 |  | 8.5611 | 0 | 0 | 0 | [9 empty] | 0.72579 | 0 | 0 | 0 | 0 | 0 | 0 | 0 | 0 | 0 | 0 | 0 | 0 | 0 | 0 | 0 | 0 | 0 | 0 | 0 | 0 | 0 | 0.047552 | 0.00013 | 0.00025 | 0.00038 | 0.0005 | 0 | 0 | 0.0052775 |  | 0.056 | 0.0561 | 0.0788 | 0.0795
2014-12-26 | 12時 |  | 2.8369 | 0 | 0 | 0 | [9 empty] | 0.32058 | 0 | 0 | 0 | 0 | 0 | 0 | 0 | 0 | 0 | 0 | 0 | 0 | 0 | 0 | 0 | 0 | 0 | 0 | 0 | 0 | 0 | 0.047552 | 0.00338 | 0.00675 | 0.01013 | 0.01351 | 0.05371 | 0 | 0.0052775 |  | 0.1983 | 0.2727 | 0.3698 | 0.3705
2014-12-26 | 13時 |  | 0 | 0 | 0 | 0 | [9 empty] | 0 | 0 | 0 | 0 | 0 | 0 | 0 | 0 | 0 | 0 | 0 | 0 | 0 | 0 | 0 | 0 | 0 | 0 | 0 | 0 | 0 | 0 | 0.047552 | 0.00033 | 0.00067 | 0.001 | 0.00133 | 0.11604 | 0 | 0 |  | 0.0483 | 0.0483 | 0.0711 | 0.0717
2014-12-26 | 14時 |  | 0 | 0 | 0 | 0 | [9 empty] | 0 | 0 | 0 | 0 | 0 | 0 | 0 | 0 | 0 | 0 | 0 | 0 | 0 | 0 | 0 | 0 | 0 | 0 | 0 | 0 | 0 | 0 | 0.047552 | 0.00013 | 0.00025 | 0.00038 | 0.0005 | 0.031168 | 0 | 0.017801 |  | 0.056 | 0.0561 | 0.0788 | 0.0795
2014-12-26 | 15時 |  | 12.8901 | 0 | 0 | 0 | [9 empty] | 1.0733 | 0 | 0 | 0 | 0 | 0 | 0 | 0 | 0 | 0 | 0 | 0 | 0 | 0 | 0 | 0 | 0 | 0 | 0 | 0 | 0 | 0 | 0.047552 | 0.00013 | 0.00025 | 0.00038 | 0.0005 | 0 | 0 | 0 |  | 0.056 | 0.0561 | 0.0788 | 0.0795
2014-12-26 | 16時 |  | 7.9966 | 0 | 0 | 0 | [9 empty] | 0.69769 | 0 | 0 | 0 | 0 | 0 | 0 | 0 | 0 | 0 | 0 | 0 | 0 | 0 | 0 | 0 | 0 | 0 | 0 | 0 | 0 | 0 | 0.047552 | 0.00033 | 0.00067 | 0.001 | 0.00133 | 0.062335 | 0 | 0.0052775 |  | 0.0483 | 0.0483 | 0.0711 | 0.0717
2014-12-26 | 17時 |  | 11.5462 | 0 | 8.4143 | 0 | [9 empty] | 1.3221 | 0 | 0 | 0 | 0 | 1.0338 | 0 | 0 | 0 | 0 | 0 | 0 | 0 | 0 | 0 | 0 | 0 | 0 | 0 | 0 | 0 | 0 | 0.047552 | 0.00033 | 0.00067 | 0.001 | 0.00133 | 0.10536 | 0 | 0.0082775 |  | 0.1304 | 0.2048 | 0.3019 | 0.3026
2014-12-26 | 18時 |  | 11.5235 | 0 | 0 | 0 | [9 empty] | 1.3188 | 0 | 0 | 0 | 0 | 0 | 0 | 0 | 0 | 0 | 0 | 0 | 0 | 0 | 0 | 0 | 0 | 0 | 0 | 0 | 0 | 0 | 0.047552 | 0.00642 | 0.01284 | 0.01926 | 0.02568 | 0.12467 | 0 | 0.0082775 |  | 0.303 | 0.3387 | 0.3972 | 0.5469
2014-12-26 | 19時 |  | 7.2404 | 0 | 8.3625 | 0 | [9 empty] | 0.81052 | 0 | 0 | 0 | 0 | 1.0245 | 0 | 0 | 0 | 0 | 0 | 0 | 0 | 0 | 0 | 0 | 0 | 0 | 0 | 0 | 0 | 0 | 0.047552 | 0.00642 | 0.01284 | 0.01926 | 0.02568 | 0.21072 | 0.10708 | 0.0082775 |  | 0.0991 | 0.1348 | 0.1932 | 0.1939
2014-12-26 | 20時 |  | 7.6568 | 0 | 6.6789 | 0 | [9 empty] | 0.85993 | 0 | 0 | 0 | 0 | 0.76726 | 0 | 0 | 0 | 0 | 0 | 0 | 0 | 0 | 0 | 0 | 0 | 0 | 0 | 0 | 0 | 0 | 0.047552 | 0.00033 | 0.00067 | 0.001 | 0.00133 | 0.14927 | 0.027125 | 0 |  | 0.0917 | 0.1275 | 0.2102 | 0.2109
2014-12-26 | 21時 |  | 7.9613 | 0 | 8.0097 | 0 | [9 empty] | 0.89262 | 0 | 0 | 0 | 0 | 0.89598 | 0 | 0 | 0 | 0 | 0 | 0 | 0 | 0 | 0 | 0 | 0 | 0 | 0 | 0 | 0 | 0 | 0.047552 | 0.00033 | 0.00067 | 0.001 | 0.00133 | 0.14618 | 0.10814 | 0.031304 |  | 0.1216 | 0.1873 | 0.2837 | 0.2844
2014-12-26 | 22時 |  | 8.2534 | 0 | 3.0857 | 0 | [9 empty] | 0.92782 | 0 | 0 | 0 | 0 | 0.35117 | 0 | 0 | 0 | 0 | 0 | 0 | 0 | 0 | 0 | 0 | 0 | 0 | 0 | 0 | 0 | 0 | 0.047552 | 0.00628 | 0.01256 | 0.01884 | 0.02512 | 0.12467 | 0.16133 | 0.043827 |  | 0.1738 | 0.1917 | 0.262 | 0.2626
2014-12-26 | 23時 |  | 0 | 0 | 0 | 0 | [9 empty] | 0 | 0 | 0 | 0 | 0 | 0 | 0 | 0 | 0 | 0 | 0 | 0 | 0 | 0 | 0 | 0 | 0 | 0 | 0 | 0 | 0 | 0 | 0.047552 | 0.0067 | 0.01339 | 0.02009 | 0.02679 | 0.12467 | 0.18881 | 0.031848 |  | 0.1877 | 0.2176 | 0.2756 | 0.2763
2014-12-27 | 0時 |  | 0 | 0 | 0 | 0 | [9 empty] | 0 | 0 | 0 | 0 | 0 | 0 | 0 | 0 | 0 | 0 | 0 | 0 | 0 | 0 | 0 | 0 | 0 | 0 | 0 | 0 | 0 | 0 | 0.047552 | 0.00013 | 0.00025 | 0.00038 | 0.0005 | 0 | 0.078899 | 0.011656 |  | 0.1578 | 0.1578 | 0.1806 | 0.1812
2014-12-27 | 1時 |  | 0 | 0 | 0 | 0 | [9 empty] | 0 | 0 | 0 | 0 | 0 | 0 | 0 | 0 | 0 | 0 | 0 | 0 | 0 | 0 | 0 | 0 | 0 | 0 | 0 | 0 | 0 | 0 | 0.047552 | 0.00013 | 0.00025 | 0.00038 | 0.0005 | 0 | 0 | 0 |  | 0.0483 | 0.0483 | 0.0711 | 0.0717
2014-12-27 | 2時 |  | 0 | 0 | 0 | 0 | [9 empty] | 0 | 0 | 0 | 0 | 0 | 0 | 0 | 0 | 0 | 0 | 0 | 0 | 0 | 0 | 0 | 0 | 0 | 0 | 0 | 0 | 0 | 0 | 0.047552 | 0.00013 | 0.00025 | 0.00038 | 0.0005 | 0 | 0 | 0 |  | 0.056 | 0.0561 | 0.0788 | 0.0795
2014-12-27 | 3時 |  | 0 | 0 | 0 | 0 | [9 empty] | 0 | 0 | 0 | 0 | 0 | 0 | 0 | 0 | 0 | 0 | 0 | 0 | 0 | 0 | 0 | 0 | 0 | 0 | 0 | 0 | 0 | 0 | 0.047552 | 0.00013 | 0.00025 | 0.00038 | 0.0005 | 0 | 0 | 0 |  | 0.056 | 0.0561 | 0.0788 | 0.0795
2014-12-27 | 4時 |  | 0 | 0 | 0 | 0 | [9 empty] | 0 | 0 | 0 | 0 | 0 | 0 | 0 | 0 | 0 | 0 | 0 | 0 | 0 | 0 | 0 | 0 | 0 | 0 | 0 | 0 | 0 | 0 | 0.047552 | 0.00013 | 0.00025 | 0.00038 | 0.0005 | 0 | 0 | 0 |  | 0.0483 | 0.0483 | 0.0711 | 0.0717
2014-12-27 | 5時 |  | 20.0473 | 13.5725 | 0 | 0 | [9 empty] | 3.6551 | 0 | 0 | 0 | 0 | 0 | 0 | 0 | 0 | 0 | 0 | 0 | 0 | 0 | 0 | 0 | 0 | 0 | 0 | 0 | 0 | 0 | 0.047552 | 0.00013 | 0.00025 | 0.00038 | 0.0005 | 0 | 0 | 0 |  | 0.056 | 0.0561 | 0.0788 | 0.0795
2014-12-27 | 6時 |  | 14.0121 | 0 | 0 | 0 | [9 empty] | 1.8424 | 0 | 0 | 0 | 0 | 0 | 0 | 0 | 0 | 0 | 0 | 0 | 0 | 0 | 0 | 0 | 0 | 0 | 0 | 0 | 0 | 0 | 0.047552 | 0.00338 | 0.00675 | 0.01013 | 0.01351 | 0 | 0.024649 | 0.011815 |  | 0.1925 | 0.2611 | 0.3525 | 0.3531
2014-12-27 | 7時 |  | 7.3535 | 0 | 0 | 0 | [9 empty] | 0.88659 | 0 | 0 | 0 | 0 | 0 | 0 | 0 | 0 | 0 | 0 | 0 | 0 | 0 | 0 | 0 | 0 | 0 | 0 | 0 | 0 | 0 | 0.047552 | 0.00054 | 0.00108 | 0.00163 | 0.00217 | 0.13859 | 0.053895 | 0.036861 |  | 0.1524 | 0.248 | 0.3662 | 0.3669
2014-12-27 | 8時 |  | 7.6372 | 0 | 0 | 0 | [9 empty] | 0.89101 | 0 | 0 | 0 | 0 | 0 | 0 | 0 | 0 | 0 | 0 | 0 | 0 | 0 | 0 | 0 | 0 | 0 | 0 | 0 | 0 | 0 | 0.047552 | 0.00054 | 0.00108 | 0.00163 | 0.00217 | 0.093503 | 0 | 0.035602 |  | 0.1091 | 0.1448 | 0.2032 | 0.2039
2014-12-27 | 9時 |  | 0 | 0 | 0 | 0 | [9 empty] | 0 | 0 | 0 | 0 | 0 | 0 | 0 | 0 | 0 | 0 | 0 | 0 | 0 | 0 | 0 | 0 | 0 | 0 | 0 | 0 | 0 | 0 | 0.047552 | 0.00013 | 0.00025 | 0.00038 | 0.0005 | 0.17838 | 0.10971 | 0.042749 |  | 0.3011 | 0.3368 | 0.3953 | 0.396
2014-12-27 | 10時 |  | 0 | 0 | 0 | 0 | [9 empty] | 0 | 0 | 0 | 0 | 0 | 0 | 0 | 0 | 0 | 0 | 0 | 0 | 0 | 0 | 0 | 0 | 0 | 0 | 0 | 0 | 0 | 0 | 0.047552 | 0.00033 | 0.00067 | 0.001 | 0.00133 | 0.093503 | 0 | 0.012523 |  | 0.0483 | 0.0483 | 0.0711 | 0.0717
2014-12-27 | 11時 |  | 5.7811 | 0 | 0 | 0 | [9 empty] | 0.50381 | 0 | 0 | 0 | 0 | 0 | 0 | 0 | 0 | 0 | 0 | 0 | 0 | 0 | 0 | 0 | 0 | 0 | 0 | 0 | 0 | 0 | 0.047552 | 0.00013 | 0.00025 | 0.00038 | 0.0005 | 0 | 0 | 0.0052775 |  | 0.056 | 0.0561 | 0.0788 | 0.0795
2014-12-27 | 12時 |  | 1.9516 | 0 | 0 | 0 | [9 empty] | 0.25412 | 0 | 0 | 0 | 0 | 0 | 0 | 0 | 0 | 0 | 0 | 0 | 0 | 0 | 0 | 0 | 0 | 0 | 0 | 0 | 0 | 0 | 0.047552 | 0.00338 | 0.00675 | 0.01013 | 0.01351 | 0.05371 | 0 | 0.0052775 |  | 0.1983 | 0.2727 | 0.3698 | 0.3705
2014-12-27 | 13時 |  | 0 | 0 | 0 | 0 | [9 empty] | 0 | 0 | 0 | 0 | 0 | 0 | 0 | 0 | 0 | 0 | 0 | 0 | 0 | 0 | 0 | 0 | 0 | 0 | 0 | 0 | 0 | 0 | 0.047552 | 0.00033 | 0.00067 | 0.001 | 0.00133 | 0.11604 | 0 | 0 |  | 0.0483 | 0.0483 | 0.0711 | 0.0717
2014-12-27 | 14時 |  | 0 | 0 | 0 | 0 | [9 empty] | 0 | 0 | 0 | 0 | 0 | 0 | 0 | 0 | 0 | 0 | 0 | 0 | 0 | 0 | 0 | 0 | 0 | 0 | 0 | 0 | 0 | 0 | 0.047552 | 0.00013 | 0.00025 | 0.00038 | 0.0005 | 0.031168 | 0 | 0.017801 |  | 0.056 | 0.0561 | 0.0788 | 0.0795
2014-12-27 | 15時 |  | 10.4154 | 0 | 0 | 0 | [9 empty] | 0.85981 | 0 | 0 | 0 | 0 | 0 | 0 | 0 | 0 | 0 | 0 | 0 | 0 | 0 | 0 | 0 | 0 | 0 | 0 | 0 | 0 | 0 | 0.047552 | 0.00013 | 0.00025 | 0.00038 | 0.0005 | 0 | 0 | 0 |  | 0.056 | 0.0561 | 0.0788 | 0.0795
2014-12-27 | 16時 |  | 7.0844 | 0 | 0 | 0 | [9 empty] | 0.62878 | 0 | 0 | 0 | 0 | 0 | 0 | 0 | 0 | 0 | 0 | 0 | 0 | 0 | 0 | 0 | 0 | 0 | 0 | 0 | 0 | 0 | 0.047552 | 0.00033 | 0.00067 | 0.001 | 0.00133 | 0.062335 | 0 | 0.0052775 |  | 0.0483 | 0.0483 | 0.0711 | 0.0717
2014-12-27 | 17時 |  | 10.7845 | 0 | 7.2421 | 0 | [9 empty] | 0.91149 | 0 | 0 | 0 | 0 | 0.60722 | 0 | 0 | 0 | 0 | 0 | 0 | 0 | 0 | 0 | 0 | 0 | 0 | 0 | 0 | 0 | 0 | 0.047552 | 0.00033 | 0.00067 | 0.001 | 0.00133 | 0.10536 | 0 | 0.0082775 |  | 0.1304 | 0.2048 | 0.3019 | 0.3026
2014-12-27 | 18時 |  | 11.3787 | 0 | 0 | 0 | [9 empty] | 0.98113 | 0 | 0 | 0 | 0 | 0 | 0 | 0 | 0 | 0 | 0 | 0 | 0 | 0 | 0 | 0 | 0 | 0 | 0 | 0 | 0 | 0 | 0.047552 | 0.00642 | 0.01284 | 0.01926 | 0.02568 | 0.12467 | 0 | 0.0082775 |  | 0.303 | 0.3387 | 0.3972 | 0.5469
2014-12-27 | 19時 |  | 7.3674 | 0 | 7.7625 | 0 | [9 empty] | 0.8594 | 0 | 0 | 0 | 0 | 0.97295 | 0 | 0 | 0 | 0 | 0 | 0 | 0 | 0 | 0 | 0 | 0 | 0 | 0 | 0 | 0 | 0 | 0.047552 | 0.00642 | 0.01284 | 0.01926 | 0.02568 | 0.21072 | 0.10708 | 0.0082775 |  | 0.0991 | 0.1348 | 0.1932 | 0.1939
2014-12-27 | 20時 |  | 8.0564 | 0 | 6.7526 | 0 | [9 empty] | 0.94631 | 0 | 0 | 0 | 0 | 0.83243 | 0 | 0 | 0 | 0 | 0 | 0 | 0 | 0 | 0 | 0 | 0 | 0 | 0 | 0 | 0 | 0 | 0.047552 | 0.00033 | 0.00067 | 0.001 | 0.00133 | 0.14927 | 0.027125 | 0 |  | 0.0917 | 0.1275 | 0.2102 | 0.2109
2014-12-27 | 21時 |  | 8.5803 | 0 | 8.4455 | 0 | [9 empty] | 1.0093 | 0 | 0 | 0 | 0 | 1.012 | 0 | 0 | 0 | 0 | 0 | 0 | 0 | 0 | 0 | 0 | 0 | 0 | 0 | 0 | 0 | 0 | 0.047552 | 0.00033 | 0.00067 | 0.001 | 0.00133 | 0.14618 | 0.10814 | 0.031304 |  | 0.1216 | 0.1873 | 0.2837 | 0.2844
2014-12-27 | 22時 |  | 9.1711 | 0 | 3.3982 | 0 | [9 empty] | 1.0915 | 0 | 0 | 0 | 0 | 0.41412 | 0 | 0 | 0 | 0 | 0 | 0 | 0 | 0 | 0 | 0 | 0 | 0 | 0 | 0 | 0 | 0 | 0.047552 | 0.00628 | 0.01256 | 0.01884 | 0.02512 | 0.12467 | 0.16133 | 0.043827 |  | 0.1738 | 0.1917 | 0.262 | 0.2626
2014-12-27 | 23時 |  | 0 | 0 | 0 | 0 | [9 empty] | 0 | 0 | 0 | 0 | 0 | 0 | 0 | 0 | 0 | 0 | 0 | 0 | 0 | 0 | 0 | 0 | 0 | 0 | 0 | 0 | 0 | 0 | 0.047552 | 0.0067 | 0.01339 | 0.02009 | 0.02679 | 0.12467 | 0.18881 | 0.031848 |  | 0.1877 | 0.2176 | 0.2756 | 0.2763
2014-12-28 | 0時 |  | 0 | 0 | 0 | 0 | [9 empty] | 0 | 0 | 0 | 0 | 0 | 0 | 0 | 0 | 0 | 0 | 0 | 0 | 0 | 0 | 0 | 0 | 0 | 0 | 0 | 0 | 0 | 0 | 0.047552 | 0.00013 | 0.00025 | 0.00038 | 0.0005 | 0 | 0.078899 | 0.011656 |  | 0.1578 | 0.1578 | 0.1806 | 0.1812
2014-12-28 | 1時 |  | 0 | 0 | 0 | 0 | [9 empty] | 0 | 0 | 0 | 0 | 0 | 0 | 0 | 0 | 0 | 0 | 0 | 0 | 0 | 0 | 0 | 0 | 0 | 0 | 0 | 0 | 0 | 0 | 0.047552 | 0.00013 | 0.00025 | 0.00038 | 0.0005 | 0 | 0 | 0 |  | 0.0483 | 0.0483 | 0.0711 | 0.0717
2014-12-28 | 2時 |  | 0 | 0 | 0 | 0 | [9 empty] | 0 | 0 | 0 | 0 | 0 | 0 | 0 | 0 | 0 | 0 | 0 | 0 | 0 | 0 | 0 | 0 | 0 | 0 | 0 | 0 | 0 | 0 | 0.047552 | 0.00013 | 0.00025 | 0.00038 | 0.0005 | 0 | 0 | 0 |  | 0.056 | 0.0561 | 0.0788 | 0.0795
2014-12-28 | 3時 |  | 0 | 0 | 0 | 0 | [9 empty] | 0 | 0 | 0 | 0 | 0 | 0 | 0 | 0 | 0 | 0 | 0 | 0 | 0 | 0 | 0 | 0 | 0 | 0 | 0 | 0 | 0 | 0 | 0.047552 | 0.00013 | 0.00025 | 0.00038 | 0.0005 | 0 | 0 | 0 |  | 0.056 | 0.0561 | 0.0788 | 0.0795
2014-12-28 | 4時 |  | 0 | 0 | 0 | 0 | [9 empty] | 0 | 0 | 0 | 0 | 0 | 0 | 0 | 0 | 0 | 0 | 0 | 0 | 0 | 0 | 0 | 0 | 0 | 0 | 0 | 0 | 0 | 0 | 0.047552 | 0.00013 | 0.00025 | 0.00038 | 0.0005 | 0 | 0 | 0 |  | 0.0483 | 0.0483 | 0.0711 | 0.0717
2014-12-28 | 5時 |  | 19.9896 | 17.1521 | 0 | 0 | [9 empty] | 3.7383 | 0 | 0 | 0 | 0 | 0 | 0 | 0 | 0 | 0 | 0 | 0 | 0 | 0 | 0 | 0 | 0 | 0 | 0 | 0 | 0 | 0 | 0.047552 | 0.00013 | 0.00025 | 0.00038 | 0.0005 | 0 | 0 | 0 |  | 0.056 | 0.0561 | 0.0788 | 0.0795
2014-12-28 | 6時 |  | 15.3619 | 0 | 0 | 0 | [9 empty] | 2.1743 | 0 | 0 | 0 | 0 | 0 | 0 | 0 | 0 | 0 | 0 | 0 | 0 | 0 | 0 | 0 | 0 | 0 | 0 | 0 | 0 | 0 | 0.047552 | 0.00338 | 0.00675 | 0.01013 | 0.01351 | 0 | 0.024649 | 0.011815 |  | 0.1925 | 0.2611 | 0.3525 | 0.3531
2014-12-28 | 7時 |  | 10.8708 | 0 | 0 | 0 | [9 empty] | 1.3282 | 0 | 0 | 0 | 0 | 0 | 0 | 0 | 0 | 0 | 0 | 0 | 0 | 0 | 0 | 0 | 0 | 0 | 0 | 0 | 0 | 0 | 0.047552 | 0.00054 | 0.00108 | 0.00163 | 0.00217 | 0.13859 | 0.053895 | 0.036861 |  | 0.1524 | 0.248 | 0.3662 | 0.3669
2014-12-28 | 8時 |  | 7.7012 | 0 | 0 | 0 | [9 empty] | 0.75422 | 0 | 0 | 0 | 0 | 0 | 0 | 0 | 0 | 0 | 0 | 0 | 0 | 0 | 0 | 0 | 0 | 0 | 0 | 0 | 0 | 0 | 0.047552 | 0.00054 | 0.00108 | 0.00163 | 0.00217 | 0.093503 | 0 | 0.035602 |  | 0.1091 | 0.1448 | 0.2032 | 0.2039
2014-12-28 | 9時 |  | 0 | 0 | 0 | 0 | [9 empty] | 0 | 0 | 0 | 0 | 0 | 0 | 0 | 0 | 0 | 0 | 0 | 0 | 0 | 0 | 0 | 0 | 0 | 0 | 0 | 0 | 0 | 0 | 0.047552 | 0.00013 | 0.00025 | 0.00038 | 0.0005 | 0.17838 | 0.10971 | 0.042749 |  | 0.3011 | 0.3368 | 0.3953 | 0.396
2014-12-28 | 10時 |  | 0 | 0 | 0 | 0 | [9 empty] | 0 | 0 | 0 | 0 | 0 | 0 | 0 | 0 | 0 | 0 | 0 | 0 | 0 | 0 | 0 | 0 | 0 | 0 | 0 | 0 | 0 | 0 | 0.047552 | 0.00033 | 0.00067 | 0.001 | 0.00133 | 0.093503 | 0 | 0.012523 |  | 0.0483 | 0.0483 | 0.0711 | 0.0717
2014-12-28 | 11時 |  | 8.7068 | 0 | 0 | 0 | [9 empty] | 0.72068 | 0 | 0 | 0 | 0 | 0 | 0 | 0 | 0 | 0 | 0 | 0 | 0 | 0 | 0 | 0 | 0 | 0 | 0 | 0 | 0 | 0 | 0.047552 | 0.00013 | 0.00025 | 0.00038 | 0.0005 | 0 | 0 | 0.0052775 |  | 0.056 | 0.0561 | 0.0788 | 0.0795
2014-12-28 | 12時 |  | 5.6646 | 0 | 0 | 0 | [9 empty] | 0.50642 | 0 | 0 | 0 | 0 | 0 | 0 | 0 | 0 | 0 | 0 | 0 | 0 | 0 | 0 | 0 | 0 | 0 | 0 | 0 | 0 | 0 | 0.047552 | 0.00338 | 0.00675 | 0.01013 | 0.01351 | 0.05371 | 0 | 0.0052775 |  | 0.1983 | 0.2727 | 0.3698 | 0.3705
2014-12-28 | 13時 |  | 0 | 0 | 0 | 0 | [9 empty] | 0 | 0 | 0 | 0 | 0 | 0 | 0 | 0 | 0 | 0 | 0 | 0 | 0 | 0 | 0 | 0 | 0 | 0 | 0 | 0 | 0 | 0 | 0.047552 | 0.00033 | 0.00067 | 0.001 | 0.00133 | 0.11604 | 0 | 0 |  | 0.0483 | 0.0483 | 0.0711 | 0.0717
2014-12-28 | 14時 |  | 0 | 0 | 0 | 0 | [9 empty] | 0 | 0 | 0 | 0 | 0 | 0 | 0 | 0 | 0 | 0 | 0 | 0 | 0 | 0 | 0 | 0 | 0 | 0 | 0 | 0 | 0 | 0 | 0.047552 | 0.00013 | 0.00025 | 0.00038 | 0.0005 | 0.031168 | 0 | 0.017801 |  | 0.056 | 0.0561 | 0.0788 | 0.0795
2014-12-28 | 15時 |  | 14.5465 | 0 | 0 | 0 | [9 empty] | 1.237 | 0 | 0 | 0 | 0 | 0 | 0 | 0 | 0 | 0 | 0 | 0 | 0 | 0 | 0 | 0 | 0 | 0 | 0 | 0 | 0 | 0 | 0.047552 | 0.00013 | 0.00025 | 0.00038 | 0.0005 | 0 | 0 | 0 |  | 0.056 | 0.0561 | 0.0788 | 0.0795
2014-12-28 | 16時 |  | 8.3432 | 0 | 0 | 0 | [9 empty] | 0.69418 | 0 | 0 | 0 | 0 | 0 | 0 | 0 | 0 | 0 | 0 | 0 | 0 | 0 | 0 | 0 | 0 | 0 | 0 | 0 | 0 | 0 | 0.047552 | 0.00033 | 0.00067 | 0.001 | 0.00133 | 0.062335 | 0 | 0.0052775 |  | 0.0483 | 0.0483 | 0.0711 | 0.0717
2014-12-28 | 17時 |  | 11.0722 | 0 | 9.015 | 0 | [9 empty] | 0.90616 | 0 | 0 | 0 | 0 | 0.7497 | 0 | 0 | 0 | 0 | 0 | 0 | 0 | 0 | 0 | 0 | 0 | 0 | 0 | 0 | 0 | 0 | 0.047552 | 0.00033 | 0.00067 | 0.001 | 0.00133 | 0.10536 | 0 | 0.0082775 |  | 0.1304 | 0.2048 | 0.3019 | 0.3026
2014-12-28 | 18時 |  | 11.0534 | 0 | 0 | 0 | [9 empty] | 0.91378 | 0 | 0 | 0 | 0 | 0 | 0 | 0 | 0 | 0 | 0 | 0 | 0 | 0 | 0 | 0 | 0 | 0 | 0 | 0 | 0 | 0 | 0.047552 | 0.00642 | 0.01284 | 0.01926 | 0.02568 | 0.12467 | 0 | 0.0082775 |  | 0.303 | 0.3387 | 0.3972 | 0.5469
2014-12-28 | 19時 |  | 6.9257 | 0 | 8.5585 | 0 | [9 empty] | 0.59762 | 0 | 0 | 0 | 0 | 0.70678 | 0 | 0 | 0 | 0 | 0 | 0 | 0 | 0 | 0 | 0 | 0 | 0 | 0 | 0 | 0 | 0 | 0.047552 | 0.00642 | 0.01284 | 0.01926 | 0.02568 | 0.21072 | 0.10708 | 0.0082775 |  | 0.0991 | 0.1348 | 0.1932 | 0.1939
2014-12-28 | 20時 |  | 7.1111 | 0 | 6.4019 | 0 | [9 empty] | 0.60727 | 0 | 0 | 0 | 0 | 0.50759 | 0 | 0 | 0 | 0 | 0 | 0 | 0 | 0 | 0 | 0 | 0 | 0 | 0 | 0 | 0 | 0 | 0.047552 | 0.00033 | 0.00067 | 0.001 | 0.00133 | 0.14927 | 0.027125 | 0 |  | 0.0917 | 0.1275 | 0.2102 | 0.2109
2014-12-28 | 21時 |  | 7.387 | 0 | 7.4854 | 0 | [9 empty] | 0.63578 | 0 | 0 | 0 | 0 | 0.64164 | 0 | 0 | 0 | 0 | 0 | 0 | 0 | 0 | 0 | 0 | 0 | 0 | 0 | 0 | 0 | 0 | 0.047552 | 0.00033 | 0.00067 | 0.001 | 0.00133 | 0.14618 | 0.10814 | 0.031304 |  | 0.1216 | 0.1873 | 0.2837 | 0.2844
2014-12-28 | 22時 |  | 7.7958 | 0 | 2.9066 | 0 | [9 empty] | 0.85997 | 0 | 0 | 0 | 0 | 0.32633 | 0 | 0 | 0 | 0 | 0 | 0 | 0 | 0 | 0 | 0 | 0 | 0 | 0 | 0 | 0 | 0 | 0.047552 | 0.00628 | 0.01256 | 0.01884 | 0.02512 | 0.12467 | 0.16133 | 0.043827 |  | 0.1738 | 0.1917 | 0.262 | 0.2626
2014-12-28 | 23時 |  | 0 | 0 | 0 | 0 | [9 empty] | 0 | 0 | 0 | 0 | 0 | 0 | 0 | 0 | 0 | 0 | 0 | 0 | 0 | 0 | 0 | 0 | 0 | 0 | 0 | 0 | 0 | 0 | 0.047552 | 0.0067 | 0.01339 | 0.02009 | 0.02679 | 0.12467 | 0.18881 | 0.031848 |  | 0.1877 | 0.2176 | 0.2756 | 0.2763
2014-12-29 | 0時 |  | 0 | 0 | 0 | 0 | [9 empty] | 0 | 0 | 0 | 0 | 0 | 0 | 0 | 0 | 0 | 0 | 0 | 0 | 0 | 0 | 0 | 0 | 0 | 0 | 0 | 0 | 0 | 0 | 0.047552 | 0.00013 | 0.00025 | 0.00038 | 0.0005 | 0 | 0.078899 | 0.011656 |  | 0.1578 | 0.1578 | 0.1806 | 0.1812
2014-12-29 | 1時 |  | 0 | 0 | 0 | 0 | [9 empty] | 0 | 0 | 0 | 0 | 0 | 0 | 0 | 0 | 0 | 0 | 0 | 0 | 0 | 0 | 0 | 0 | 0 | 0 | 0 | 0 | 0 | 0 | 0.047552 | 0.00013 | 0.00025 | 0.00038 | 0.0005 | 0 | 0 | 0 |  | 0.0483 | 0.0483 | 0.0711 | 0.0717
2014-12-29 | 2時 |  | 0 | 0 | 0 | 0 | [9 empty] | 0 | 0 | 0 | 0 | 0 | 0 | 0 | 0 | 0 | 0 | 0 | 0 | 0 | 0 | 0 | 0 | 0 | 0 | 0 | 0 | 0 | 0 | 0.047552 | 0.00013 | 0.00025 | 0.00038 | 0.0005 | 0 | 0 | 0 |  | 0.056 | 0.0561 | 0.0788 | 0.0795
2014-12-29 | 3時 |  | 0 | 0 | 0 | 0 | [9 empty] | 0 | 0 | 0 | 0 | 0 | 0 | 0 | 0 | 0 | 0 | 0 | 0 | 0 | 0 | 0 | 0 | 0 | 0 | 0 | 0 | 0 | 0 | 0.047552 | 0.00013 | 0.00025 | 0.00038 | 0.0005 | 0 | 0 | 0 |  | 0.056 | 0.0561 | 0.0788 | 0.0795
2014-12-29 | 4時 |  | 0 | 0 | 0 | 0 | [9 empty] | 0 | 0 | 0 | 0 | 0 | 0 | 0 | 0 | 0 | 0 | 0 | 0 | 0 | 0 | 0 | 0 | 0 | 0 | 0 | 0 | 0 | 0 | 0.047552 | 0.00013 | 0.00025 | 0.00038 | 0.0005 | 0 | 0 | 0 |  | 0.0483 | 0.0483 | 0.0711 | 0.0717
2014-12-29 | 5時 |  | 20.4324 | 10.8161 | 0 | 0 | [9 empty] | 3.5829 | 0 | 0 | 0 | 0 | 0 | 0 | 0 | 0 | 0 | 0 | 0 | 0 | 0 | 0 | 0 | 0 | 0 | 0 | 0 | 0 | 0 | 0.047552 | 0.00013 | 0.00025 | 0.00038 | 0.0005 | 0 | 0 | 0 |  | 0.056 | 0.0561 | 0.0788 | 0.0795
2014-12-29 | 6時 |  | 12.4804 | 0 | 0 | 0 | [9 empty] | 1.4859 | 0 | 0 | 0 | 0 | 0 | 0 | 0 | 0 | 0 | 0 | 0 | 0 | 0 | 0 | 0 | 0 | 0 | 0 | 0 | 0 | 0 | 0.047552 | 0.00338 | 0.00675 | 0.01013 | 0.01351 | 0 | 0.024649 | 0.011815 |  | 0.1925 | 0.2611 | 0.3525 | 0.3531
2014-12-29 | 7時 |  | 10.7107 | 0 | 0 | 0 | [9 empty] | 1.2114 | 0 | 0 | 0 | 0 | 0 | 0 | 0 | 0 | 0 | 0 | 0 | 0 | 0 | 0 | 0 | 0 | 0 | 0 | 0 | 0 | 0 | 0.047552 | 0.00054 | 0.00108 | 0.00163 | 0.00217 | 0.13859 | 0.053895 | 0.036861 |  | 0.1524 | 0.248 | 0.3662 | 0.3669
2014-12-29 | 8時 |  | 9.3068 | 0 | 0 | 0 | [9 empty] | 1.0322 | 0 | 0 | 0 | 0 | 0 | 0 | 0 | 0 | 0 | 0 | 0 | 0 | 0 | 0 | 0 | 0 | 0 | 0 | 0 | 0 | 0 | 0.047552 | 0.00054 | 0.00108 | 0.00163 | 0.00217 | 0.093503 | 0 | 0.035602 |  | 0.1091 | 0.1448 | 0.2032 | 0.2039
2014-12-29 | 9時 |  | 0 | 0 | 0 | 0 | [9 empty] | 0 | 0 | 0 | 0 | 0 | 0 | 0 | 0 | 0 | 0 | 0 | 0 | 0 | 0 | 0 | 0 | 0 | 0 | 0 | 0 | 0 | 0 | 0.047552 | 0.00013 | 0.00025 | 0.00038 | 0.0005 | 0.17838 | 0.10971 | 0.042749 |  | 0.3011 | 0.3368 | 0.3953 | 0.396
2014-12-29 | 10時 |  | 0 | 0 | 0 | 0 | [9 empty] | 0 | 0 | 0 | 0 | 0 | 0 | 0 | 0 | 0 | 0 | 0 | 0 | 0 | 0 | 0 | 0 | 0 | 0 | 0 | 0 | 0 | 0 | 0.047552 | 0.00033 | 0.00067 | 0.001 | 0.00133 | 0.093503 | 0 | 0.012523 |  | 0.0483 | 0.0483 | 0.0711 | 0.0717
2014-12-29 | 11時 |  | 17.0436 | 0 | 0 | 0 | [9 empty] | 1.5235 | 0 | 0 | 0 | 0 | 0 | 0 | 0 | 0 | 0 | 0 | 0 | 0 | 0 | 0 | 0 | 0 | 0 | 0 | 0 | 0 | 0 | 0.047552 | 0.00013 | 0.00025 | 0.00038 | 0.0005 | 0 | 0 | 0.0052775 |  | 0.056 | 0.0561 | 0.0788 | 0.0795
2014-12-29 | 12時 |  | 8.2562 | 0 | 0 | 0 | [9 empty] | 0.66742 | 0 | 0 | 0 | 0 | 0 | 0 | 0 | 0 | 0 | 0 | 0 | 0 | 0 | 0 | 0 | 0 | 0 | 0 | 0 | 0 | 0 | 0.047552 | 0.00338 | 0.00675 | 0.01013 | 0.01351 | 0.05371 | 0 | 0.0052775 |  | 0.1983 | 0.2727 | 0.3698 | 0.3705
2014-12-29 | 13時 |  | 0 | 0 | 0 | 0 | [9 empty] | 0 | 0 | 0 | 0 | 0 | 0 | 0 | 0 | 0 | 0 | 0 | 0 | 0 | 0 | 0 | 0 | 0 | 0 | 0 | 0 | 0 | 0 | 0.047552 | 0.00033 | 0.00067 | 0.001 | 0.00133 | 0.11604 | 0 | 0 |  | 0.0483 | 0.0483 | 0.0711 | 0.0717
2014-12-29 | 14時 |  | 0 | 0 | 0 | 0 | [9 empty] | 0 | 0 | 0 | 0 | 0 | 0 | 0 | 0 | 0 | 0 | 0 | 0 | 0 | 0 | 0 | 0 | 0 | 0 | 0 | 0 | 0 | 0 | 0.047552 | 0.00013 | 0.00025 | 0.00038 | 0.0005 | 0.031168 | 0 | 0.017801 |  | 0.056 | 0.0561 | 0.0788 | 0.0795
2014-12-29 | 15時 |  | 15.4173 | 0 | 0 | 0 | [9 empty] | 1.3 | 0 | 0 | 0 | 0 | 0 | 0 | 0 | 0 | 0 | 0 | 0 | 0 | 0 | 0 | 0 | 0 | 0 | 0 | 0 | 0 | 0 | 0.047552 | 0.00013 | 0.00025 | 0.00038 | 0.0005 | 0 | 0 | 0 |  | 0.056 | 0.0561 | 0.0788 | 0.0795
2014-12-29 | 16時 |  | 8.3924 | 0 | 0 | 0 | [9 empty] | 0.85955 | 0 | 0 | 0 | 0 | 0 | 0 | 0 | 0 | 0 | 0 | 0 | 0 | 0 | 0 | 0 | 0 | 0 | 0 | 0 | 0 | 0 | 0.047552 | 0.00033 | 0.00067 | 0.001 | 0.00133 | 0.062335 | 0 | 0.0052775 |  | 0.0483 | 0.0483 | 0.0711 | 0.0717
2014-12-29 | 17時 |  | 10.4306 | 0 | 9.6685 | 0 | [9 empty] | 0.8178 | 0 | 0 | 0 | 0 | 0.77366 | 0 | 0 | 0 | 0 | 0 | 0 | 0 | 0 | 0 | 0 | 0 | 0 | 0 | 0 | 0 | 0 | 0.047552 | 0.00033 | 0.00067 | 0.001 | 0.00133 | 0.10536 | 0 | 0.0082775 |  | 0.1304 | 0.2048 | 0.3019 | 0.3026
2014-12-29 | 18時 |  | 10.2789 | 0 | 0 | 0 | [9 empty] | 1.0898 | 0 | 0 | 0 | 0 | 0 | 0 | 0 | 0 | 0 | 0 | 0 | 0 | 0 | 0 | 0 | 0 | 0 | 0 | 0 | 0 | 0 | 0.047552 | 0.00642 | 0.01284 | 0.01926 | 0.02568 | 0.12467 | 0 | 0.0082775 |  | 0.303 | 0.3387 | 0.3972 | 0.5469
2014-12-29 | 19時 |  | 6.5725 | 0 | 8.7038 | 0 | [9 empty] | 0.68767 | 0 | 0 | 0 | 0 | 0.99139 | 0 | 0 | 0 | 0 | 0 | 0 | 0 | 0 | 0 | 0 | 0 | 0 | 0 | 0 | 0 | 0 | 0.047552 | 0.00642 | 0.01284 | 0.01926 | 0.02568 | 0.21072 | 0.10708 | 0.0082775 |  | 0.0991 | 0.1348 | 0.1932 | 0.1939
2014-12-29 | 20時 |  | 6.8309 | 0 | 6.2362 | 0 | [9 empty] | 0.71865 | 0 | 0 | 0 | 0 | 0.64385 | 0 | 0 | 0 | 0 | 0 | 0 | 0 | 0 | 0 | 0 | 0 | 0 | 0 | 0 | 0 | 0 | 0.047552 | 0.00033 | 0.00067 | 0.001 | 0.00133 | 0.14927 | 0.027125 | 0 |  | 0.0917 | 0.1275 | 0.2102 | 0.2109
2014-12-29 | 21時 |  | 6.9639 | 0 | 7.1462 | 0 | [9 empty] | 0.72995 | 0 | 0 | 0 | 0 | 0.74061 | 0 | 0 | 0 | 0 | 0 | 0 | 0 | 0 | 0 | 0 | 0 | 0 | 0 | 0 | 0 | 0 | 0.047552 | 0.00033 | 0.00067 | 0.001 | 0.00133 | 0.14618 | 0.10814 | 0.031304 |  | 0.1216 | 0.1873 | 0.2837 | 0.2844
2014-12-29 | 22時 |  | 7.1492 | 0 | 2.6691 | 0 | [9 empty] | 0.75592 | 0 | 0 | 0 | 0 | 0.29203 | 0 | 0 | 0 | 0 | 0 | 0 | 0 | 0 | 0 | 0 | 0 | 0 | 0 | 0 | 0 | 0 | 0.047552 | 0.00628 | 0.01256 | 0.01884 | 0.02512 | 0.12467 | 0.16133 | 0.043827 |  | 0.1738 | 0.1917 | 0.262 | 0.2626
2014-12-29 | 23時 |  | 0 | 0 | 0 | 0 | [9 empty] | 0 | 0 | 0 | 0 | 0 | 0 | 0 | 0 | 0 | 0 | 0 | 0 | 0 | 0 | 0 | 0 | 0 | 0 | 0 | 0 | 0 | 0 | 0.047552 | 0.0067 | 0.01339 | 0.02009 | 0.02679 | 0.12467 | 0.18881 | 0.031848 |  | 0.1877 | 0.2176 | 0.2756 | 0.2763
2014-12-30 | 0時 |  | 0 | 0 | 0 | 0 | [9 empty] | 0 | 0 | 0 | 0 | 0 | 0 | 0 | 0 | 0 | 0 | 0 | 0 | 0 | 0 | 0 | 0 | 0 | 0 | 0 | 0 | 0 | 0 | 0.047552 | 0.00013 | 0.00025 | 0.00038 | 0.0005 | 0 | 0 | 0 |  | 0.1578 | 0.1578 | 0.1806 | 0.1812
2014-12-30 | 1時 |  | 0 | 0 | 0 | 0 | [9 empty] | 0 | 0 | 0 | 0 | 0 | 0 | 0 | 0 | 0 | 0 | 0 | 0 | 0 | 0 | 0 | 0 | 0 | 0 | 0 | 0 | 0 | 0 | 0.047552 | 0.00013 | 0.00025 | 0.00038 | 0.0005 | 0 | 0 | 0 |  | 0.0483 | 0.0483 | 0.0711 | 0.0717
2014-12-30 | 2時 |  | 0 | 0 | 0 | 0 | [9 empty] | 0 | 0 | 0 | 0 | 0 | 0 | 0 | 0 | 0 | 0 | 0 | 0 | 0 | 0 | 0 | 0 | 0 | 0 | 0 | 0 | 0 | 0 | 0.047552 | 0.00013 | 0.00025 | 0.00038 | 0.0005 | 0 | 0 | 0 |  | 0.056 | 0.0561 | 0.0788 | 0.0795
2014-12-30 | 3時 |  | 0 | 0 | 0 | 0 | [9 empty] | 0 | 0 | 0 | 0 | 0 | 0 | 0 | 0 | 0 | 0 | 0 | 0 | 0 | 0 | 0 | 0 | 0 | 0 | 0 | 0 | 0 | 0 | 0.047552 | 0.00013 | 0.00025 | 0.00038 | 0.0005 | 0 | 0 | 0 |  | 0.056 | 0.0561 | 0.0788 | 0.0795
2014-12-30 | 4時 |  | 0 | 0 | 0 | 0 | [9 empty] | 0 | 0 | 0 | 0 | 0 | 0 | 0 | 0 | 0 | 0 | 0 | 0 | 0 | 0 | 0 | 0 | 0 | 0 | 0 | 0 | 0 | 0 | 0.047552 | 0.00013 | 0.00025 | 0.00038 | 0.0005 | 0 | 0 | 0 |  | 0.0483 | 0.0483 | 0.0711 | 0.0717
2014-12-30 | 5時 |  | 0 | 0 | 0 | 0 | [9 empty] | 0 | 0 | 0 | 0 | 0 | 0 | 0 | 0 | 0 | 0 | 0 | 0 | 0 | 0 | 0 | 0 | 0 | 0 | 0 | 0 | 0 | 0 | 0.047552 | 0.00013 | 0.00025 | 0.00038 | 0.0005 | 0 | 0 | 0 |  | 0.056 | 0.0561 | 0.0788 | 0.0795
2014-12-30 | 6時 |  | 0 | 0 | 0 | 0 | [9 empty] | 0 | 0 | 0 | 0 | 0 | 0 | 0 | 0 | 0 | 0 | 0 | 0 | 0 | 0 | 0 | 0 | 0 | 0 | 0 | 0 | 0 | 0 | 0.047552 | 0.00033 | 0.00067 | 0.001 | 0.00133 | 0 | 0.024649 | 0.011815 |  | 0.0859 | 0.1159 | 0.1685 | 0.1692
2014-12-30 | 7時 |  | 20.9909 | 6.1713 | 9.5165 | 0 | [9 empty] | 3.6008 | 0 | 0 | 0 | 0 | 1.2061 | 0 | 0 | 0 | 0 | 0 | 0 | 0 | 0 | 0 | 0 | 0 | 0 | 0 | 0 | 0 | 0 | 0.047552 | 0.00033 | 0.00067 | 0.001 | 0.00133 | 0.093503 | 0 | 0.015347 |  | 0.2346 | 0.2703 | 0.3287 | 0.3294
2014-12-30 | 8時 |  | 9.9529 | 0 | 12.3298 | 0 | [9 empty] | 1.0782 | 0 | 0 | 0 | 0 | 1.4311 | 0 | 0 | 0 | 0 | 0 | 0 | 0 | 0 | 0 | 0 | 0 | 0 | 0 | 0 | 0 | 0 | 0.047552 | 0.00705 | 0.01409 | 0.02114 | 0.02818 | 0.13653 | 0.078545 | 0.060527 |  | 0.2282 | 0.3325 | 0.4595 | 0.4602
2014-12-30 | 9時 |  | 7.5357 | 0 | 5.5653 | 0 | [9 empty] | 0.80539 | 0 | 0 | 0 | 0 | 0.61085 | 0 | 0 | 0 | 0 | 0 | 0 | 0 | 0 | 0 | 0 | 0 | 0 | 0 | 0 | 0 | 0 | 0.047552 | 0.00013 | 0.00025 | 0.00038 | 0.0005 | 0.084877 | 0.053895 | 0.0052775 |  | 0.056 | 0.0561 | 0.0788 | 0.0795
2014-12-30 | 10時 |  | 6.2063 | 0 | 4.2459 | 0 | [9 empty] | 0.67856 | 0 | 0 | 0 | 0 | 0.51454 | 0 | 0 | 0 | 0 | 0 | 0 | 0 | 0 | 0 | 0 | 0 | 0 | 0 | 0 | 0 | 0 | 0.047552 | 0.00013 | 0.00025 | 0.00038 | 0.0005 | 0 | 0 | 0 |  | 0.0483 | 0.0483 | 0.0711 | 0.0717
2014-12-30 | 11時 |  | 7.1765 | 0 | 1.9592 | 0 | [9 empty] | 0.76174 | 0 | 0 | 0 | 0 | 0.24438 | 0 | 0 | 0 | 0 | 0 | 0 | 0 | 0 | 0 | 0 | 0 | 0 | 0 | 0 | 0 | 0 | 0.047552 | 0.00013 | 0.00025 | 0.00038 | 0.0005 | 0 | 0 | 0 |  | 0.056 | 0.0561 | 0.0788 | 0.0795
2014-12-30 | 12時 |  | 6.2285 | 0 | 0 | 0 | [9 empty] | 0.66959 | 0 | 0 | 0 | 0 | 0 | 0 | 0 | 0 | 0 | 0 | 0 | 0 | 0 | 0 | 0 | 0 | 0 | 0 | 0 | 0 | 0 | 0.047552 | 0.00013 | 0.00025 | 0.00038 | 0.0005 | 0 | 0 | 0 |  | 0.056 | 0.0561 | 0.0788 | 0.0795
2014-12-30 | 13時 |  | 0 | 0 | 0 | 0 | [9 empty] | 0 | 0 | 0 | 0 | 0 | 0 | 0 | 0 | 0 | 0 | 0 | 0 | 0 | 0 | 0 | 0 | 0 | 0 | 0 | 0 | 0 | 0 | 0.047552 | 0.00013 | 0.00025 | 0.00038 | 0.0005 | 0 | 0 | 0 |  | 0.0483 | 0.0483 | 0.0711 | 0.0717
2014-12-30 | 14時 |  | 0 | 0 | 0 | 0 | [9 empty] | 0 | 0 | 0 | 0 | 0 | 0 | 0 | 0 | 0 | 0 | 0 | 0 | 0 | 0 | 0 | 0 | 0 | 0 | 0 | 0 | 0 | 0 | 0.047552 | 0.00013 | 0.00025 | 0.00038 | 0.0005 | 0 | 0 | 0 |  | 0.056 | 0.0561 | 0.0788 | 0.0795
2014-12-30 | 15時 |  | 14.3252 | 0 | 6.3999 | 0 | [9 empty] | 1.7727 | 0 | 0 | 0 | 0 | 0.6977 | 0 | 0 | 0 | 0 | 0 | 0 | 0 | 0 | 0 | 0 | 0 | 0 | 0 | 0 | 0 | 0 | 0.047552 | 0.00013 | 0.00025 | 0.00038 | 0.0005 | 0 | 0 | 0 |  | 0.056 | 0.0561 | 0.0788 | 0.0795
2014-12-30 | 16時 |  | 11.4242 | 0 | 3.2711 | 0 | [9 empty] | 1.2895 | 0 | 0 | 0 | 0 | 0.35478 | 0 | 0 | 0 | 0 | 0 | 0 | 0 | 0 | 0 | 0 | 0 | 0 | 0 | 0 | 0 | 0 | 0.047552 | 0.00013 | 0.00025 | 0.00038 | 0.0005 | 0 | 0 | 0 |  | 0.0483 | 0.0483 | 0.0711 | 0.0717
2014-12-30 | 17時 |  | 11.354 | 0 | 3.2975 | 0 | [9 empty] | 1.2869 | 0 | 0 | 0 | 0 | 0.36094 | 0 | 0 | 0 | 0 | 0 | 0 | 0 | 0 | 0 | 0 | 0 | 0 | 0 | 0 | 0 | 0 | 0.047552 | 0.00013 | 0.00025 | 0.00038 | 0.0005 | 0 | 0 | 0 |  | 0.056 | 0.0561 | 0.0788 | 0.0795
2014-12-30 | 18時 |  | 7.2719 | 0 | 0 | 0 | [9 empty] | 0.8152 | 0 | 0 | 0 | 0 | 0 | 0 | 0 | 0 | 0 | 0 | 0 | 0 | 0 | 0 | 0 | 0 | 0 | 0 | 0 | 0 | 0 | 0.047552 | 0.00013 | 0.00025 | 0.00038 | 0.0005 | 0 | 0 | 0 |  | 0.056 | 0.0561 | 0.0788 | 0.0795
2014-12-30 | 19時 |  | 7.4504 | 0 | 12.4197 | 0 | [9 empty] | 0.67159 | 0 | 0 | 0 | 0 | 1.0591 | 0 | 0 | 0 | 0 | 0 | 0 | 0 | 0 | 0 | 0 | 0 | 0 | 0 | 0 | 0 | 0 | 0.047552 | 0.00013 | 0.00025 | 0.00038 | 0.0005 | 0 | 0 | 0 |  | 0.0483 | 0.0483 | 0.0711 | 0.0717
2014-12-30 | 20時 |  | 7.4064 | 0 | 6.0066 | 0 | [9 empty] | 0.67164 | 0 | 0 | 0 | 0 | 0.56435 | 0 | 0 | 0 | 0 | 0 | 0 | 0 | 0 | 0 | 0 | 0 | 0 | 0 | 0 | 0 | 0 | 0.047552 | 0.00054 | 0.00108 | 0.00163 | 0.00217 | 0.062335 | 0 | 0.0082775 |  | 0.1304 | 0.2048 | 0.3129 | 0.4626
2014-12-30 | 21時 |  | 7.6634 | 0 | 4.9907 | 0 | [9 empty] | 0.85589 | 0 | 0 | 0 | 0 | 0.59085 | 0 | 0 | 0 | 0 | 0 | 0 | 0 | 0 | 0 | 0 | 0 | 0 | 0 | 0 | 0 | 0 | 0.047552 | 0.00033 | 0.00067 | 0.001 | 0.00133 | 0.12467 | 0.026771 | 0.031304 |  | 0.1755 | 0.2411 | 0.3322 | 0.4447
2014-12-30 | 22時 |  | 0 | 0 | 0 | 0 | [9 empty] | 0 | 0 | 0 | 0 | 0 | 0 | 0 | 0 | 0 | 0 | 0 | 0 | 0 | 0 | 0 | 0 | 0 | 0 | 0 | 0 | 0 | 0 | 0.047552 | 0.00352 | 0.00703 | 0.01055 | 0.01406 | 0.12467 | 0.16133 | 0.043827 |  | 0.051 | 0.0511 | 0.0952 | 0.0959
2014-12-30 | 23時 |  | 0 | 0 | 0 | 0 | [9 empty] | 0 | 0 | 0 | 0 | 0 | 0 | 0 | 0 | 0 | 0 | 0 | 0 | 0 | 0 | 0 | 0 | 0 | 0 | 0 | 0 | 0 | 0 | 0.047552 | 0.00628 | 0.01256 | 0.01884 | 0.02512 | 0.062335 | 0.15709 | 0.044922 |  | 0.1877 | 0.2176 | 0.2703 | 0.2709
2014-12-31 | 0時 |  | 0 | 0 | 0 | 0 | [9 empty] | 0 | 0 | 0 | 0 | 0 | 0 | 0 | 0 | 0 | 0 | 0 | 0 | 0 | 0 | 0 | 0 | 0 | 0 | 0 | 0 | 0 | 0 | 0.047552 | 0.00013 | 0.00025 | 0.00038 | 0.0005 | 0 | 0 | 0 |  | 0.1578 | 0.1578 | 0.1806 | 0.1812
2014-12-31 | 1時 |  | 0 | 0 | 0 | 0 | [9 empty] | 0 | 0 | 0 | 0 | 0 | 0 | 0 | 0 | 0 | 0 | 0 | 0 | 0 | 0 | 0 | 0 | 0 | 0 | 0 | 0 | 0 | 0 | 0.047552 | 0.00013 | 0.00025 | 0.00038 | 0.0005 | 0 | 0 | 0 |  | 0.0483 | 0.0483 | 0.0711 | 0.0717
2014-12-31 | 2時 |  | 0 | 0 | 0 | 0 | [9 empty] | 0 | 0 | 0 | 0 | 0 | 0 | 0 | 0 | 0 | 0 | 0 | 0 | 0 | 0 | 0 | 0 | 0 | 0 | 0 | 0 | 0 | 0 | 0.047552 | 0.00013 | 0.00025 | 0.00038 | 0.0005 | 0 | 0 | 0 |  | 0.056 | 0.0561 | 0.0788 | 0.0795
2014-12-31 | 3時 |  | 0 | 0 | 0 | 0 | [9 empty] | 0 | 0 | 0 | 0 | 0 | 0 | 0 | 0 | 0 | 0 | 0 | 0 | 0 | 0 | 0 | 0 | 0 | 0 | 0 | 0 | 0 | 0 | 0.047552 | 0.00013 | 0.00025 | 0.00038 | 0.0005 | 0 | 0 | 0 |  | 0.056 | 0.0561 | 0.0788 | 0.0795
2014-12-31 | 4時 |  | 0 | 0 | 0 | 0 | [9 empty] | 0 | 0 | 0 | 0 | 0 | 0 | 0 | 0 | 0 | 0 | 0 | 0 | 0 | 0 | 0 | 0 | 0 | 0 | 0 | 0 | 0 | 0 | 0.047552 | 0.00013 | 0.00025 | 0.00038 | 0.0005 | 0 | 0 | 0 |  | 0.0483 | 0.0483 | 0.0711 | 0.0717
2014-12-31 | 5時 |  | 0 | 0 | 0 | 0 | [9 empty] | 0 | 0 | 0 | 0 | 0 | 0 | 0 | 0 | 0 | 0 | 0 | 0 | 0 | 0 | 0 | 0 | 0 | 0 | 0 | 0 | 0 | 0 | 0.047552 | 0.00013 | 0.00025 | 0.00038 | 0.0005 | 0 | 0 | 0 |  | 0.056 | 0.0561 | 0.0788 | 0.0795
2014-12-31 | 6時 |  | 0 | 0 | 0 | 0 | [9 empty] | 0 | 0 | 0 | 0 | 0 | 0 | 0 | 0 | 0 | 0 | 0 | 0 | 0 | 0 | 0 | 0 | 0 | 0 | 0 | 0 | 0 | 0 | 0.047552 | 0.00013 | 0.00025 | 0.00038 | 0.0005 | 0 | 0 | 0 |  | 0.056 | 0.0561 | 0.0788 | 0.0795
2014-12-31 | 7時 |  | 21.0307 | 7.3246 | 9.611 | 0.3079 | [9 empty] | 3.6035 | 0 | 0 | 0 | 0 | 1.2208 | 0 | 0 | 0 | 0 | 0 | 0 | 0 | 0 | 0 | 0 | 0 | 0 | 0 | 0 | 0 | 0 | 0.047552 | 0.00054 | 0.00108 | 0.00163 | 0.00217 | 0 | 0.024649 | 0.022689 |  | 0.1168 | 0.1854 | 0.2767 | 0.2774
2014-12-31 | 8時 |  | 10.2693 | 0 | 12.6989 | 0 | [9 empty] | 1.1151 | 0 | 0 | 0 | 0 | 1.4856 | 0 | 0 | 0 | 0 | 0 | 0 | 0 | 0 | 0 | 0 | 0 | 0 | 0 | 0 | 0 | 0 | 0.047552 | 0.00379 | 0.00759 | 0.01138 | 0.01518 | 0.084877 | 0.078545 | 0.064582 |  | 0.2156 | 0.2812 | 0.3696 | 0.3702
2014-12-31 | 9時 |  | 7.4606 | 0 | 5.4735 | 0 | [9 empty] | 0.78845 | 0 | 0 | 0 | 0 | 0.59653 | 0 | 0 | 0 | 0 | 0 | 0 | 0 | 0 | 0 | 0 | 0 | 0 | 0 | 0 | 0 | 0 | 0.047552 | 0.00033 | 0.00067 | 0.001 | 0.00133 | 0.23209 | 0.16325 | 0.052059 |  | 0.2163 | 0.252 | 0.3265 | 0.3272
2014-12-31 | 10時 |  | 6.081 | 0 | 4.1337 | 0 | [9 empty] | 0.65124 | 0 | 0 | 0 | 0 | 0.49874 | 0 | 0 | 0 | 0 | 0 | 0 | 0 | 0 | 0 | 0 | 0 | 0 | 0 | 0 | 0 | 0 | 0.047552 | 0.00054 | 0.00108 | 0.00163 | 0.00217 | 0.12467 | 0.21558 | 0.037471 |  | 0.1917 | 0.2274 | 0.3128 | 0.3134
2014-12-31 | 11時 |  | 6.8161 | 0 | 1.8395 | 0 | [9 empty] | 0.70937 | 0 | 0 | 0 | 0 | 0.23317 | 0 | 0 | 0 | 0 | 0 | 0 | 0 | 0 | 0 | 0 | 0 | 0 | 0 | 0 | 0 | 0 | 0.047552 | 0.00033 | 0.00067 | 0.001 | 0.00133 | 0.12467 | 0.21558 | 0 |  | 0.1994 | 0.2352 | 0.315 | 0.3157
2014-12-31 | 12時 |  | 5.6709 | 0 | 0 | 0 | [9 empty] | 0.48183 | 0 | 0 | 0 | 0 | 0 | 0 | 0 | 0 | 0 | 0 | 0 | 0 | 0 | 0 | 0 | 0 | 0 | 0 | 0 | 0 | 0 | 0.047552 | 0.00338 | 0.00675 | 0.01013 | 0.01351 | 0.14721 | 0.13456 | 0.018352 |  | 0.1983 | 0.2727 | 0.3698 | 0.3705
2014-12-31 | 13時 |  | 0 | 0 | 0 | 0 | [9 empty] | 0 | 0 | 0 | 0 | 0 | 0 | 0 | 0 | 0 | 0 | 0 | 0 | 0 | 0 | 0 | 0 | 0 | 0 | 0 | 0 | 0 | 0 | 0.047552 | 0.00033 | 0.00067 | 0.001 | 0.00133 | 0.13756 | 0.026771 | 0.023629 |  | 0.0483 | 0.0483 | 0.0711 | 0.0717
2014-12-31 | 14時 |  | 0 | 0 | 0 | 0 | [9 empty] | 0 | 0 | 0 | 0 | 0 | 0 | 0 | 0 | 0 | 0 | 0 | 0 | 0 | 0 | 0 | 0 | 0 | 0 | 0 | 0 | 0 | 0 | 0.047552 | 0.00013 | 0.00025 | 0.00038 | 0.0005 | 0 | 0 | 0 |  | 0.056 | 0.0561 | 0.0788 | 0.0795
2014-12-31 | 15時 |  | 12.4607 | 0 | 5.4877 | 0 | [9 empty] | 1.4162 | 0 | 0 | 0 | 0 | 0.56116 | 0 | 0 | 0 | 0 | 0 | 0 | 0 | 0 | 0 | 0 | 0 | 0 | 0 | 0 | 0 | 0 | 0.047552 | 0.00013 | 0.00025 | 0.00038 | 0.0005 | 0 | 0 | 0 |  | 0.056 | 0.0561 | 0.0788 | 0.0795
2014-12-31 | 16時 |  | 10.2182 | 0 | 2.8851 | 0 | [9 empty] | 1.0997 | 0 | 0 | 0 | 0 | 0.30945 | 0 | 0 | 0 | 0 | 0 | 0 | 0 | 0 | 0 | 0 | 0 | 0 | 0 | 0 | 0 | 0 | 0.047552 | 0.00054 | 0.00108 | 0.00163 | 0.00217 | 0.062335 | 0.054249 | 0.024058 |  | 0.2095 | 0.275 | 0.3956 | 0.5453
2014-12-31 | 17時 |  | 10.0595 | 0 | 2.9272 | 0 | [9 empty] | 1.0796 | 0 | 0 | 0 | 0 | 0.31283 | 0 | 0 | 0 | 0 | 0 | 0 | 0 | 0 | 0 | 0 | 0 | 0 | 0 | 0 | 0 | 0 | 0.047552 | 0.00642 | 0.01284 | 0.01926 | 0.02568 | 0.12467 | 0.1085 | 0.026923 |  | 0.2423 | 0.2781 | 0.3689 | 0.5187
2014-12-31 | 18時 |  | 6.3214 | 0 | 0 | 0 | [9 empty] | 0.67824 | 0 | 0 | 0 | 0 | 0 | 0 | 0 | 0 | 0 | 0 | 0 | 0 | 0 | 0 | 0 | 0 | 0 | 0 | 0 | 0 | 0 | 0.047552 | 0.00642 | 0.01284 | 0.01926 | 0.02568 | 0.21072 | 0.1085 | 0 |  | 0.1819 | 0.2177 | 0.2978 | 0.4476
2014-12-31 | 19時 |  | 6.5608 | 0 | 10.9478 | 0 | [9 empty] | 0.70704 | 0 | 0 | 0 | 0 | 1.1547 | 0 | 0 | 0 | 0 | 0 | 0 | 0 | 0 | 0 | 0 | 0 | 0 | 0 | 0 | 0 | 0 | 0.047552 | 0.00013 | 0.00025 | 0.00038 | 0.0005 | 0.12879 | 0 | 0.006537 |  | 0.0998 | 0.1355 | 0.2049 | 0.2056
2014-12-31 | 20時 |  | 6.4476 | 0 | 5.2113 | 0 | [9 empty] | 0.69322 | 0 | 0 | 0 | 0 | 0.57802 | 0 | 0 | 0 | 0 | 0 | 0 | 0 | 0 | 0 | 0 | 0 | 0 | 0 | 0 | 0 | 0 | 0.047552 | 0.00033 | 0.00067 | 0.001 | 0.00133 | 0.16769 | 0.10779 | 0.006537 |  | 0.0917 | 0.1275 | 0.2183 | 0.219
2014-12-31 | 21時 |  | 6.7911 | 0 | 4.323 | 0 | [9 empty] | 0.73214 | 0 | 0 | 0 | 0 | 0.51864 | 0 | 0 | 0 | 0 | 0 | 0 | 0 | 0 | 0 | 0 | 0 | 0 | 0 | 0 | 0 | 0 | 0.047552 | 0.00628 | 0.01256 | 0.01884 | 0.02512 | 0.12467 | 0.18846 | 0.012659 |  | 0.1755 | 0.2411 | 0.3458 | 0.3465
2014-12-31 | 22時 |  | 0 | 0 | 0 | 0 | [9 empty] | 0 | 0 | 0 | 0 | 0 | 0 | 0 | 0 | 0 | 0 | 0 | 0 | 0 | 0 | 0 | 0 | 0 | 0 | 0 | 0 | 0 | 0 | 0.047552 | 0.00649 | 0.01298 | 0.01947 | 0.02595 | 0.12467 | 0.16133 | 0.043827 |  | 0.1139 | 0.1795 | 0.3002 | 0.3009
2014-12-31 | 23時 |  | 0 | 0 | 0 | 0 | [9 empty] | 0 | 0 | 0 | 0 | 0 | 0 | 0 | 0 | 0 | 0 | 0 | 0 | 0 | 0 | 0 | 0 | 0 | 0 | 0 | 0 | 0 | 0 | 0.047552 | 0.00331 | 0.00661 | 0.00992 | 0.01323 | 0.062335 | 0.15709 | 0.04296 |  | 0.1578 | 0.1578 | 0.1806 | 0.1812

## 貼り付けシート（コージェネレーション設備）
見出し | 一次エネルギー消費量 | 見出し |  | 発電量
章番号 | 第８章 | 章番号 |  | 第８章
式番号 | （1） | 式番号 |  | （2a）（2b）
記号 | E_(CG,d) | 記号 |  | E_(E,CG,gen,d,t)
単位 | MJ/日 | 単位 |  | kWh/h
2014-01-01 | 188.0998 | 2014-01-01 | 0時 | 0.08765
2014-01-02 | 138.0896 | 2014-01-01 | 1時 | 0.04145
2014-01-03 | 112.4092 | 2014-01-01 | 2時 | 0.044741
2014-01-04 | 137.7603 | 2014-01-01 | 3時 | 0.044741
2014-01-05 | 138.2602 | 2014-01-01 | 4時 | 0.04145
2014-01-06 | 138.5571 | 2014-01-01 | 5時 | 0.044741
2014-01-07 | 163.3951 | 2014-01-01 | 6時 | 0.044741
2014-01-08 | 77.7332 | 2014-01-01 | 7時 | 0.40622
2014-01-09 | 138.0441 | 2014-01-01 | 8時 | 0.40622
2014-01-10 | 112.9402 | 2014-01-01 | 9時 | 0.40622
2014-01-11 | 164.3661 | 2014-01-01 | 10時 | 0.40622
2014-01-12 | 113.5275 | 2014-01-01 | 11時 | 0.40622
2014-01-13 | 139.7276 | 2014-01-01 | 12時 | 0.40622
2014-01-14 | 166.0996 | 2014-01-01 | 13時 | 0.1211
2014-01-15 | 192.0747 | 2014-01-01 | 14時 | 0.044741
2014-01-16 | 140.9762 | 2014-01-01 | 15時 | 0.40622
2014-01-17 | 113.6819 | 2014-01-01 | 16時 | 0.40622
2014-01-18 | 139.2338 | 2014-01-01 | 17時 | 0.40622
2014-01-19 | 139.8575 | 2014-01-01 | 18時 | 0.40622
2014-01-20 | 140.4793 | 2014-01-01 | 19時 | 0.35286
2014-01-21 | 166.2178 | 2014-01-01 | 20時 | 0.40622
2014-01-22 | 79.1277 | 2014-01-01 | 21時 | 0.40622
2014-01-23 | 141.2577 | 2014-01-01 | 22時 | 0.28805
2014-01-24 | 115.8262 | 2014-01-01 | 23時 | 0.20373
2014-01-25 | 167.6226 | 2014-01-02 | 0時 | 0.097297
2014-01-26 | 115.2049 | 2014-01-02 | 1時 | 0.029919
2014-01-27 | 141.4232 | 2014-01-02 | 2時 | 0.032546
2014-01-28 | 168.7671 | 2014-01-02 | 3時 | 0.032546
2014-01-29 | 194.9532 | 2014-01-02 | 4時 | 0.029919
2014-01-30 | 143.3929 | 2014-01-02 | 5時 | 0.32109
2014-01-31 | 117.3947 | 2014-01-02 | 6時 | 0.32109
2014-02-01 | 143.2042 | 2014-01-02 | 7時 | 0.32109
2014-02-02 | 143.0666 | 2014-01-02 | 8時 | 0.28292
2014-02-03 | 142.6569 | 2014-01-02 | 9時 | 0.25057
2014-02-04 | 168.1183 | 2014-01-02 | 10時 | 0.065908
2014-02-05 | 80.125 | 2014-01-02 | 11時 | 0.18039
2014-02-06 | 142.642 | 2014-01-02 | 12時 | 0.21883
2014-02-07 | 116.4208 | 2014-01-02 | 13時 | 0.069282
2014-02-08 | 168.3151 | 2014-01-02 | 14時 | 0.049039
2014-02-09 | 115.809 | 2014-01-02 | 15時 | 0.25609
2014-02-10 | 140.8955 | 2014-01-02 | 16時 | 0.21156
2014-02-11 | 164.9336 | 2014-01-02 | 17時 | 0.32109
2014-02-12 | 190.1016 | 2014-01-02 | 18時 | 0.32109
2014-02-13 | 139.2344 | 2014-01-02 | 19時 | 0.26932
2014-02-14 | 113.4399 | 2014-01-02 | 20時 | 0.32109
2014-02-15 | 138.3717 | 2014-01-02 | 21時 | 0.32109
2014-02-16 | 137.513 | 2014-01-02 | 22時 | 0.32109
2014-02-17 | 137.7734 | 2014-01-02 | 23時 | 0.22399
2014-02-18 | 163.0934 | 2014-01-03 | 0時 | 0.078239
2014-02-19 | 77.6677 | 2014-01-03 | 1時 | 0.022225
2014-02-20 | 139.0362 | 2014-01-03 | 2時 | 0.024409
2014-02-21 | 113.6221 | 2014-01-03 | 3時 | 0.024409
2014-02-22 | 165.176 | 2014-01-03 | 4時 | 0.022225
2014-02-23 | 114.8148 | 2014-01-03 | 5時 | 0.26429
2014-02-24 | 141.5326 | 2014-01-03 | 6時 | 0.26429
2014-02-25 | 167.9923 | 2014-01-03 | 7時 | 0.26429
2014-02-26 | 193.0423 | 2014-01-03 | 8時 | 0.21088
2014-02-27 | 141.3783 | 2014-01-03 | 9時 | 0.20566
2014-02-28 | 114.7331 | 2014-01-03 | 10時 | 0.052144
2014-03-01 | 139.7853 | 2014-01-03 | 11時 | 0.23015
2014-03-02 | 139.1431 | 2014-01-03 | 12時 | 0.24999
2014-03-03 | 138.6417 | 2014-01-03 | 13時 | 0.054949
2014-03-04 | 163.9532 | 2014-01-03 | 14時 | 0.03812
2014-03-05 | 78.1295 | 2014-01-03 | 15時 | 0.26429
2014-03-06 | 138.1946 | 2014-01-03 | 16時 | 0.19021
2014-03-07 | 111.8094 | 2014-01-03 | 17時 | 0.26429
2014-03-08 | 160.3761 | 2014-01-03 | 18時 | 0.26429
2014-03-09 | 110.6471 | 2014-01-03 | 19時 | 0.21389
2014-03-10 | 135.8363 | 2014-01-03 | 20時 | 0.26429
2014-03-11 | 160.6627 | 2014-01-03 | 21時 | 0.26429
2014-03-12 | 184.733 | 2014-01-03 | 22時 | 0.26429
2014-03-13 | 135.2749 | 2014-01-03 | 23時 | 0.18356
2014-03-14 | 109.8197 | 2014-01-04 | 0時 | 0.090645
2014-03-15 | 133.176 | 2014-01-04 | 1時 | 0.027234
2014-03-16 | 131.6534 | 2014-01-04 | 2時 | 0.029706
2014-03-17 | 129.2937 | 2014-01-04 | 3時 | 0.029706
2014-03-18 | 153.1975 | 2014-01-04 | 4時 | 0.027234
2014-03-19 | 73.4514 | 2014-01-04 | 5時 | 0.30127
2014-03-20 | 129.5273 | 2014-01-04 | 6時 | 0.30127
2014-03-21 | 150.8636 | 2014-01-04 | 7時 | 0.30127
2014-03-22 | 150.4928 | 2014-01-04 | 8時 | 0.30127
2014-03-23 | 104.3975 | 2014-01-04 | 9時 | 0.23489
2014-03-24 | 127.1839 | 2014-01-04 | 10時 | 0.061104
2014-03-25 | 150.6858 | 2014-01-04 | 11時 | 0.30127
2014-03-26 | 174.0845 | 2014-01-04 | 12時 | 0.25288
2014-03-27 | 128.8703 | 2014-01-04 | 13時 | 0.06428
2014-03-28 | 106.2985 | 2014-01-04 | 14時 | 0.045228
2014-03-29 | 129.4363 | 2014-01-04 | 15時 | 0.28073
2014-03-30 | 128.4043 | 2014-01-04 | 16時 | 0.23634
2014-03-31 | 127.347 | 2014-01-04 | 17時 | 0.30127
2014-04-01 | 151.9695 | 2014-01-04 | 18時 | 0.30127
2014-04-02 | 73.1059 | 2014-01-04 | 19時 | 0.24875
2014-04-03 | 126.9044 | 2014-01-04 | 20時 | 0.30127
2014-04-04 | 103.5579 | 2014-01-04 | 21時 | 0.30127
2014-04-05 | 148.2666 | 2014-01-04 | 22時 | 0.30127
2014-04-06 | 102.2318 | 2014-01-04 | 23時 | 0.20988
2014-04-07 | 124.19 | 2014-01-05 | 0時 | 0.087826
2014-04-08 | 146.7184 | 2014-01-05 | 1時 | 0.026096
2014-04-09 | 168.7269 | 2014-01-05 | 2時 | 0.028503
2014-04-10 | 124.7006 | 2014-01-05 | 3時 | 0.028503
2014-04-11 | 101.9957 | 2014-01-05 | 4時 | 0.026096
2014-04-12 | 123.1628 | 2014-01-05 | 5時 | 0.29287
2014-04-13 | 122.0832 | 2014-01-05 | 6時 | 0.29287
2014-04-14 | 121.9045 | 2014-01-05 | 7時 | 0.29287
2014-04-15 | 144.7394 | 2014-01-05 | 8時 | 0.29287
2014-04-16 | 69.2897 | 2014-01-05 | 9時 | 0.22825
2014-04-17 | 121.6756 | 2014-01-05 | 10時 | 0.059068
2014-04-18 | 98.4463 | 2014-01-05 | 11時 | 0.29287
2014-04-19 | 140.385 | 2014-01-05 | 12時 | 0.29287
2014-04-20 | 96.6885 | 2014-01-05 | 13時 | 0.062159
2014-04-21 | 116.9592 | 2014-01-05 | 14時 | 0.043613
2014-04-22 | 137.9718 | 2014-01-05 | 15時 | 0.29287
2014-04-23 | 158.9056 | 2014-01-05 | 16時 | 0.28903
2014-04-24 | 118.4206 | 2014-01-05 | 17時 | 0.29287
2014-04-25 | 97.7704 | 2014-01-05 | 18時 | 0.29287
2014-04-26 | 117.242 | 2014-01-05 | 19時 | 0.23771
2014-04-27 | 115.3554 | 2014-01-05 | 20時 | 0.29287
2014-04-28 | 114.0916 | 2014-01-05 | 21時 | 0.29287
2014-04-29 | 134.3695 | 2014-01-05 | 22時 | 0.29287
2014-04-30 | 63.5646 | 2014-01-05 | 23時 | 0.2039
2014-05-01 | 111.6921 | 2014-01-06 | 0時 | 0.08778
2014-05-02 | 91.0725 | 2014-01-06 | 1時 | 0.026077
2014-05-03 | 60.9534 | 2014-01-06 | 2時 | 0.028483
2014-05-04 | 60.5272 | 2014-01-06 | 3時 | 0.028483
2014-05-05 | 128.1677 | 2014-01-06 | 4時 | 0.026077
2014-05-06 | 127.3907 | 2014-01-06 | 5時 | 0.29273
2014-05-07 | 147.0557 | 2014-01-06 | 6時 | 0.29273
2014-05-08 | 110.2907 | 2014-01-06 | 7時 | 0.29273
2014-05-09 | 91.7094 | 2014-01-06 | 8時 | 0.29273
2014-05-10 | 111.8156 | 2014-01-06 | 9時 | 0.22814
2014-05-11 | 111.1052 | 2014-01-06 | 10時 | 0.059035
2014-05-12 | 111.9263 | 2014-01-06 | 11時 | 0.29273
2014-05-13 | 133.0259 | 2014-01-06 | 12時 | 0.29273
2014-05-14 | 62.7559 | 2014-01-06 | 13時 | 0.062125
2014-05-15 | 111.937 | 2014-01-06 | 14時 | 0.043586
2014-05-16 | 91.264 | 2014-01-06 | 15時 | 0.29273
2014-05-17 | 129.3917 | 2014-01-06 | 16時 | 0.29273
2014-05-18 | 88.6541 | 2014-01-06 | 17時 | 0.29273
2014-05-19 | 106.131 | 2014-01-06 | 18時 | 0.29273
2014-05-20 | 122.3216 | 2014-01-06 | 19時 | 0.23692
2014-05-21 | 139.2088 | 2014-01-06 | 20時 | 0.29273
2014-05-22 | 103.0567 | 2014-01-06 | 21時 | 0.29273
2014-05-23 | 86.3833 | 2014-01-06 | 22時 | 0.29273
2014-05-24 | 104.2487 | 2014-01-06 | 23時 | 0.2038
2014-05-25 | 105.1268 | 2014-01-07 | 0時 | 0.076704
2014-05-26 | 105.5338 | 2014-01-07 | 1時 | 0.035397
2014-05-27 | 124.2911 | 2014-01-07 | 2時 | 0.038339
2014-05-28 | 58.1788 | 2014-01-07 | 3時 | 0.038339
2014-05-29 | 106.891 | 2014-01-07 | 4時 | 0.035397
2014-05-30 | 88.4562 | 2014-01-07 | 5時 | 0.038339
2014-05-31 | 127.1012 | 2014-01-07 | 6時 | 0.038339
2014-06-01 | 88.449 | 2014-01-07 | 7時 | 0.36153
2014-06-02 | 107.6046 | 2014-01-07 | 8時 | 0.36153
2014-06-03 | 125.2129 | 2014-01-07 | 9時 | 0.36153
2014-06-04 | 142.661 | 2014-01-07 | 10時 | 0.36153
2014-06-05 | 104.5029 | 2014-01-07 | 11時 | 0.36153
2014-06-06 | 84.9996 | 2014-01-07 | 12時 | 0.36153
2014-06-07 | 103.0188 | 2014-01-07 | 13時 | 0.10661
2014-06-08 | 101.1127 | 2014-01-07 | 14時 | 0.038339
2014-06-09 | 100.0572 | 2014-01-07 | 15時 | 0.36153
2014-06-10 | 116.6085 | 2014-01-07 | 16時 | 0.36153
2014-06-11 | 53.6905 | 2014-01-07 | 17時 | 0.36153
2014-06-12 | 98.2418 | 2014-01-07 | 18時 | 0.36153
2014-06-13 | 80.4163 | 2014-01-07 | 19時 | 0.30668
2014-06-14 | 114.518 | 2014-01-07 | 20時 | 0.36153
2014-06-15 | 79.8349 | 2014-01-07 | 21時 | 0.36153
2014-06-16 | 95.3826 | 2014-01-07 | 22時 | 0.25588
2014-06-17 | 111.1552 | 2014-01-07 | 23時 | 0.18049
2014-06-18 | 126.4246 | 2014-01-08 | 0時 | 0.049528
2014-06-19 | 95.7414 | 2014-01-08 | 1時 | 0.020369
2014-06-20 | 80.5443 | 2014-01-08 | 2時 | 0.022446
2014-06-21 | 98.7216 | 2014-01-08 | 3時 | 0.022446
2014-06-22 | 99.1931 | 2014-01-08 | 4時 | 0.020369
2014-06-23 | 99.289 | 2014-01-08 | 5時 | 0.022446
2014-06-24 | 116.8091 | 2014-01-08 | 6時 | 0.056263
2014-06-25 | 53.7295 | 2014-01-08 | 7時 | 0.25059
2014-06-26 | 98.6455 | 2014-01-08 | 8時 | 0.25059
2014-06-27 | 81.0845 | 2014-01-08 | 9時 | 0.25059
2014-06-28 | 117.3506 | 2014-01-08 | 10時 | 0.19839
2014-06-29 | 82.7611 | 2014-01-08 | 11時 | 0.1732
2014-06-30 | 99.0317 | 2014-01-08 | 12時 | 0.1331
2014-07-01 | 115.5472 | 2014-01-08 | 13時 | 0.020369
2014-07-02 | 130.1169 | 2014-01-08 | 14時 | 0.022446
2014-07-03 | 95.9749 | 2014-01-08 | 15時 | 0.25059
2014-07-04 | 78.6578 | 2014-01-08 | 16時 | 0.25059
2014-07-05 | 94.7493 | 2014-01-08 | 17時 | 0.25059
2014-07-06 | 94.1878 | 2014-01-08 | 18時 | 0.23439
2014-07-07 | 93.6097 | 2014-01-08 | 19時 | 0.25059
2014-07-08 | 109.9337 | 2014-01-08 | 20時 | 0.25059
2014-07-09 | 49.4342 | 2014-01-08 | 21時 | 0.25059
2014-07-10 | 92.1633 | 2014-01-08 | 22時 | 0.11825
2014-07-11 | 75.835 | 2014-01-08 | 23時 | 0.15036
2014-07-12 | 107.2526 | 2014-01-09 | 0時 | 0.088069
2014-07-13 | 75.3836 | 2014-01-09 | 1時 | 0.026194
2014-07-14 | 91.5483 | 2014-01-09 | 2時 | 0.028606
2014-07-15 | 107.2045 | 2014-01-09 | 3時 | 0.028606
2014-07-16 | 123.067 | 2014-01-09 | 4時 | 0.026194
2014-07-17 | 91.8984 | 2014-01-09 | 5時 | 0.29359
2014-07-18 | 76.6442 | 2014-01-09 | 6時 | 0.29359
2014-07-19 | 93.0106 | 2014-01-09 | 7時 | 0.29359
2014-07-20 | 108.5463 | 2014-01-09 | 8時 | 0.29359
2014-07-21 | 92.1186 | 2014-01-09 | 9時 | 0.22882
2014-07-22 | 107.2629 | 2014-01-09 | 10時 | 0.059243
2014-07-23 | 48.3691 | 2014-01-09 | 11時 | 0.29359
2014-07-24 | 89.6042 | 2014-01-09 | 12時 | 0.29359
2014-07-25 | 73.2826 | 2014-01-09 | 13時 | 0.062342
2014-07-26 | 104.3546 | 2014-01-09 | 14時 | 0.043752
2014-07-27 | 72.0556 | 2014-01-09 | 15時 | 0.29359
2014-07-28 | 88.1063 | 2014-01-09 | 16時 | 0.29359
2014-07-29 | 102.1181 | 2014-01-09 | 17時 | 0.29359
2014-07-30 | 115.7428 | 2014-01-09 | 18時 | 0.29359
2014-07-31 | 85.8355 | 2014-01-09 | 19時 | 0.24057
2014-08-01 | 68.6346 | 2014-01-09 | 20時 | 0.29359
2014-08-02 | 84.7466 | 2014-01-09 | 21時 | 0.29359
2014-08-03 | 84.6361 | 2014-01-09 | 22時 | 0.29359
2014-08-04 | 85.3965 | 2014-01-09 | 23時 | 0.20441
2014-08-05 | 100.4516 | 2014-01-10 | 0時 | 0.082917
2014-08-06 | 44.7848 | 2014-01-10 | 1時 | 0.024114
2014-08-07 | 86.401 | 2014-01-10 | 2時 | 0.026407
2014-08-08 | 69.8425 | 2014-01-10 | 3時 | 0.026407
2014-08-09 | 101.1944 | 2014-01-10 | 4時 | 0.024114
2014-08-10 | 69.857 | 2014-01-10 | 5時 | 0.27823
2014-08-11 | 86.2389 | 2014-01-10 | 6時 | 0.27823
2014-08-12 | 101.0789 | 2014-01-10 | 7時 | 0.27823
2014-08-13 | 115.9665 | 2014-01-10 | 8時 | 0.27458
2014-08-14 | 86.1935 | 2014-01-10 | 9時 | 0.21668
2014-08-15 | 69.0302 | 2014-01-10 | 10時 | 0.055522
2014-08-16 | 84.8524 | 2014-01-10 | 11時 | 0.14635
2014-08-17 | 84.7169 | 2014-01-10 | 12時 | 0.17786
2014-08-18 | 84.2878 | 2014-01-10 | 13時 | 0.058467
2014-08-19 | 98.2837 | 2014-01-10 | 14時 | 0.0408
2014-08-20 | 43.4963 | 2014-01-10 | 15時 | 0.17909
2014-08-21 | 84.4612 | 2014-01-10 | 16時 | 0.18595
2014-08-22 | 69.0097 | 2014-01-10 | 17時 | 0.27823
2014-08-23 | 101.461 | 2014-01-10 | 18時 | 0.27823
2014-08-24 | 70.8483 | 2014-01-10 | 19時 | 0.22485
2014-08-25 | 87.9173 | 2014-01-10 | 20時 | 0.27823
2014-08-26 | 102.7223 | 2014-01-10 | 21時 | 0.27823
2014-08-27 | 117.1409 | 2014-01-10 | 22時 | 0.27823
2014-08-28 | 86.6036 | 2014-01-10 | 23時 | 0.19348
2014-08-29 | 69.8847 | 2014-01-11 | 0時 | 0.10248
2014-08-30 | 86.3147 | 2014-01-11 | 1時 | 0.032014
2014-08-31 | 86.4043 | 2014-01-11 | 2時 | 0.034762
2014-09-01 | 86.123 | 2014-01-11 | 3時 | 0.034762
2014-09-02 | 100.3152 | 2014-01-11 | 4時 | 0.032014
2014-09-03 | 44.2649 | 2014-01-11 | 5時 | 0.33656
2014-09-04 | 84.9101 | 2014-01-11 | 6時 | 0.33656
2014-09-05 | 67.8837 | 2014-01-11 | 7時 | 0.33656
2014-09-06 | 99.0616 | 2014-01-11 | 8時 | 0.33656
2014-09-07 | 68.6093 | 2014-01-11 | 9時 | 0.26279
2014-09-08 | 86.4021 | 2014-01-11 | 10時 | 0.069655
2014-09-09 | 102.0777 | 2014-01-11 | 11時 | 0.33656
2014-09-10 | 118.0444 | 2014-01-11 | 12時 | 0.33656
2014-09-11 | 89.2762 | 2014-01-11 | 13時 | 0.073184
2014-09-12 | 73.5994 | 2014-01-11 | 14時 | 0.052011
2014-09-13 | 90.9838 | 2014-01-11 | 15時 | 0.33656
2014-09-14 | 92.0888 | 2014-01-11 | 16時 | 0.30233
2014-09-15 | 49.0569 | 2014-01-11 | 17時 | 0.33656
2014-09-16 | 109.9542 | 2014-01-11 | 18時 | 0.33656
2014-09-17 | 50.7971 | 2014-01-11 | 19時 | 0.28141
2014-09-18 | 96.9227 | 2014-01-11 | 20時 | 0.33656
2014-09-19 | 80.7014 | 2014-01-11 | 21時 | 0.33656
2014-09-20 | 115.6918 | 2014-01-11 | 22時 | 0.33656
2014-09-21 | 82.1654 | 2014-01-11 | 23時 | 0.23499
2014-09-22 | 99.3632 | 2014-01-12 | 0時 | 0.075912
2014-09-23 | 117.1431 | 2014-01-12 | 1時 | 0.021286
2014-09-24 | 134.6352 | 2014-01-12 | 2時 | 0.023416
2014-09-25 | 99.9237 | 2014-01-12 | 3時 | 0.023416
2014-09-26 | 83.021 | 2014-01-12 | 4時 | 0.021286
2014-09-27 | 100.7566 | 2014-01-12 | 5時 | 0.25736
2014-09-28 | 99.5387 | 2014-01-12 | 6時 | 0.25736
2014-09-29 | 100.0056 | 2014-01-12 | 7時 | 0.25736
2014-09-30 | 118.3412 | 2014-01-12 | 8時 | 0.25736
2014-10-01 | 54.5077 | 2014-01-12 | 9時 | 0.20018
2014-10-02 | 101.0984 | 2014-01-12 | 10時 | 0.050464
2014-10-03 | 83.6686 | 2014-01-12 | 11時 | 0.25736
2014-10-04 | 120.104 | 2014-01-12 | 12時 | 0.25665
2014-10-05 | 85.7143 | 2014-01-12 | 13時 | 0.053199
2014-10-06 | 105.1316 | 2014-01-12 | 14時 | 0.036787
2014-10-07 | 124.8901 | 2014-01-12 | 15時 | 0.25736
2014-10-08 | 144.4914 | 2014-01-12 | 16時 | 0.20425
2014-10-09 | 108.4688 | 2014-01-12 | 17時 | 0.25736
2014-10-10 | 128.0295 | 2014-01-12 | 18時 | 0.25736
2014-10-11 | 109.0986 | 2014-01-12 | 19時 | 0.20404
2014-10-12 | 109.2505 | 2014-01-12 | 20時 | 0.25736
2014-10-13 | 108.9294 | 2014-01-12 | 21時 | 0.25736
2014-10-14 | 128.5318 | 2014-01-12 | 22時 | 0.25736
2014-10-15 | 60.5146 | 2014-01-12 | 23時 | 0.17863
2014-10-16 | 108.8085 | 2014-01-13 | 0時 | 0.093119
2014-10-17 | 89.6521 | 2014-01-13 | 1時 | 0.028233
2014-10-18 | 127.8304 | 2014-01-13 | 2時 | 0.030763
2014-10-19 | 89.752 | 2014-01-13 | 3時 | 0.030763
2014-10-20 | 109.342 | 2014-01-13 | 4時 | 0.028233
2014-10-21 | 129.5134 | 2014-01-13 | 5時 | 0.30864
2014-10-22 | 149.5272 | 2014-01-13 | 6時 | 0.30864
2014-10-23 | 111.2235 | 2014-01-13 | 7時 | 0.30864
2014-10-24 | 91.7763 | 2014-01-13 | 8時 | 0.30864
2014-10-25 | 112.5121 | 2014-01-13 | 9時 | 0.24072
2014-10-26 | 113.2132 | 2014-01-13 | 10時 | 0.062891
2014-10-27 | 113.7558 | 2014-01-13 | 11時 | 0.24548
2014-10-28 | 134.1442 | 2014-01-13 | 12時 | 0.2347
2014-10-29 | 63.4666 | 2014-01-13 | 13時 | 0.06614
2014-10-30 | 113.172 | 2014-01-13 | 14時 | 0.046645
2014-10-31 | 93.0082 | 2014-01-13 | 15時 | 0.27873
2014-11-01 | 134.5661 | 2014-01-13 | 16時 | 0.25123
2014-11-02 | 94.2616 | 2014-01-13 | 17時 | 0.30864
2014-11-03 | 134.8836 | 2014-01-13 | 18時 | 0.30864
2014-11-04 | 136.0028 | 2014-01-13 | 19時 | 0.25428
2014-11-05 | 158.2764 | 2014-01-13 | 20時 | 0.30864
2014-11-06 | 118.0905 | 2014-01-13 | 21時 | 0.30864
2014-11-07 | 97.5234 | 2014-01-13 | 22時 | 0.30864
2014-11-08 | 118.0215 | 2014-01-13 | 23時 | 0.21512
2014-11-09 | 118.6394 | 2014-01-14 | 0時 | 0.078085
2014-11-10 | 120.414 | 2014-01-14 | 1時 | 0.03616
2014-11-11 | 143.6135 | 2014-01-14 | 2時 | 0.039147
2014-11-12 | 68.6046 | 2014-01-14 | 3時 | 0.039147
2014-11-13 | 122.574 | 2014-01-14 | 4時 | 0.03616
2014-11-14 | 101.422 | 2014-01-14 | 5時 | 0.039147
2014-11-15 | 146.6736 | 2014-01-14 | 6時 | 0.039147
2014-11-16 | 101.9879 | 2014-01-14 | 7時 | 0.36717
2014-11-17 | 125.0418 | 2014-01-14 | 8時 | 0.36717
2014-11-18 | 147.817 | 2014-01-14 | 9時 | 0.36717
2014-11-19 | 171.8574 | 2014-01-14 | 10時 | 0.36717
2014-11-20 | 126.9316 | 2014-01-14 | 11時 | 0.36717
2014-11-21 | 104.5466 | 2014-01-14 | 12時 | 0.36717
2014-11-22 | 127.3863 | 2014-01-14 | 13時 | 0.10844
2014-11-23 | 149.1984 | 2014-01-14 | 14時 | 0.039147
2014-11-24 | 127.0817 | 2014-01-14 | 15時 | 0.36717
2014-11-25 | 150.5513 | 2014-01-14 | 16時 | 0.36717
2014-11-26 | 72.3913 | 2014-01-14 | 17時 | 0.36717
2014-11-27 | 126.4256 | 2014-01-14 | 18時 | 0.36717
2014-11-28 | 102.7868 | 2014-01-14 | 19時 | 0.31349
2014-11-29 | 147.5624 | 2014-01-14 | 20時 | 0.36717
2014-11-30 | 102.8272 | 2014-01-14 | 21時 | 0.36717
2014-12-01 | 125.9006 | 2014-01-14 | 22時 | 0.25994
2014-12-02 | 148.7413 | 2014-01-14 | 23時 | 0.18342
2014-12-03 | 171.0696 | 2014-01-15 | 0時 | 0.089178
2014-12-04 | 126.9522 | 2014-01-15 | 1時 | 0.042295
2014-12-05 | 104.2507 | 2014-01-15 | 2時 | 0.045634
2014-12-06 | 127.5495 | 2014-01-15 | 3時 | 0.045634
2014-12-07 | 128.3297 | 2014-01-15 | 4時 | 0.042295
2014-12-08 | 129.7307 | 2014-01-15 | 5時 | 0.045634
2014-12-09 | 154.5566 | 2014-01-15 | 6時 | 0.045634
2014-12-10 | 74.5682 | 2014-01-15 | 7時 | 0.41246
2014-12-11 | 131.1209 | 2014-01-15 | 8時 | 0.41246
2014-12-12 | 107.5659 | 2014-01-15 | 9時 | 0.41246
2014-12-13 | 155.776 | 2014-01-15 | 10時 | 0.41246
2014-12-14 | 108.3515 | 2014-01-15 | 11時 | 0.41246
2014-12-15 | 133.1977 | 2014-01-15 | 12時 | 0.41246
2014-12-16 | 158.1851 | 2014-01-15 | 13時 | 0.12312
2014-12-17 | 182.6207 | 2014-01-15 | 14時 | 0.045634
2014-12-18 | 134.6256 | 2014-01-15 | 15時 | 0.41246
2014-12-19 | 110.1024 | 2014-01-15 | 16時 | 0.41246
2014-12-20 | 134.6192 | 2014-01-15 | 17時 | 0.41246
2014-12-21 | 135.0039 | 2014-01-15 | 18時 | 0.41246
2014-12-22 | 135.5078 | 2014-01-15 | 19時 | 0.35804
2014-12-23 | 160.2418 | 2014-01-15 | 20時 | 0.41246
2014-12-24 | 76.7243 | 2014-01-15 | 21時 | 0.41246
2014-12-25 | 136.7758 | 2014-01-15 | 22時 | 0.29254
2014-12-26 | 112.3976 | 2014-01-15 | 23時 | 0.20697
2014-12-27 | 162.7781 | 2014-01-16 | 0時 | 0.089338
2014-12-28 | 113.0404 | 2014-01-16 | 1時 | 0.026706
2014-12-29 | 137.9942 | 2014-01-16 | 2時 | 0.029148
2014-12-30 | 77.9957 | 2014-01-16 | 3時 | 0.029148
2014-12-31 | 162.9268 | 2014-01-16 | 4時 | 0.026706
|  | 2014-01-16 | 5時 | 0.29737
|  | 2014-01-16 | 6時 | 0.29737
|  | 2014-01-16 | 7時 | 0.29737
|  | 2014-01-16 | 8時 | 0.29737
|  | 2014-01-16 | 9時 | 0.23181
|  | 2014-01-16 | 10時 | 0.06016
|  | 2014-01-16 | 11時 | 0.29737
|  | 2014-01-16 | 12時 | 0.29737
|  | 2014-01-16 | 13時 | 0.063296
|  | 2014-01-16 | 14時 | 0.044479
|  | 2014-01-16 | 15時 | 0.29737
|  | 2014-01-16 | 16時 | 0.29737
|  | 2014-01-16 | 17時 | 0.29737
|  | 2014-01-16 | 18時 | 0.29737
|  | 2014-01-16 | 19時 | 0.24276
|  | 2014-01-16 | 20時 | 0.29737
|  | 2014-01-16 | 21時 | 0.29737
|  | 2014-01-16 | 22時 | 0.29737
|  | 2014-01-16 | 23時 | 0.2071
|  | 2014-01-17 | 0時 | 0.076694
|  | 2014-01-17 | 1時 | 0.021601
|  | 2014-01-17 | 2時 | 0.02375
|  | 2014-01-17 | 3時 | 0.02375
|  | 2014-01-17 | 4時 | 0.021601
|  | 2014-01-17 | 5時 | 0.25969
|  | 2014-01-17 | 6時 | 0.25969
|  | 2014-01-17 | 7時 | 0.25969
|  | 2014-01-17 | 8時 | 0.25969
|  | 2014-01-17 | 9時 | 0.20202
|  | 2014-01-17 | 10時 | 0.051028
|  | 2014-01-17 | 11時 | 0.25969
|  | 2014-01-17 | 12時 | 0.25969
|  | 2014-01-17 | 13時 | 0.053787
|  | 2014-01-17 | 14時 | 0.037235
|  | 2014-01-17 | 15時 | 0.25969
|  | 2014-01-17 | 16時 | 0.19291
|  | 2014-01-17 | 17時 | 0.25969
|  | 2014-01-17 | 18時 | 0.25969
|  | 2014-01-17 | 19時 | 0.20878
|  | 2014-01-17 | 20時 | 0.25969
|  | 2014-01-17 | 21時 | 0.25969
|  | 2014-01-17 | 22時 | 0.25969
|  | 2014-01-17 | 23時 | 0.18028
|  | 2014-01-18 | 0時 | 0.090565
|  | 2014-01-18 | 1時 | 0.027202
|  | 2014-01-18 | 2時 | 0.029672
|  | 2014-01-18 | 3時 | 0.029672
|  | 2014-01-18 | 4時 | 0.027202
|  | 2014-01-18 | 5時 | 0.30103
|  | 2014-01-18 | 6時 | 0.30103
|  | 2014-01-18 | 7時 | 0.30103
|  | 2014-01-18 | 8時 | 0.30103
|  | 2014-01-18 | 9時 | 0.2347
|  | 2014-01-18 | 10時 | 0.061046
|  | 2014-01-18 | 11時 | 0.27789
|  | 2014-01-18 | 12時 | 0.26137
|  | 2014-01-18 | 13時 | 0.064219
|  | 2014-01-18 | 14時 | 0.045182
|  | 2014-01-18 | 15時 | 0.30103
|  | 2014-01-18 | 16時 | 0.26403
|  | 2014-01-18 | 17時 | 0.30103
|  | 2014-01-18 | 18時 | 0.30103
|  | 2014-01-18 | 19時 | 0.24746
|  | 2014-01-18 | 20時 | 0.30103
|  | 2014-01-18 | 21時 | 0.30103
|  | 2014-01-18 | 22時 | 0.30103
|  | 2014-01-18 | 23時 | 0.20971
|  | 2014-01-19 | 0時 | 0.088418
|  | 2014-01-19 | 1時 | 0.026335
|  | 2014-01-19 | 2時 | 0.028755
|  | 2014-01-19 | 3時 | 0.028755
|  | 2014-01-19 | 4時 | 0.026335
|  | 2014-01-19 | 5時 | 0.29463
|  | 2014-01-19 | 6時 | 0.29463
|  | 2014-01-19 | 7時 | 0.29463
|  | 2014-01-19 | 8時 | 0.29463
|  | 2014-01-19 | 9時 | 0.22964
|  | 2014-01-19 | 10時 | 0.059495
|  | 2014-01-19 | 11時 | 0.29463
|  | 2014-01-19 | 12時 | 0.29463
|  | 2014-01-19 | 13時 | 0.062604
|  | 2014-01-19 | 14時 | 0.043951
|  | 2014-01-19 | 15時 | 0.29463
|  | 2014-01-19 | 16時 | 0.29463
|  | 2014-01-19 | 17時 | 0.29463
|  | 2014-01-19 | 18時 | 0.29463
|  | 2014-01-19 | 19時 | 0.23849
|  | 2014-01-19 | 20時 | 0.29463
|  | 2014-01-19 | 21時 | 0.29463
|  | 2014-01-19 | 22時 | 0.29463
|  | 2014-01-19 | 23時 | 0.20515
|  | 2014-01-20 | 0時 | 0.089123
|  | 2014-01-20 | 1時 | 0.026619
|  | 2014-01-20 | 2時 | 0.029056
|  | 2014-01-20 | 3時 | 0.029056
|  | 2014-01-20 | 4時 | 0.026619
|  | 2014-01-20 | 5時 | 0.29673
|  | 2014-01-20 | 6時 | 0.29673
|  | 2014-01-20 | 7時 | 0.29673
|  | 2014-01-20 | 8時 | 0.29673
|  | 2014-01-20 | 9時 | 0.23131
|  | 2014-01-20 | 10時 | 0.060004
|  | 2014-01-20 | 11時 | 0.29673
|  | 2014-01-20 | 12時 | 0.29673
|  | 2014-01-20 | 13時 | 0.063135
|  | 2014-01-20 | 14時 | 0.044356
|  | 2014-01-20 | 15時 | 0.29673
|  | 2014-01-20 | 16時 | 0.28355
|  | 2014-01-20 | 17時 | 0.29673
|  | 2014-01-20 | 18時 | 0.29673
|  | 2014-01-20 | 19時 | 0.24112
|  | 2014-01-20 | 20時 | 0.29673
|  | 2014-01-20 | 21時 | 0.29673
|  | 2014-01-20 | 22時 | 0.29673
|  | 2014-01-20 | 23時 | 0.20665
|  | 2014-01-21 | 0時 | 0.078997
|  | 2014-01-21 | 1時 | 0.036665
|  | 2014-01-21 | 2時 | 0.039681
|  | 2014-01-21 | 3時 | 0.039681
|  | 2014-01-21 | 4時 | 0.036665
|  | 2014-01-21 | 5時 | 0.039681
|  | 2014-01-21 | 6時 | 0.039681
|  | 2014-01-21 | 7時 | 0.3709
|  | 2014-01-21 | 8時 | 0.3709
|  | 2014-01-21 | 9時 | 0.3709
|  | 2014-01-21 | 10時 | 0.3709
|  | 2014-01-21 | 11時 | 0.3709
|  | 2014-01-21 | 12時 | 0.35352
|  | 2014-01-21 | 13時 | 0.10965
|  | 2014-01-21 | 14時 | 0.039681
|  | 2014-01-21 | 15時 | 0.32348
|  | 2014-01-21 | 16時 | 0.3709
|  | 2014-01-21 | 17時 | 0.3709
|  | 2014-01-21 | 18時 | 0.3709
|  | 2014-01-21 | 19時 | 0.31642
|  | 2014-01-21 | 20時 | 0.3709
|  | 2014-01-21 | 21時 | 0.3709
|  | 2014-01-21 | 22時 | 0.26262
|  | 2014-01-21 | 23時 | 0.18536
|  | 2014-01-22 | 0時 | 0.051142
|  | 2014-01-22 | 1時 | 0.021262
|  | 2014-01-22 | 2時 | 0.02339
|  | 2014-01-22 | 3時 | 0.02339
|  | 2014-01-22 | 4時 | 0.021262
|  | 2014-01-22 | 5時 | 0.02339
|  | 2014-01-22 | 6時 | 0.058044
|  | 2014-01-22 | 7時 | 0.25718
|  | 2014-01-22 | 8時 | 0.25718
|  | 2014-01-22 | 9時 | 0.25718
|  | 2014-01-22 | 10時 | 0.25286
|  | 2014-01-22 | 11時 | 0.17847
|  | 2014-01-22 | 12時 | 0.086967
|  | 2014-01-22 | 13時 | 0.021262
|  | 2014-01-22 | 14時 | 0.02339
|  | 2014-01-22 | 15時 | 0.25718
|  | 2014-01-22 | 16時 | 0.25718
|  | 2014-01-22 | 17時 | 0.25718
|  | 2014-01-22 | 18時 | 0.18086
|  | 2014-01-22 | 19時 | 0.25718
|  | 2014-01-22 | 20時 | 0.25718
|  | 2014-01-22 | 21時 | 0.25718
|  | 2014-01-22 | 22時 | 0.12157
|  | 2014-01-22 | 23時 | 0.15447
|  | 2014-01-23 | 0時 | 0.089625
|  | 2014-01-23 | 1時 | 0.026822
|  | 2014-01-23 | 2時 | 0.029271
|  | 2014-01-23 | 3時 | 0.029271
|  | 2014-01-23 | 4時 | 0.026822
|  | 2014-01-23 | 5時 | 0.29823
|  | 2014-01-23 | 6時 | 0.29823
|  | 2014-01-23 | 7時 | 0.29823
|  | 2014-01-23 | 8時 | 0.29279
|  | 2014-01-23 | 9時 | 0.23249
|  | 2014-01-23 | 10時 | 0.060367
|  | 2014-01-23 | 11時 | 0.29
|  | 2014-01-23 | 12時 | 0.29823
|  | 2014-01-23 | 13時 | 0.063512
|  | 2014-01-23 | 14時 | 0.044643
|  | 2014-01-23 | 15時 | 0.29823
|  | 2014-01-23 | 16時 | 0.29823
|  | 2014-01-23 | 17時 | 0.29823
|  | 2014-01-23 | 18時 | 0.29823
|  | 2014-01-23 | 19時 | 0.24295
|  | 2014-01-23 | 20時 | 0.29823
|  | 2014-01-23 | 21時 | 0.29823
|  | 2014-01-23 | 22時 | 0.29823
|  | 2014-01-23 | 23時 | 0.20771
|  | 2014-01-24 | 0時 | 0.076172
|  | 2014-01-24 | 1時 | 0.021391
|  | 2014-01-24 | 2時 | 0.023527
|  | 2014-01-24 | 3時 | 0.023527
|  | 2014-01-24 | 4時 | 0.021391
|  | 2014-01-24 | 5時 | 0.25813
|  | 2014-01-24 | 6時 | 0.25813
|  | 2014-01-24 | 7時 | 0.25813
|  | 2014-01-24 | 8時 | 0.25813
|  | 2014-01-24 | 9時 | 0.20079
|  | 2014-01-24 | 10時 | 0.050652
|  | 2014-01-24 | 11時 | 0.25813
|  | 2014-01-24 | 12時 | 0.23807
|  | 2014-01-24 | 13時 | 0.053395
|  | 2014-01-24 | 14時 | 0.036936
|  | 2014-01-24 | 15時 | 0.25813
|  | 2014-01-24 | 16時 | 0.25055
|  | 2014-01-24 | 17時 | 0.25813
|  | 2014-01-24 | 18時 | 0.25813
|  | 2014-01-24 | 19時 | 0.20227
|  | 2014-01-24 | 20時 | 0.25813
|  | 2014-01-24 | 21時 | 0.25813
|  | 2014-01-24 | 22時 | 0.25813
|  | 2014-01-24 | 23時 | 0.17918
|  | 2014-01-25 | 0時 | 0.10372
|  | 2014-01-25 | 1時 | 0.032514
|  | 2014-01-25 | 2時 | 0.035291
|  | 2014-01-25 | 3時 | 0.035291
|  | 2014-01-25 | 4時 | 0.032514
|  | 2014-01-25 | 5時 | 0.34025
|  | 2014-01-25 | 6時 | 0.34025
|  | 2014-01-25 | 7時 | 0.34025
|  | 2014-01-25 | 8時 | 0.34025
|  | 2014-01-25 | 9時 | 0.26571
|  | 2014-01-25 | 10時 | 0.070549
|  | 2014-01-25 | 11時 | 0.34025
|  | 2014-01-25 | 12時 | 0.34025
|  | 2014-01-25 | 13時 | 0.074116
|  | 2014-01-25 | 14時 | 0.052721
|  | 2014-01-25 | 15時 | 0.34025
|  | 2014-01-25 | 16時 | 0.34025
|  | 2014-01-25 | 17時 | 0.34025
|  | 2014-01-25 | 18時 | 0.34025
|  | 2014-01-25 | 19時 | 0.28566
|  | 2014-01-25 | 20時 | 0.34025
|  | 2014-01-25 | 21時 | 0.34025
|  | 2014-01-25 | 22時 | 0.34025
|  | 2014-01-25 | 23時 | 0.23762
|  | 2014-01-26 | 0時 | 0.075891
|  | 2014-01-26 | 1時 | 0.021277
|  | 2014-01-26 | 2時 | 0.023407
|  | 2014-01-26 | 3時 | 0.023407
|  | 2014-01-26 | 4時 | 0.021277
|  | 2014-01-26 | 5時 | 0.25729
|  | 2014-01-26 | 6時 | 0.25729
|  | 2014-01-26 | 7時 | 0.25729
|  | 2014-01-26 | 8時 | 0.25729
|  | 2014-01-26 | 9時 | 0.20013
|  | 2014-01-26 | 10時 | 0.050448
|  | 2014-01-26 | 11時 | 0.25729
|  | 2014-01-26 | 12時 | 0.25729
|  | 2014-01-26 | 13時 | 0.053184
|  | 2014-01-26 | 14時 | 0.036775
|  | 2014-01-26 | 15時 | 0.25729
|  | 2014-01-26 | 16時 | 0.25729
|  | 2014-01-26 | 17時 | 0.25729
|  | 2014-01-26 | 18時 | 0.25729
|  | 2014-01-26 | 19時 | 0.20466
|  | 2014-01-26 | 20時 | 0.25729
|  | 2014-01-26 | 21時 | 0.25729
|  | 2014-01-26 | 22時 | 0.25729
|  | 2014-01-26 | 23時 | 0.17858
|  | 2014-01-27 | 0時 | 0.089587
|  | 2014-01-27 | 1時 | 0.026807
|  | 2014-01-27 | 2時 | 0.029254
|  | 2014-01-27 | 3時 | 0.029254
|  | 2014-01-27 | 4時 | 0.026807
|  | 2014-01-27 | 5時 | 0.29811
|  | 2014-01-27 | 6時 | 0.29811
|  | 2014-01-27 | 7時 | 0.29811
|  | 2014-01-27 | 8時 | 0.29811
|  | 2014-01-27 | 9時 | 0.2324
|  | 2014-01-27 | 10時 | 0.060339
|  | 2014-01-27 | 11時 | 0.29811
|  | 2014-01-27 | 12時 | 0.29811
|  | 2014-01-27 | 13時 | 0.063483
|  | 2014-01-27 | 14時 | 0.044621
|  | 2014-01-27 | 15時 | 0.29811
|  | 2014-01-27 | 16時 | 0.29571
|  | 2014-01-27 | 17時 | 0.29811
|  | 2014-01-27 | 18時 | 0.29811
|  | 2014-01-27 | 19時 | 0.24329
|  | 2014-01-27 | 20時 | 0.29811
|  | 2014-01-27 | 21時 | 0.29811
|  | 2014-01-27 | 22時 | 0.29811
|  | 2014-01-27 | 23時 | 0.20763
|  | 2014-01-28 | 0時 | 0.078985
|  | 2014-01-28 | 1時 | 0.036658
|  | 2014-01-28 | 2時 | 0.039673
|  | 2014-01-28 | 3時 | 0.039673
|  | 2014-01-28 | 4時 | 0.036658
|  | 2014-01-28 | 5時 | 0.039673
|  | 2014-01-28 | 6時 | 0.039673
|  | 2014-01-28 | 7時 | 0.37085
|  | 2014-01-28 | 8時 | 0.37085
|  | 2014-01-28 | 9時 | 0.37085
|  | 2014-01-28 | 10時 | 0.37085
|  | 2014-01-28 | 11時 | 0.37085
|  | 2014-01-28 | 12時 | 0.36388
|  | 2014-01-28 | 13時 | 0.10963
|  | 2014-01-28 | 14時 | 0.039673
|  | 2014-01-28 | 15時 | 0.37085
|  | 2014-01-28 | 16時 | 0.37085
|  | 2014-01-28 | 17時 | 0.37085
|  | 2014-01-28 | 18時 | 0.37085
|  | 2014-01-28 | 19時 | 0.31517
|  | 2014-01-28 | 20時 | 0.37085
|  | 2014-01-28 | 21時 | 0.37085
|  | 2014-01-28 | 22時 | 0.26259
|  | 2014-01-28 | 23時 | 0.18533
|  | 2014-01-29 | 0時 | 0.090269
|  | 2014-01-29 | 1時 | 0.042898
|  | 2014-01-29 | 2時 | 0.046272
|  | 2014-01-29 | 3時 | 0.046272
|  | 2014-01-29 | 4時 | 0.042898
|  | 2014-01-29 | 5時 | 0.046272
|  | 2014-01-29 | 6時 | 0.046272
|  | 2014-01-29 | 7時 | 0.41691
|  | 2014-01-29 | 8時 | 0.41691
|  | 2014-01-29 | 9時 | 0.41691
|  | 2014-01-29 | 10時 | 0.41691
|  | 2014-01-29 | 11時 | 0.41691
|  | 2014-01-29 | 12時 | 0.41691
|  | 2014-01-29 | 13時 | 0.12457
|  | 2014-01-29 | 14時 | 0.046272
|  | 2014-01-29 | 15時 | 0.41691
|  | 2014-01-29 | 16時 | 0.41691
|  | 2014-01-29 | 17時 | 0.41691
|  | 2014-01-29 | 18時 | 0.41691
|  | 2014-01-29 | 19時 | 0.36165
|  | 2014-01-29 | 20時 | 0.41691
|  | 2014-01-29 | 21時 | 0.41691
|  | 2014-01-29 | 22時 | 0.29575
|  | 2014-01-29 | 23時 | 0.20929
|  | 2014-01-30 | 0時 | 0.09359
|  | 2014-01-30 | 1時 | 0.028423
|  | 2014-01-30 | 2時 | 0.030964
|  | 2014-01-30 | 3時 | 0.030964
|  | 2014-01-30 | 4時 | 0.028423
|  | 2014-01-30 | 5時 | 0.31005
|  | 2014-01-30 | 6時 | 0.31005
|  | 2014-01-30 | 7時 | 0.31005
|  | 2014-01-30 | 8時 | 0.31005
|  | 2014-01-30 | 9時 | 0.24183
|  | 2014-01-30 | 10時 | 0.063231
|  | 2014-01-30 | 11時 | 0.30736
|  | 2014-01-30 | 12時 | 0.24871
|  | 2014-01-30 | 13時 | 0.066495
|  | 2014-01-30 | 14時 | 0.046915
|  | 2014-01-30 | 15時 | 0.26054
|  | 2014-01-30 | 16時 | 0.25476
|  | 2014-01-30 | 17時 | 0.31005
|  | 2014-01-30 | 18時 | 0.31005
|  | 2014-01-30 | 19時 | 0.2536
|  | 2014-01-30 | 20時 | 0.31005
|  | 2014-01-30 | 21時 | 0.31005
|  | 2014-01-30 | 22時 | 0.31005
|  | 2014-01-30 | 23時 | 0.21612
|  | 2014-01-31 | 0時 | 0.079039
|  | 2014-01-31 | 1時 | 0.022548
|  | 2014-01-31 | 2時 | 0.024751
|  | 2014-01-31 | 3時 | 0.024751
|  | 2014-01-31 | 4時 | 0.022548
|  | 2014-01-31 | 5時 | 0.26667
|  | 2014-01-31 | 6時 | 0.26667
|  | 2014-01-31 | 7時 | 0.26667
|  | 2014-01-31 | 8時 | 0.26667
|  | 2014-01-31 | 9時 | 0.20754
|  | 2014-01-31 | 10時 | 0.052721
|  | 2014-01-31 | 11時 | 0.26014
|  | 2014-01-31 | 12時 | 0.21672
|  | 2014-01-31 | 13時 | 0.055551
|  | 2014-01-31 | 14時 | 0.038578
|  | 2014-01-31 | 15時 | 0.23617
|  | 2014-01-31 | 16時 | 0.21605
|  | 2014-01-31 | 17時 | 0.26667
|  | 2014-01-31 | 18時 | 0.26667
|  | 2014-01-31 | 19時 | 0.21004
|  | 2014-01-31 | 20時 | 0.26667
|  | 2014-01-31 | 21時 | 0.26667
|  | 2014-01-31 | 22時 | 0.26667
|  | 2014-01-31 | 23時 | 0.18526
|  | 2014-02-01 | 0時 | 0.091046
|  | 2014-02-01 | 1時 | 0.027396
|  | 2014-02-01 | 2時 | 0.029877
|  | 2014-02-01 | 3時 | 0.029877
|  | 2014-02-01 | 4時 | 0.027396
|  | 2014-02-01 | 5時 | 0.30246
|  | 2014-02-01 | 6時 | 0.30246
|  | 2014-02-01 | 7時 | 0.30246
|  | 2014-02-01 | 8時 | 0.30246
|  | 2014-02-01 | 9時 | 0.23584
|  | 2014-02-01 | 10時 | 0.061393
|  | 2014-02-01 | 11時 | 0.30246
|  | 2014-02-01 | 12時 | 0.30246
|  | 2014-02-01 | 13時 | 0.064581
|  | 2014-02-01 | 14時 | 0.045457
|  | 2014-02-01 | 15時 | 0.30246
|  | 2014-02-01 | 16時 | 0.28497
|  | 2014-02-01 | 17時 | 0.30246
|  | 2014-02-01 | 18時 | 0.30246
|  | 2014-02-01 | 19時 | 0.24858
|  | 2014-02-01 | 20時 | 0.30246
|  | 2014-02-01 | 21時 | 0.30246
|  | 2014-02-01 | 22時 | 0.30246
|  | 2014-02-01 | 23時 | 0.21073
|  | 2014-02-02 | 0時 | 0.10572
|  | 2014-02-02 | 1時 | 0.033321
|  | 2014-02-02 | 2時 | 0.036144
|  | 2014-02-02 | 3時 | 0.036144
|  | 2014-02-02 | 4時 | 0.033321
|  | 2014-02-02 | 5時 | 0.34621
|  | 2014-02-02 | 6時 | 0.34621
|  | 2014-02-02 | 7時 | 0.34621
|  | 2014-02-02 | 8時 | 0.28341
|  | 2014-02-02 | 9時 | 0.27042
|  | 2014-02-02 | 10時 | 0.071993
|  | 2014-02-02 | 11時 | 0.13254
|  | 2014-02-02 | 12時 | 0.21249
|  | 2014-02-02 | 13時 | 0.075619
|  | 2014-02-02 | 14時 | 0.053866
|  | 2014-02-02 | 15時 | 0.12816
|  | 2014-02-02 | 16時 | 0.20006
|  | 2014-02-02 | 17時 | 0.34621
|  | 2014-02-02 | 18時 | 0.34621
|  | 2014-02-02 | 19時 | 0.29177
|  | 2014-02-02 | 20時 | 0.34621
|  | 2014-02-02 | 21時 | 0.34621
|  | 2014-02-02 | 22時 | 0.34621
|  | 2014-02-02 | 23時 | 0.24186
|  | 2014-02-03 | 0時 | 0.094131
|  | 2014-02-03 | 1時 | 0.028641
|  | 2014-02-03 | 2時 | 0.031195
|  | 2014-02-03 | 3時 | 0.031195
|  | 2014-02-03 | 4時 | 0.028641
|  | 2014-02-03 | 5時 | 0.31166
|  | 2014-02-03 | 6時 | 0.31166
|  | 2014-02-03 | 7時 | 0.31166
|  | 2014-02-03 | 8時 | 0.30929
|  | 2014-02-03 | 9時 | 0.24311
|  | 2014-02-03 | 10時 | 0.063622
|  | 2014-02-03 | 11時 | 0.24306
|  | 2014-02-03 | 12時 | 0.23899
|  | 2014-02-03 | 13時 | 0.066902
|  | 2014-02-03 | 14時 | 0.047225
|  | 2014-02-03 | 15時 | 0.31166
|  | 2014-02-03 | 16時 | 0.26497
|  | 2014-02-03 | 17時 | 0.31166
|  | 2014-02-03 | 18時 | 0.31166
|  | 2014-02-03 | 19時 | 0.25772
|  | 2014-02-03 | 20時 | 0.31166
|  | 2014-02-03 | 21時 | 0.31166
|  | 2014-02-03 | 22時 | 0.31166
|  | 2014-02-03 | 23時 | 0.21727
|  | 2014-02-04 | 0時 | 0.078896
|  | 2014-02-04 | 1時 | 0.036609
|  | 2014-02-04 | 2時 | 0.039621
|  | 2014-02-04 | 3時 | 0.039621
|  | 2014-02-04 | 4時 | 0.036609
|  | 2014-02-04 | 5時 | 0.039621
|  | 2014-02-04 | 6時 | 0.039621
|  | 2014-02-04 | 7時 | 0.37048
|  | 2014-02-04 | 8時 | 0.37048
|  | 2014-02-04 | 9時 | 0.37048
|  | 2014-02-04 | 10時 | 0.37048
|  | 2014-02-04 | 11時 | 0.37048
|  | 2014-02-04 | 12時 | 0.37048
|  | 2014-02-04 | 13時 | 0.10952
|  | 2014-02-04 | 14時 | 0.039621
|  | 2014-02-04 | 15時 | 0.37048
|  | 2014-02-04 | 16時 | 0.37048
|  | 2014-02-04 | 17時 | 0.37048
|  | 2014-02-04 | 18時 | 0.37048
|  | 2014-02-04 | 19時 | 0.31645
|  | 2014-02-04 | 20時 | 0.37048
|  | 2014-02-04 | 21時 | 0.37048
|  | 2014-02-04 | 22時 | 0.26233
|  | 2014-02-04 | 23時 | 0.18514
|  | 2014-02-05 | 0時 | 0.051887
|  | 2014-02-05 | 1時 | 0.021674
|  | 2014-02-05 | 2時 | 0.023826
|  | 2014-02-05 | 3時 | 0.023826
|  | 2014-02-05 | 4時 | 0.021674
|  | 2014-02-05 | 5時 | 0.023826
|  | 2014-02-05 | 6時 | 0.058866
|  | 2014-02-05 | 7時 | 0.26022
|  | 2014-02-05 | 8時 | 0.26022
|  | 2014-02-05 | 9時 | 0.26022
|  | 2014-02-05 | 10時 | 0.19803
|  | 2014-02-05 | 11時 | 0.13639
|  | 2014-02-05 | 12時 | 0.11762
|  | 2014-02-05 | 13時 | 0.021674
|  | 2014-02-05 | 14時 | 0.023826
|  | 2014-02-05 | 15時 | 0.26022
|  | 2014-02-05 | 16時 | 0.26022
|  | 2014-02-05 | 17時 | 0.26022
|  | 2014-02-05 | 18時 | 0.23871
|  | 2014-02-05 | 19時 | 0.26022
|  | 2014-02-05 | 20時 | 0.26022
|  | 2014-02-05 | 21時 | 0.26022
|  | 2014-02-05 | 22時 | 0.1231
|  | 2014-02-05 | 23時 | 0.15637
|  | 2014-02-06 | 0時 | 0.090497
|  | 2014-02-06 | 1時 | 0.027174
|  | 2014-02-06 | 2時 | 0.029643
|  | 2014-02-06 | 3時 | 0.029643
|  | 2014-02-06 | 4時 | 0.027174
|  | 2014-02-06 | 5時 | 0.30083
|  | 2014-02-06 | 6時 | 0.30083
|  | 2014-02-06 | 7時 | 0.30083
|  | 2014-02-06 | 8時 | 0.30083
|  | 2014-02-06 | 9時 | 0.23454
|  | 2014-02-06 | 10時 | 0.060997
|  | 2014-02-06 | 11時 | 0.30083
|  | 2014-02-06 | 12時 | 0.30083
|  | 2014-02-06 | 13時 | 0.064168
|  | 2014-02-06 | 14時 | 0.045143
|  | 2014-02-06 | 15時 | 0.30083
|  | 2014-02-06 | 16時 | 0.29253
|  | 2014-02-06 | 17時 | 0.30083
|  | 2014-02-06 | 18時 | 0.30083
|  | 2014-02-06 | 19時 | 0.24664
|  | 2014-02-06 | 20時 | 0.30083
|  | 2014-02-06 | 21時 | 0.30083
|  | 2014-02-06 | 22時 | 0.30083
|  | 2014-02-06 | 23時 | 0.20956
|  | 2014-02-07 | 0時 | 0.089079
|  | 2014-02-07 | 1時 | 0.026602
|  | 2014-02-07 | 2時 | 0.029038
|  | 2014-02-07 | 3時 | 0.029038
|  | 2014-02-07 | 4時 | 0.026602
|  | 2014-02-07 | 5時 | 0.2966
|  | 2014-02-07 | 6時 | 0.2966
|  | 2014-02-07 | 7時 | 0.2966
|  | 2014-02-07 | 8時 | 0.2454
|  | 2014-02-07 | 9時 | 0.2312
|  | 2014-02-07 | 10時 | 0.059973
|  | 2014-02-07 | 11時 | 0.097532
|  | 2014-02-07 | 12時 | 0.18103
|  | 2014-02-07 | 13時 | 0.063102
|  | 2014-02-07 | 14時 | 0.044331
|  | 2014-02-07 | 15時 | 0.12772
|  | 2014-02-07 | 16時 | 0.1765
|  | 2014-02-07 | 17時 | 0.2966
|  | 2014-02-07 | 18時 | 0.2966
|  | 2014-02-07 | 19時 | 0.24217
|  | 2014-02-07 | 20時 | 0.2966
|  | 2014-02-07 | 21時 | 0.2966
|  | 2014-02-07 | 22時 | 0.2966
|  | 2014-02-07 | 23時 | 0.20656
|  | 2014-02-08 | 0時 | 0.10483
|  | 2014-02-08 | 1時 | 0.03296
|  | 2014-02-08 | 2時 | 0.035763
|  | 2014-02-08 | 3時 | 0.035763
|  | 2014-02-08 | 4時 | 0.03296
|  | 2014-02-08 | 5時 | 0.34355
|  | 2014-02-08 | 6時 | 0.34355
|  | 2014-02-08 | 7時 | 0.34355
|  | 2014-02-08 | 8時 | 0.34355
|  | 2014-02-08 | 9時 | 0.26832
|  | 2014-02-08 | 10時 | 0.071348
|  | 2014-02-08 | 11時 | 0.34355
|  | 2014-02-08 | 12時 | 0.34355
|  | 2014-02-08 | 13時 | 0.074947
|  | 2014-02-08 | 14時 | 0.053354
|  | 2014-02-08 | 15時 | 0.34355
|  | 2014-02-08 | 16時 | 0.30383
|  | 2014-02-08 | 17時 | 0.34355
|  | 2014-02-08 | 18時 | 0.34355
|  | 2014-02-08 | 19時 | 0.28872
|  | 2014-02-08 | 20時 | 0.34355
|  | 2014-02-08 | 21時 | 0.34355
|  | 2014-02-08 | 22時 | 0.34355
|  | 2014-02-08 | 23時 | 0.23996
|  | 2014-02-09 | 0時 | 0.087924
|  | 2014-02-09 | 1時 | 0.026135
|  | 2014-02-09 | 2時 | 0.028544
|  | 2014-02-09 | 3時 | 0.028544
|  | 2014-02-09 | 4時 | 0.026135
|  | 2014-02-09 | 5時 | 0.29316
|  | 2014-02-09 | 6時 | 0.29316
|  | 2014-02-09 | 7時 | 0.29316
|  | 2014-02-09 | 8時 | 0.29316
|  | 2014-02-09 | 9時 | 0.22848
|  | 2014-02-09 | 10時 | 0.059139
|  | 2014-02-09 | 11時 | 0.13686
|  | 2014-02-09 | 12時 | 0.17909
|  | 2014-02-09 | 13時 | 0.062233
|  | 2014-02-09 | 14時 | 0.043669
|  | 2014-02-09 | 15時 | 0.093936
|  | 2014-02-09 | 16時 | 0.15724
|  | 2014-02-09 | 17時 | 0.29316
|  | 2014-02-09 | 18時 | 0.29316
|  | 2014-02-09 | 19時 | 0.23951
|  | 2014-02-09 | 20時 | 0.29316
|  | 2014-02-09 | 21時 | 0.29316
|  | 2014-02-09 | 22時 | 0.29316
|  | 2014-02-09 | 23時 | 0.20411
|  | 2014-02-10 | 0時 | 0.089793
|  | 2014-02-10 | 1時 | 0.02689
|  | 2014-02-10 | 2時 | 0.029343
|  | 2014-02-10 | 3時 | 0.029343
|  | 2014-02-10 | 4時 | 0.02689
|  | 2014-02-10 | 5時 | 0.29873
|  | 2014-02-10 | 6時 | 0.29873
|  | 2014-02-10 | 7時 | 0.29873
|  | 2014-02-10 | 8時 | 0.28904
|  | 2014-02-10 | 9時 | 0.23289
|  | 2014-02-10 | 10時 | 0.060489
|  | 2014-02-10 | 11時 | 0.29873
|  | 2014-02-10 | 12時 | 0.29873
|  | 2014-02-10 | 13時 | 0.063639
|  | 2014-02-10 | 14時 | 0.04474
|  | 2014-02-10 | 15時 | 0.29873
|  | 2014-02-10 | 16時 | 0.29873
|  | 2014-02-10 | 17時 | 0.29873
|  | 2014-02-10 | 18時 | 0.29873
|  | 2014-02-10 | 19時 | 0.24562
|  | 2014-02-10 | 20時 | 0.29873
|  | 2014-02-10 | 21時 | 0.29873
|  | 2014-02-10 | 22時 | 0.29873
|  | 2014-02-10 | 23時 | 0.20807
|  | 2014-02-11 | 0時 | 0.082236
|  | 2014-02-11 | 1時 | 0.038456
|  | 2014-02-11 | 2時 | 0.041574
|  | 2014-02-11 | 3時 | 0.041574
|  | 2014-02-11 | 4時 | 0.038456
|  | 2014-02-11 | 5時 | 0.041574
|  | 2014-02-11 | 6時 | 0.041574
|  | 2014-02-11 | 7時 | 0.38412
|  | 2014-02-11 | 8時 | 0.38412
|  | 2014-02-11 | 9時 | 0.38412
|  | 2014-02-11 | 10時 | 0.38412
|  | 2014-02-11 | 11時 | 0.38412
|  | 2014-02-11 | 12時 | 0.32978
|  | 2014-02-11 | 13時 | 0.11394
|  | 2014-02-11 | 14時 | 0.041574
|  | 2014-02-11 | 15時 | 0.15976
|  | 2014-02-11 | 16時 | 0.38412
|  | 2014-02-11 | 17時 | 0.38412
|  | 2014-02-11 | 18時 | 0.38412
|  | 2014-02-11 | 19時 | 0.3323
|  | 2014-02-11 | 20時 | 0.38412
|  | 2014-02-11 | 21時 | 0.38412
|  | 2014-02-11 | 22時 | 0.27214
|  | 2014-02-11 | 23時 | 0.19223
|  | 2014-02-12 | 0時 | 0.08845
|  | 2014-02-12 | 1時 | 0.041892
|  | 2014-02-12 | 2時 | 0.045209
|  | 2014-02-12 | 3時 | 0.045209
|  | 2014-02-12 | 4時 | 0.041892
|  | 2014-02-12 | 5時 | 0.045209
|  | 2014-02-12 | 6時 | 0.045209
|  | 2014-02-12 | 7時 | 0.40949
|  | 2014-02-12 | 8時 | 0.40949
|  | 2014-02-12 | 9時 | 0.40949
|  | 2014-02-12 | 10時 | 0.40949
|  | 2014-02-12 | 11時 | 0.40949
|  | 2014-02-12 | 12時 | 0.40949
|  | 2014-02-12 | 13時 | 0.12216
|  | 2014-02-12 | 14時 | 0.045209
|  | 2014-02-12 | 15時 | 0.40949
|  | 2014-02-12 | 16時 | 0.40949
|  | 2014-02-12 | 17時 | 0.40949
|  | 2014-02-12 | 18時 | 0.40949
|  | 2014-02-12 | 19時 | 0.35575
|  | 2014-02-12 | 20時 | 0.40949
|  | 2014-02-12 | 21時 | 0.40949
|  | 2014-02-12 | 22時 | 0.2904
|  | 2014-02-12 | 23時 | 0.20542
|  | 2014-02-13 | 0時 | 0.099221
|  | 2014-02-13 | 1時 | 0.030696
|  | 2014-02-13 | 2時 | 0.033368
|  | 2014-02-13 | 3時 | 0.033368
|  | 2014-02-13 | 4時 | 0.030696
|  | 2014-02-13 | 5時 | 0.32683
|  | 2014-02-13 | 6時 | 0.32683
|  | 2014-02-13 | 7時 | 0.32683
|  | 2014-02-13 | 8時 | 0.32027
|  | 2014-02-13 | 9時 | 0.2551
|  | 2014-02-13 | 10時 | 0.067297
|  | 2014-02-13 | 11時 | 0.21361
|  | 2014-02-13 | 12時 | 0.20225
|  | 2014-02-13 | 13時 | 0.070729
|  | 2014-02-13 | 14時 | 0.050141
|  | 2014-02-13 | 15時 | 0.16939
|  | 2014-02-13 | 16時 | 0.19323
|  | 2014-02-13 | 17時 | 0.32683
|  | 2014-02-13 | 18時 | 0.32683
|  | 2014-02-13 | 19時 | 0.27375
|  | 2014-02-13 | 20時 | 0.32683
|  | 2014-02-13 | 21時 | 0.32683
|  | 2014-02-13 | 22時 | 0.32683
|  | 2014-02-13 | 23時 | 0.22807
|  | 2014-02-14 | 0時 | 0.080057
|  | 2014-02-14 | 1時 | 0.022959
|  | 2014-02-14 | 2時 | 0.025186
|  | 2014-02-14 | 3時 | 0.025186
|  | 2014-02-14 | 4時 | 0.022959
|  | 2014-02-14 | 5時 | 0.26971
|  | 2014-02-14 | 6時 | 0.26971
|  | 2014-02-14 | 7時 | 0.26971
|  | 2014-02-14 | 8時 | 0.20152
|  | 2014-02-14 | 9時 | 0.20994
|  | 2014-02-14 | 10時 | 0.053457
|  | 2014-02-14 | 11時 | 0.18251
|  | 2014-02-14 | 12時 | 0.23628
|  | 2014-02-14 | 13時 | 0.056317
|  | 2014-02-14 | 14時 | 0.039162
|  | 2014-02-14 | 15時 | 0.26971
|  | 2014-02-14 | 16時 | 0.19731
|  | 2014-02-14 | 17時 | 0.26971
|  | 2014-02-14 | 18時 | 0.26971
|  | 2014-02-14 | 19時 | 0.21704
|  | 2014-02-14 | 20時 | 0.26971
|  | 2014-02-14 | 21時 | 0.26971
|  | 2014-02-14 | 22時 | 0.26971
|  | 2014-02-14 | 23時 | 0.18742
|  | 2014-02-15 | 0時 | 0.088388
|  | 2014-02-15 | 1時 | 0.026323
|  | 2014-02-15 | 2時 | 0.028742
|  | 2014-02-15 | 3時 | 0.028742
|  | 2014-02-15 | 4時 | 0.026323
|  | 2014-02-15 | 5時 | 0.29454
|  | 2014-02-15 | 6時 | 0.29454
|  | 2014-02-15 | 7時 | 0.29454
|  | 2014-02-15 | 8時 | 0.29454
|  | 2014-02-15 | 9時 | 0.22957
|  | 2014-02-15 | 10時 | 0.059473
|  | 2014-02-15 | 11時 | 0.29454
|  | 2014-02-15 | 12時 | 0.29454
|  | 2014-02-15 | 13時 | 0.062582
|  | 2014-02-15 | 14時 | 0.043934
|  | 2014-02-15 | 15時 | 0.29454
|  | 2014-02-15 | 16時 | 0.29454
|  | 2014-02-15 | 17時 | 0.29454
|  | 2014-02-15 | 18時 | 0.29454
|  | 2014-02-15 | 19時 | 0.24221
|  | 2014-02-15 | 20時 | 0.29454
|  | 2014-02-15 | 21時 | 0.29454
|  | 2014-02-15 | 22時 | 0.29454
|  | 2014-02-15 | 23時 | 0.20509
|  | 2014-02-16 | 0時 | 0.088754
|  | 2014-02-16 | 1時 | 0.02647
|  | 2014-02-16 | 2時 | 0.028899
|  | 2014-02-16 | 3時 | 0.028899
|  | 2014-02-16 | 4時 | 0.02647
|  | 2014-02-16 | 5時 | 0.29563
|  | 2014-02-16 | 6時 | 0.29563
|  | 2014-02-16 | 7時 | 0.29563
|  | 2014-02-16 | 8時 | 0.25969
|  | 2014-02-16 | 9時 | 0.23044
|  | 2014-02-16 | 10時 | 0.059738
|  | 2014-02-16 | 11時 | 0.29563
|  | 2014-02-16 | 12時 | 0.29563
|  | 2014-02-16 | 13時 | 0.062857
|  | 2014-02-16 | 14時 | 0.044144
|  | 2014-02-16 | 15時 | 0.29563
|  | 2014-02-16 | 16時 | 0.29563
|  | 2014-02-16 | 17時 | 0.29563
|  | 2014-02-16 | 18時 | 0.29563
|  | 2014-02-16 | 19時 | 0.24393
|  | 2014-02-16 | 20時 | 0.29563
|  | 2014-02-16 | 21時 | 0.29563
|  | 2014-02-16 | 22時 | 0.29563
|  | 2014-02-16 | 23時 | 0.20586
|  | 2014-02-17 | 0時 | 0.08856
|  | 2014-02-17 | 1時 | 0.026392
|  | 2014-02-17 | 2時 | 0.028816
|  | 2014-02-17 | 3時 | 0.028816
|  | 2014-02-17 | 4時 | 0.026392
|  | 2014-02-17 | 5時 | 0.29505
|  | 2014-02-17 | 6時 | 0.29505
|  | 2014-02-17 | 7時 | 0.29505
|  | 2014-02-17 | 8時 | 0.29505
|  | 2014-02-17 | 9時 | 0.22998
|  | 2014-02-17 | 10時 | 0.059598
|  | 2014-02-17 | 11時 | 0.25089
|  | 2014-02-17 | 12時 | 0.29505
|  | 2014-02-17 | 13時 | 0.062711
|  | 2014-02-17 | 14時 | 0.044033
|  | 2014-02-17 | 15時 | 0.29505
|  | 2014-02-17 | 16時 | 0.29505
|  | 2014-02-17 | 17時 | 0.29505
|  | 2014-02-17 | 18時 | 0.29505
|  | 2014-02-17 | 19時 | 0.24091
|  | 2014-02-17 | 20時 | 0.29505
|  | 2014-02-17 | 21時 | 0.29505
|  | 2014-02-17 | 22時 | 0.29505
|  | 2014-02-17 | 23時 | 0.20545
|  | 2014-02-18 | 0時 | 0.07866
|  | 2014-02-18 | 1時 | 0.036478
|  | 2014-02-18 | 2時 | 0.039483
|  | 2014-02-18 | 3時 | 0.039483
|  | 2014-02-18 | 4時 | 0.036478
|  | 2014-02-18 | 5時 | 0.039483
|  | 2014-02-18 | 6時 | 0.039483
|  | 2014-02-18 | 7時 | 0.36952
|  | 2014-02-18 | 8時 | 0.36952
|  | 2014-02-18 | 9時 | 0.36952
|  | 2014-02-18 | 10時 | 0.36952
|  | 2014-02-18 | 11時 | 0.36952
|  | 2014-02-18 | 12時 | 0.32139
|  | 2014-02-18 | 13時 | 0.1092
|  | 2014-02-18 | 14時 | 0.039483
|  | 2014-02-18 | 15時 | 0.27943
|  | 2014-02-18 | 16時 | 0.36952
|  | 2014-02-18 | 17時 | 0.36952
|  | 2014-02-18 | 18時 | 0.36952
|  | 2014-02-18 | 19時 | 0.31435
|  | 2014-02-18 | 20時 | 0.36952
|  | 2014-02-18 | 21時 | 0.36952
|  | 2014-02-18 | 22時 | 0.26163
|  | 2014-02-18 | 23時 | 0.18464
|  | 2014-02-19 | 0時 | 0.045904
|  | 2014-02-19 | 1時 | 0.018365
|  | 2014-02-19 | 2時 | 0.020327
|  | 2014-02-19 | 3時 | 0.020327
|  | 2014-02-19 | 4時 | 0.018365
|  | 2014-02-19 | 5時 | 0.020327
|  | 2014-02-19 | 6時 | 0.052265
|  | 2014-02-19 | 7時 | 0.23579
|  | 2014-02-19 | 8時 | 0.23579
|  | 2014-02-19 | 9時 | 0.23579
|  | 2014-02-19 | 10時 | 0.23579
|  | 2014-02-19 | 11時 | 0.23579
|  | 2014-02-19 | 12時 | 0.22291
|  | 2014-02-19 | 13時 | 0.018365
|  | 2014-02-19 | 14時 | 0.020327
|  | 2014-02-19 | 15時 | 0.23579
|  | 2014-02-19 | 16時 | 0.23579
|  | 2014-02-19 | 17時 | 0.23579
|  | 2014-02-19 | 18時 | 0.21402
|  | 2014-02-19 | 19時 | 0.23579
|  | 2014-02-19 | 20時 | 0.23579
|  | 2014-02-19 | 21時 | 0.23579
|  | 2014-02-19 | 22時 | 0.11081
|  | 2014-02-19 | 23時 | 0.14114
|  | 2014-02-20 | 0時 | 0.093342
|  | 2014-02-20 | 1時 | 0.028323
|  | 2014-02-20 | 2時 | 0.030858
|  | 2014-02-20 | 3時 | 0.030858
|  | 2014-02-20 | 4時 | 0.028323
|  | 2014-02-20 | 5時 | 0.30931
|  | 2014-02-20 | 6時 | 0.30931
|  | 2014-02-20 | 7時 | 0.30931
|  | 2014-02-20 | 8時 | 0.28801
|  | 2014-02-20 | 9時 | 0.24125
|  | 2014-02-20 | 10時 | 0.063052
|  | 2014-02-20 | 11時 | 0.23873
|  | 2014-02-20 | 12時 | 0.23654
|  | 2014-02-20 | 13時 | 0.066308
|  | 2014-02-20 | 14時 | 0.046773
|  | 2014-02-20 | 15時 | 0.26939
|  | 2014-02-20 | 16時 | 0.24209
|  | 2014-02-20 | 17時 | 0.30931
|  | 2014-02-20 | 18時 | 0.30931
|  | 2014-02-20 | 19時 | 0.25333
|  | 2014-02-20 | 20時 | 0.30931
|  | 2014-02-20 | 21時 | 0.30931
|  | 2014-02-20 | 22時 | 0.30931
|  | 2014-02-20 | 23時 | 0.2156
|  | 2014-02-21 | 0時 | 0.078744
|  | 2014-02-21 | 1時 | 0.022429
|  | 2014-02-21 | 2時 | 0.024625
|  | 2014-02-21 | 3時 | 0.024625
|  | 2014-02-21 | 4時 | 0.022429
|  | 2014-02-21 | 5時 | 0.2658
|  | 2014-02-21 | 6時 | 0.2658
|  | 2014-02-21 | 7時 | 0.2658
|  | 2014-02-21 | 8時 | 0.18946
|  | 2014-02-21 | 9時 | 0.20685
|  | 2014-02-21 | 10時 | 0.052509
|  | 2014-02-21 | 11時 | 0.26186
|  | 2014-02-21 | 12時 | 0.2658
|  | 2014-02-21 | 13時 | 0.055329
|  | 2014-02-21 | 14時 | 0.038409
|  | 2014-02-21 | 15時 | 0.21727
|  | 2014-02-21 | 16時 | 0.19357
|  | 2014-02-21 | 17時 | 0.2658
|  | 2014-02-21 | 18時 | 0.2658
|  | 2014-02-21 | 19時 | 0.21188
|  | 2014-02-21 | 20時 | 0.2658
|  | 2014-02-21 | 21時 | 0.2658
|  | 2014-02-21 | 22時 | 0.2658
|  | 2014-02-21 | 23時 | 0.18463
|  | 2014-02-22 | 0時 | 0.10337
|  | 2014-02-22 | 1時 | 0.032372
|  | 2014-02-22 | 2時 | 0.03514
|  | 2014-02-22 | 3時 | 0.03514
|  | 2014-02-22 | 4時 | 0.032372
|  | 2014-02-22 | 5時 | 0.3392
|  | 2014-02-22 | 6時 | 0.3392
|  | 2014-02-22 | 7時 | 0.3392
|  | 2014-02-22 | 8時 | 0.3392
|  | 2014-02-22 | 9時 | 0.26488
|  | 2014-02-22 | 10時 | 0.070294
|  | 2014-02-22 | 11時 | 0.28969
|  | 2014-02-22 | 12時 | 0.3392
|  | 2014-02-22 | 13時 | 0.07385
|  | 2014-02-22 | 14時 | 0.052518
|  | 2014-02-22 | 15時 | 0.3392
|  | 2014-02-22 | 16時 | 0.3392
|  | 2014-02-22 | 17時 | 0.3392
|  | 2014-02-22 | 18時 | 0.3392
|  | 2014-02-22 | 19時 | 0.28467
|  | 2014-02-22 | 20時 | 0.3392
|  | 2014-02-22 | 21時 | 0.3392
|  | 2014-02-22 | 22時 | 0.3392
|  | 2014-02-22 | 23時 | 0.23687
|  | 2014-02-23 | 0時 | 0.075768
|  | 2014-02-23 | 1時 | 0.021228
|  | 2014-02-23 | 2時 | 0.023354
|  | 2014-02-23 | 3時 | 0.023354
|  | 2014-02-23 | 4時 | 0.021228
|  | 2014-02-23 | 5時 | 0.25693
|  | 2014-02-23 | 6時 | 0.25693
|  | 2014-02-23 | 7時 | 0.25693
|  | 2014-02-23 | 8時 | 0.23672
|  | 2014-02-23 | 9時 | 0.19984
|  | 2014-02-23 | 10時 | 0.050359
|  | 2014-02-23 | 11時 | 0.25693
|  | 2014-02-23 | 12時 | 0.25693
|  | 2014-02-23 | 13時 | 0.053091
|  | 2014-02-23 | 14時 | 0.036704
|  | 2014-02-23 | 15時 | 0.25693
|  | 2014-02-23 | 16時 | 0.24394
|  | 2014-02-23 | 17時 | 0.25693
|  | 2014-02-23 | 18時 | 0.25693
|  | 2014-02-23 | 19時 | 0.20125
|  | 2014-02-23 | 20時 | 0.25693
|  | 2014-02-23 | 21時 | 0.25693
|  | 2014-02-23 | 22時 | 0.25693
|  | 2014-02-23 | 23時 | 0.17832
|  | 2014-02-24 | 0時 | 0.092256
|  | 2014-02-24 | 1時 | 0.027884
|  | 2014-02-24 | 2時 | 0.030394
|  | 2014-02-24 | 3時 | 0.030394
|  | 2014-02-24 | 4時 | 0.027884
|  | 2014-02-24 | 5時 | 0.30607
|  | 2014-02-24 | 6時 | 0.30607
|  | 2014-02-24 | 7時 | 0.30607
|  | 2014-02-24 | 8時 | 0.30607
|  | 2014-02-24 | 9時 | 0.23869
|  | 2014-02-24 | 10時 | 0.062267
|  | 2014-02-24 | 11時 | 0.21558
|  | 2014-02-24 | 12時 | 0.25961
|  | 2014-02-24 | 13時 | 0.065491
|  | 2014-02-24 | 14時 | 0.046151
|  | 2014-02-24 | 15時 | 0.30607
|  | 2014-02-24 | 16時 | 0.2873
|  | 2014-02-24 | 17時 | 0.30607
|  | 2014-02-24 | 18時 | 0.30607
|  | 2014-02-24 | 19時 | 0.2493
|  | 2014-02-24 | 20時 | 0.30607
|  | 2014-02-24 | 21時 | 0.30607
|  | 2014-02-24 | 22時 | 0.30607
|  | 2014-02-24 | 23時 | 0.21329
|  | 2014-02-25 | 0時 | 0.078574
|  | 2014-02-25 | 1時 | 0.036431
|  | 2014-02-25 | 2時 | 0.039433
|  | 2014-02-25 | 3時 | 0.039433
|  | 2014-02-25 | 4時 | 0.036431
|  | 2014-02-25 | 5時 | 0.039433
|  | 2014-02-25 | 6時 | 0.039433
|  | 2014-02-25 | 7時 | 0.36917
|  | 2014-02-25 | 8時 | 0.36917
|  | 2014-02-25 | 9時 | 0.36917
|  | 2014-02-25 | 10時 | 0.36917
|  | 2014-02-25 | 11時 | 0.36917
|  | 2014-02-25 | 12時 | 0.36917
|  | 2014-02-25 | 13時 | 0.10909
|  | 2014-02-25 | 14時 | 0.039433
|  | 2014-02-25 | 15時 | 0.36917
|  | 2014-02-25 | 16時 | 0.36917
|  | 2014-02-25 | 17時 | 0.36917
|  | 2014-02-25 | 18時 | 0.36917
|  | 2014-02-25 | 19時 | 0.31366
|  | 2014-02-25 | 20時 | 0.36917
|  | 2014-02-25 | 21時 | 0.36917
|  | 2014-02-25 | 22時 | 0.26138
|  | 2014-02-25 | 23時 | 0.18446
|  | 2014-02-26 | 0時 | 0.094856
|  | 2014-02-26 | 1時 | 0.045434
|  | 2014-02-26 | 2時 | 0.048955
|  | 2014-02-26 | 3時 | 0.048955
|  | 2014-02-26 | 4時 | 0.045434
|  | 2014-02-26 | 5時 | 0.048955
|  | 2014-02-26 | 6時 | 0.048955
|  | 2014-02-26 | 7時 | 0.43564
|  | 2014-02-26 | 8時 | 0.43564
|  | 2014-02-26 | 9時 | 0.43564
|  | 2014-02-26 | 10時 | 0.43564
|  | 2014-02-26 | 11時 | 0.43564
|  | 2014-02-26 | 12時 | 0.3757
|  | 2014-02-26 | 13時 | 0.13064
|  | 2014-02-26 | 14時 | 0.048955
|  | 2014-02-26 | 15時 | 0.18784
|  | 2014-02-26 | 16時 | 0.43564
|  | 2014-02-26 | 17時 | 0.43564
|  | 2014-02-26 | 18時 | 0.43564
|  | 2014-02-26 | 19時 | 0.38365
|  | 2014-02-26 | 20時 | 0.43564
|  | 2014-02-26 | 21時 | 0.43564
|  | 2014-02-26 | 22時 | 0.30923
|  | 2014-02-26 | 23時 | 0.21902
|  | 2014-02-27 | 0時 | 0.092606
|  | 2014-02-27 | 1時 | 0.028026
|  | 2014-02-27 | 2時 | 0.030544
|  | 2014-02-27 | 3時 | 0.030544
|  | 2014-02-27 | 4時 | 0.028026
|  | 2014-02-27 | 5時 | 0.30711
|  | 2014-02-27 | 6時 | 0.30711
|  | 2014-02-27 | 7時 | 0.30711
|  | 2014-02-27 | 8時 | 0.30711
|  | 2014-02-27 | 9時 | 0.23951
|  | 2014-02-27 | 10時 | 0.06252
|  | 2014-02-27 | 11時 | 0.30711
|  | 2014-02-27 | 12時 | 0.30711
|  | 2014-02-27 | 13時 | 0.065754
|  | 2014-02-27 | 14時 | 0.046351
|  | 2014-02-27 | 15時 | 0.29735
|  | 2014-02-27 | 16時 | 0.19843
|  | 2014-02-27 | 17時 | 0.30711
|  | 2014-02-27 | 18時 | 0.30711
|  | 2014-02-27 | 19時 | 0.25601
|  | 2014-02-27 | 20時 | 0.30711
|  | 2014-02-27 | 21時 | 0.30711
|  | 2014-02-27 | 22時 | 0.30711
|  | 2014-02-27 | 23時 | 0.21404
|  | 2014-02-28 | 0時 | 0.076216
|  | 2014-02-28 | 1時 | 0.021409
|  | 2014-02-28 | 2時 | 0.023546
|  | 2014-02-28 | 3時 | 0.023546
|  | 2014-02-28 | 4時 | 0.021409
|  | 2014-02-28 | 5時 | 0.25826
|  | 2014-02-28 | 6時 | 0.25826
|  | 2014-02-28 | 7時 | 0.25826
|  | 2014-02-28 | 8時 | 0.24528
|  | 2014-02-28 | 9時 | 0.20089
|  | 2014-02-28 | 10時 | 0.050683
|  | 2014-02-28 | 11時 | 0.25826
|  | 2014-02-28 | 12時 | 0.25826
|  | 2014-02-28 | 13時 | 0.053428
|  | 2014-02-28 | 14時 | 0.036961
|  | 2014-02-28 | 15時 | 0.25826
|  | 2014-02-28 | 16時 | 0.25558
|  | 2014-02-28 | 17時 | 0.25826
|  | 2014-02-28 | 18時 | 0.25826
|  | 2014-02-28 | 19時 | 0.20711
|  | 2014-02-28 | 20時 | 0.25826
|  | 2014-02-28 | 21時 | 0.25826
|  | 2014-02-28 | 22時 | 0.25826
|  | 2014-02-28 | 23時 | 0.17927
|  | 2014-03-01 | 0時 | 0.09468
|  | 2014-03-01 | 1時 | 0.028863
|  | 2014-03-01 | 2時 | 0.031429
|  | 2014-03-01 | 3時 | 0.031429
|  | 2014-03-01 | 4時 | 0.028863
|  | 2014-03-01 | 5時 | 0.31329
|  | 2014-03-01 | 6時 | 0.31329
|  | 2014-03-01 | 7時 | 0.31329
|  | 2014-03-01 | 8時 | 0.31329
|  | 2014-03-01 | 9時 | 0.2444
|  | 2014-03-01 | 10時 | 0.064018
|  | 2014-03-01 | 11時 | 0.31329
|  | 2014-03-01 | 12時 | 0.25781
|  | 2014-03-01 | 13時 | 0.067314
|  | 2014-03-01 | 14時 | 0.047539
|  | 2014-03-01 | 15時 | 0.22714
|  | 2014-03-01 | 16時 | 0.17955
|  | 2014-03-01 | 17時 | 0.31329
|  | 2014-03-01 | 18時 | 0.31329
|  | 2014-03-01 | 19時 | 0.26152
|  | 2014-03-01 | 20時 | 0.31329
|  | 2014-03-01 | 21時 | 0.31329
|  | 2014-03-01 | 22時 | 0.31329
|  | 2014-03-01 | 23時 | 0.21844
|  | 2014-03-02 | 0時 | 0.099893
|  | 2014-03-02 | 1時 | 0.030968
|  | 2014-03-02 | 2時 | 0.033655
|  | 2014-03-02 | 3時 | 0.033655
|  | 2014-03-02 | 4時 | 0.030968
|  | 2014-03-02 | 5時 | 0.32883
|  | 2014-03-02 | 6時 | 0.32883
|  | 2014-03-02 | 7時 | 0.32883
|  | 2014-03-02 | 8時 | 0.30127
|  | 2014-03-02 | 9時 | 0.25669
|  | 2014-03-02 | 10時 | 0.067783
|  | 2014-03-02 | 11時 | 0.21123
|  | 2014-03-02 | 12時 | 0.21404
|  | 2014-03-02 | 13時 | 0.071235
|  | 2014-03-02 | 14時 | 0.050526
|  | 2014-03-02 | 15時 | 0.15498
|  | 2014-03-02 | 16時 | 0.19276
|  | 2014-03-02 | 17時 | 0.32883
|  | 2014-03-02 | 18時 | 0.32883
|  | 2014-03-02 | 19時 | 0.27597
|  | 2014-03-02 | 20時 | 0.32883
|  | 2014-03-02 | 21時 | 0.32883
|  | 2014-03-02 | 22時 | 0.32883
|  | 2014-03-02 | 23時 | 0.22949
|  | 2014-03-03 | 0時 | 0.10359
|  | 2014-03-03 | 1時 | 0.032459
|  | 2014-03-03 | 2時 | 0.035232
|  | 2014-03-03 | 3時 | 0.035232
|  | 2014-03-03 | 4時 | 0.032459
|  | 2014-03-03 | 5時 | 0.33984
|  | 2014-03-03 | 6時 | 0.33984
|  | 2014-03-03 | 7時 | 0.33984
|  | 2014-03-03 | 8時 | 0.23036
|  | 2014-03-03 | 9時 | 0.26539
|  | 2014-03-03 | 10時 | 0.07045
|  | 2014-03-03 | 11時 | 0.12569
|  | 2014-03-03 | 12時 | 0.20839
|  | 2014-03-03 | 13時 | 0.074012
|  | 2014-03-03 | 14時 | 0.052642
|  | 2014-03-03 | 15時 | 0.1659
|  | 2014-03-03 | 16時 | 0.18823
|  | 2014-03-03 | 17時 | 0.33984
|  | 2014-03-03 | 18時 | 0.33984
|  | 2014-03-03 | 19時 | 0.28613
|  | 2014-03-03 | 20時 | 0.33984
|  | 2014-03-03 | 21時 | 0.33984
|  | 2014-03-03 | 22時 | 0.33984
|  | 2014-03-03 | 23時 | 0.23733
|  | 2014-03-04 | 0時 | 0.077069
|  | 2014-03-04 | 1時 | 0.035599
|  | 2014-03-04 | 2時 | 0.038553
|  | 2014-03-04 | 3時 | 0.038553
|  | 2014-03-04 | 4時 | 0.035599
|  | 2014-03-04 | 5時 | 0.038553
|  | 2014-03-04 | 6時 | 0.038553
|  | 2014-03-04 | 7時 | 0.36302
|  | 2014-03-04 | 8時 | 0.36302
|  | 2014-03-04 | 9時 | 0.36302
|  | 2014-03-04 | 10時 | 0.36302
|  | 2014-03-04 | 11時 | 0.36302
|  | 2014-03-04 | 12時 | 0.36302
|  | 2014-03-04 | 13時 | 0.1071
|  | 2014-03-04 | 14時 | 0.038553
|  | 2014-03-04 | 15時 | 0.36302
|  | 2014-03-04 | 16時 | 0.36302
|  | 2014-03-04 | 17時 | 0.36302
|  | 2014-03-04 | 18時 | 0.36302
|  | 2014-03-04 | 19時 | 0.30886
|  | 2014-03-04 | 20時 | 0.36302
|  | 2014-03-04 | 21時 | 0.36302
|  | 2014-03-04 | 22時 | 0.25695
|  | 2014-03-04 | 23時 | 0.18126
|  | 2014-03-05 | 0時 | 0.05575
|  | 2014-03-05 | 1時 | 0.02381
|  | 2014-03-05 | 2時 | 0.026085
|  | 2014-03-05 | 3時 | 0.026085
|  | 2014-03-05 | 4時 | 0.02381
|  | 2014-03-05 | 5時 | 0.026085
|  | 2014-03-05 | 6時 | 0.063128
|  | 2014-03-05 | 7時 | 0.27599
|  | 2014-03-05 | 8時 | 0.27599
|  | 2014-03-05 | 9時 | 0.24617
|  | 2014-03-05 | 10時 | 0.17047
|  | 2014-03-05 | 11時 | 0.1216
|  | 2014-03-05 | 12時 | 0.071369
|  | 2014-03-05 | 13時 | 0.02381
|  | 2014-03-05 | 14時 | 0.026085
|  | 2014-03-05 | 15時 | 0.21845
|  | 2014-03-05 | 16時 | 0.27599
|  | 2014-03-05 | 17時 | 0.27599
|  | 2014-03-05 | 18時 | 0.17862
|  | 2014-03-05 | 19時 | 0.27599
|  | 2014-03-05 | 20時 | 0.27599
|  | 2014-03-05 | 21時 | 0.27599
|  | 2014-03-05 | 22時 | 0.13103
|  | 2014-03-05 | 23時 | 0.1662
|  | 2014-03-06 | 0時 | 0.10007
|  | 2014-03-06 | 1時 | 0.03104
|  | 2014-03-06 | 2時 | 0.033732
|  | 2014-03-06 | 3時 | 0.033732
|  | 2014-03-06 | 4時 | 0.03104
|  | 2014-03-06 | 5時 | 0.32937
|  | 2014-03-06 | 6時 | 0.32937
|  | 2014-03-06 | 7時 | 0.32937
|  | 2014-03-06 | 8時 | 0.25194
|  | 2014-03-06 | 9時 | 0.25711
|  | 2014-03-06 | 10時 | 0.067913
|  | 2014-03-06 | 11時 | 0.16782
|  | 2014-03-06 | 12時 | 0.23408
|  | 2014-03-06 | 13時 | 0.07137
|  | 2014-03-06 | 14時 | 0.050629
|  | 2014-03-06 | 15時 | 0.18517
|  | 2014-03-06 | 16時 | 0.1934
|  | 2014-03-06 | 17時 | 0.32937
|  | 2014-03-06 | 18時 | 0.32937
|  | 2014-03-06 | 19時 | 0.27563
|  | 2014-03-06 | 20時 | 0.32937
|  | 2014-03-06 | 21時 | 0.32937
|  | 2014-03-06 | 22時 | 0.32937
|  | 2014-03-06 | 23時 | 0.22988
|  | 2014-03-07 | 0時 | 0.089605
|  | 2014-03-07 | 1時 | 0.026814
|  | 2014-03-07 | 2時 | 0.029262
|  | 2014-03-07 | 3時 | 0.029262
|  | 2014-03-07 | 4時 | 0.026814
|  | 2014-03-07 | 5時 | 0.29817
|  | 2014-03-07 | 6時 | 0.29817
|  | 2014-03-07 | 7時 | 0.29817
|  | 2014-03-07 | 8時 | 0.20162
|  | 2014-03-07 | 9時 | 0.23244
|  | 2014-03-07 | 10時 | 0.060353
|  | 2014-03-07 | 11時 | 0.11277
|  | 2014-03-07 | 12時 | 0.1803
|  | 2014-03-07 | 13時 | 0.063497
|  | 2014-03-07 | 14時 | 0.044632
|  | 2014-03-07 | 15時 | 0.084207
|  | 2014-03-07 | 16時 | 0.12458
|  | 2014-03-07 | 17時 | 0.29817
|  | 2014-03-07 | 18時 | 0.29817
|  | 2014-03-07 | 19時 | 0.24604
|  | 2014-03-07 | 20時 | 0.29817
|  | 2014-03-07 | 21時 | 0.29817
|  | 2014-03-07 | 22時 | 0.29817
|  | 2014-03-07 | 23時 | 0.20767
|  | 2014-03-08 | 0時 | 0.11216
|  | 2014-03-08 | 1時 | 0.035922
|  | 2014-03-08 | 2時 | 0.038894
|  | 2014-03-08 | 3時 | 0.038894
|  | 2014-03-08 | 4時 | 0.035922
|  | 2014-03-08 | 5時 | 0.36541
|  | 2014-03-08 | 6時 | 0.36541
|  | 2014-03-08 | 7時 | 0.36541
|  | 2014-03-08 | 8時 | 0.36407
|  | 2014-03-08 | 9時 | 0.2856
|  | 2014-03-08 | 10時 | 0.076645
|  | 2014-03-08 | 11時 | 0.23463
|  | 2014-03-08 | 12時 | 0.24572
|  | 2014-03-08 | 13時 | 0.080464
|  | 2014-03-08 | 14時 | 0.057557
|  | 2014-03-08 | 15時 | 0.18576
|  | 2014-03-08 | 16時 | 0.19855
|  | 2014-03-08 | 17時 | 0.36541
|  | 2014-03-08 | 18時 | 0.36541
|  | 2014-03-08 | 19時 | 0.31375
|  | 2014-03-08 | 20時 | 0.36541
|  | 2014-03-08 | 21時 | 0.36541
|  | 2014-03-08 | 22時 | 0.36541
|  | 2014-03-08 | 23時 | 0.25552
|  | 2014-03-09 | 0時 | 0.082203
|  | 2014-03-09 | 1時 | 0.023826
|  | 2014-03-09 | 2時 | 0.026102
|  | 2014-03-09 | 3時 | 0.026102
|  | 2014-03-09 | 4時 | 0.023826
|  | 2014-03-09 | 5時 | 0.27611
|  | 2014-03-09 | 6時 | 0.27611
|  | 2014-03-09 | 7時 | 0.27611
|  | 2014-03-09 | 8時 | 0.20346
|  | 2014-03-09 | 9時 | 0.215
|  | 2014-03-09 | 10時 | 0.055007
|  | 2014-03-09 | 11時 | 0.25731
|  | 2014-03-09 | 12時 | 0.21927
|  | 2014-03-09 | 13時 | 0.05793
|  | 2014-03-09 | 14時 | 0.040391
|  | 2014-03-09 | 15時 | 0.13218
|  | 2014-03-09 | 16時 | 0.13681
|  | 2014-03-09 | 17時 | 0.27611
|  | 2014-03-09 | 18時 | 0.27611
|  | 2014-03-09 | 19時 | 0.22517
|  | 2014-03-09 | 20時 | 0.27611
|  | 2014-03-09 | 21時 | 0.27611
|  | 2014-03-09 | 22時 | 0.27611
|  | 2014-03-09 | 23時 | 0.19197
|  | 2014-03-10 | 0時 | 0.092021
|  | 2014-03-10 | 1時 | 0.02779
|  | 2014-03-10 | 2時 | 0.030294
|  | 2014-03-10 | 3時 | 0.030294
|  | 2014-03-10 | 4時 | 0.02779
|  | 2014-03-10 | 5時 | 0.30537
|  | 2014-03-10 | 6時 | 0.30537
|  | 2014-03-10 | 7時 | 0.30537
|  | 2014-03-10 | 8時 | 0.30537
|  | 2014-03-10 | 9時 | 0.23814
|  | 2014-03-10 | 10時 | 0.062098
|  | 2014-03-10 | 11時 | 0.30537
|  | 2014-03-10 | 12時 | 0.22862
|  | 2014-03-10 | 13時 | 0.065315
|  | 2014-03-10 | 14時 | 0.046016
|  | 2014-03-10 | 15時 | 0.24247
|  | 2014-03-10 | 16時 | 0.19024
|  | 2014-03-10 | 17時 | 0.30537
|  | 2014-03-10 | 18時 | 0.30537
|  | 2014-03-10 | 19時 | 0.2531
|  | 2014-03-10 | 20時 | 0.30537
|  | 2014-03-10 | 21時 | 0.30537
|  | 2014-03-10 | 22時 | 0.30537
|  | 2014-03-10 | 23時 | 0.2128
|  | 2014-03-11 | 0時 | 0.076058
|  | 2014-03-11 | 1時 | 0.03504
|  | 2014-03-11 | 2時 | 0.037962
|  | 2014-03-11 | 3時 | 0.037962
|  | 2014-03-11 | 4時 | 0.03504
|  | 2014-03-11 | 5時 | 0.037962
|  | 2014-03-11 | 6時 | 0.037962
|  | 2014-03-11 | 7時 | 0.3589
|  | 2014-03-11 | 8時 | 0.3589
|  | 2014-03-11 | 9時 | 0.3589
|  | 2014-03-11 | 10時 | 0.3589
|  | 2014-03-11 | 11時 | 0.3589
|  | 2014-03-11 | 12時 | 0.3589
|  | 2014-03-11 | 13時 | 0.10576
|  | 2014-03-11 | 14時 | 0.037962
|  | 2014-03-11 | 15時 | 0.3589
|  | 2014-03-11 | 16時 | 0.3589
|  | 2014-03-11 | 17時 | 0.3589
|  | 2014-03-11 | 18時 | 0.3589
|  | 2014-03-11 | 19時 | 0.30706
|  | 2014-03-11 | 20時 | 0.3589
|  | 2014-03-11 | 21時 | 0.3589
|  | 2014-03-11 | 22時 | 0.25398
|  | 2014-03-11 | 23時 | 0.17912
|  | 2014-03-12 | 0時 | 0.086603
|  | 2014-03-12 | 1時 | 0.040871
|  | 2014-03-12 | 2時 | 0.044128
|  | 2014-03-12 | 3時 | 0.044128
|  | 2014-03-12 | 4時 | 0.040871
|  | 2014-03-12 | 5時 | 0.044128
|  | 2014-03-12 | 6時 | 0.044128
|  | 2014-03-12 | 7時 | 0.40194
|  | 2014-03-12 | 8時 | 0.40194
|  | 2014-03-12 | 9時 | 0.40194
|  | 2014-03-12 | 10時 | 0.40194
|  | 2014-03-12 | 11時 | 0.40194
|  | 2014-03-12 | 12時 | 0.40194
|  | 2014-03-12 | 13時 | 0.11972
|  | 2014-03-12 | 14時 | 0.044128
|  | 2014-03-12 | 15時 | 0.40194
|  | 2014-03-12 | 16時 | 0.40194
|  | 2014-03-12 | 17時 | 0.40194
|  | 2014-03-12 | 18時 | 0.40194
|  | 2014-03-12 | 19時 | 0.35078
|  | 2014-03-12 | 20時 | 0.40194
|  | 2014-03-12 | 21時 | 0.40194
|  | 2014-03-12 | 22時 | 0.28498
|  | 2014-03-12 | 23時 | 0.2015
|  | 2014-03-13 | 0時 | 0.096058
|  | 2014-03-13 | 1時 | 0.029419
|  | 2014-03-13 | 2時 | 0.032018
|  | 2014-03-13 | 3時 | 0.032018
|  | 2014-03-13 | 4時 | 0.029419
|  | 2014-03-13 | 5時 | 0.3174
|  | 2014-03-13 | 6時 | 0.3174
|  | 2014-03-13 | 7時 | 0.3174
|  | 2014-03-13 | 8時 | 0.25399
|  | 2014-03-13 | 9時 | 0.24765
|  | 2014-03-13 | 10時 | 0.065013
|  | 2014-03-13 | 11時 | 0.27487
|  | 2014-03-13 | 12時 | 0.26279
|  | 2014-03-13 | 13時 | 0.068351
|  | 2014-03-13 | 14時 | 0.048329
|  | 2014-03-13 | 15時 | 0.16564
|  | 2014-03-13 | 16時 | 0.16567
|  | 2014-03-13 | 17時 | 0.3174
|  | 2014-03-13 | 18時 | 0.3174
|  | 2014-03-13 | 19時 | 0.26628
|  | 2014-03-13 | 20時 | 0.3174
|  | 2014-03-13 | 21時 | 0.3174
|  | 2014-03-13 | 22時 | 0.3174
|  | 2014-03-13 | 23時 | 0.22136
|  | 2014-03-14 | 0時 | 0.090227
|  | 2014-03-14 | 1時 | 0.027065
|  | 2014-03-14 | 2時 | 0.029528
|  | 2014-03-14 | 3時 | 0.029528
|  | 2014-03-14 | 4時 | 0.027065
|  | 2014-03-14 | 5時 | 0.30002
|  | 2014-03-14 | 6時 | 0.30002
|  | 2014-03-14 | 7時 | 0.30002
|  | 2014-03-14 | 8時 | 0.17499
|  | 2014-03-14 | 9時 | 0.23391
|  | 2014-03-14 | 10時 | 0.060802
|  | 2014-03-14 | 11時 | 0.071804
|  | 2014-03-14 | 12時 | 0.17988
|  | 2014-03-14 | 13時 | 0.063965
|  | 2014-03-14 | 14時 | 0.044988
|  | 2014-03-14 | 15時 | 0.091966
|  | 2014-03-14 | 16時 | 0.12293
|  | 2014-03-14 | 17時 | 0.30002
|  | 2014-03-14 | 18時 | 0.30002
|  | 2014-03-14 | 19時 | 0.24957
|  | 2014-03-14 | 20時 | 0.30002
|  | 2014-03-14 | 21時 | 0.30002
|  | 2014-03-14 | 22時 | 0.30002
|  | 2014-03-14 | 23時 | 0.20899
|  | 2014-03-15 | 0時 | 0.10821
|  | 2014-03-15 | 1時 | 0.034327
|  | 2014-03-15 | 2時 | 0.037208
|  | 2014-03-15 | 3時 | 0.037208
|  | 2014-03-15 | 4時 | 0.034327
|  | 2014-03-15 | 5時 | 0.35364
|  | 2014-03-15 | 6時 | 0.35364
|  | 2014-03-15 | 7時 | 0.35364
|  | 2014-03-15 | 8時 | 0.19807
|  | 2014-03-15 | 9時 | 0.2763
|  | 2014-03-15 | 10時 | 0.073793
|  | 2014-03-15 | 11時 | 0.082047
|  | 2014-03-15 | 12時 | 0.21238
|  | 2014-03-15 | 13時 | 0.077494
|  | 2014-03-15 | 14時 | 0.055294
|  | 2014-03-15 | 15時 | 0.078841
|  | 2014-03-15 | 16時 | 0.10127
|  | 2014-03-15 | 17時 | 0.32041
|  | 2014-03-15 | 18時 | 0.35364
|  | 2014-03-15 | 19時 | 0.30374
|  | 2014-03-15 | 20時 | 0.35364
|  | 2014-03-15 | 21時 | 0.35364
|  | 2014-03-15 | 22時 | 0.35364
|  | 2014-03-15 | 23時 | 0.24715
|  | 2014-03-16 | 0時 | 0.10186
|  | 2014-03-16 | 1時 | 0.031761
|  | 2014-03-16 | 2時 | 0.034494
|  | 2014-03-16 | 3時 | 0.034494
|  | 2014-03-16 | 4時 | 0.031761
|  | 2014-03-16 | 5時 | 0.33469
|  | 2014-03-16 | 6時 | 0.33469
|  | 2014-03-16 | 7時 | 0.33469
|  | 2014-03-16 | 8時 | 0.27598
|  | 2014-03-16 | 9時 | 0.26132
|  | 2014-03-16 | 10時 | 0.069202
|  | 2014-03-16 | 11時 | 0.096248
|  | 2014-03-16 | 12時 | 0.21243
|  | 2014-03-16 | 13時 | 0.072713
|  | 2014-03-16 | 14時 | 0.051652
|  | 2014-03-16 | 15時 | 0.13957
|  | 2014-03-16 | 16時 | 0.13398
|  | 2014-03-16 | 17時 | 0.33469
|  | 2014-03-16 | 18時 | 0.33469
|  | 2014-03-16 | 19時 | 0.28566
|  | 2014-03-16 | 20時 | 0.31125
|  | 2014-03-16 | 21時 | 0.33469
|  | 2014-03-16 | 22時 | 0.33469
|  | 2014-03-16 | 23時 | 0.23366
|  | 2014-03-17 | 0時 | 0.10204
|  | 2014-03-17 | 1時 | 0.031836
|  | 2014-03-17 | 2時 | 0.034574
|  | 2014-03-17 | 3時 | 0.034574
|  | 2014-03-17 | 4時 | 0.031836
|  | 2014-03-17 | 5時 | 0.33525
|  | 2014-03-17 | 6時 | 0.2433
|  | 2014-03-17 | 7時 | 0.30206
|  | 2014-03-17 | 8時 | 0.19797
|  | 2014-03-17 | 9時 | 0.26176
|  | 2014-03-17 | 10時 | 0.069337
|  | 2014-03-17 | 11時 | 0.16207
|  | 2014-03-17 | 12時 | 0.227
|  | 2014-03-17 | 13時 | 0.072853
|  | 2014-03-17 | 14時 | 0.051759
|  | 2014-03-17 | 15時 | 0.18957
|  | 2014-03-17 | 16時 | 0.14236
|  | 2014-03-17 | 17時 | 0.33525
|  | 2014-03-17 | 18時 | 0.33525
|  | 2014-03-17 | 19時 | 0.28944
|  | 2014-03-17 | 20時 | 0.33525
|  | 2014-03-17 | 21時 | 0.33525
|  | 2014-03-17 | 22時 | 0.33525
|  | 2014-03-17 | 23時 | 0.23406
|  | 2014-03-18 | 0時 | 0.07439
|  | 2014-03-18 | 1時 | 0.034117
|  | 2014-03-18 | 2時 | 0.036986
|  | 2014-03-18 | 3時 | 0.036986
|  | 2014-03-18 | 4時 | 0.034117
|  | 2014-03-18 | 5時 | 0.036986
|  | 2014-03-18 | 6時 | 0.036986
|  | 2014-03-18 | 7時 | 0.35209
|  | 2014-03-18 | 8時 | 0.35209
|  | 2014-03-18 | 9時 | 0.35209
|  | 2014-03-18 | 10時 | 0.35209
|  | 2014-03-18 | 11時 | 0.35209
|  | 2014-03-18 | 12時 | 0.31911
|  | 2014-03-18 | 13時 | 0.10355
|  | 2014-03-18 | 14時 | 0.036986
|  | 2014-03-18 | 15時 | 0.28596
|  | 2014-03-18 | 16時 | 0.35209
|  | 2014-03-18 | 17時 | 0.35209
|  | 2014-03-18 | 18時 | 0.35209
|  | 2014-03-18 | 19時 | 0.3004
|  | 2014-03-18 | 20時 | 0.35209
|  | 2014-03-18 | 21時 | 0.35209
|  | 2014-03-18 | 22時 | 0.24908
|  | 2014-03-18 | 23時 | 0.17557
|  | 2014-03-19 | 0時 | 0.056337
|  | 2014-03-19 | 1時 | 0.024135
|  | 2014-03-19 | 2時 | 0.026429
|  | 2014-03-19 | 3時 | 0.026429
|  | 2014-03-19 | 4時 | 0.024135
|  | 2014-03-19 | 5時 | 0.026429
|  | 2014-03-19 | 6時 | 0.063776
|  | 2014-03-19 | 7時 | 0.27839
|  | 2014-03-19 | 8時 | 0.27839
|  | 2014-03-19 | 9時 | 0.25268
|  | 2014-03-19 | 10時 | 0.16291
|  | 2014-03-19 | 11時 | 0.11287
|  | 2014-03-19 | 12時 | 0.084841
|  | 2014-03-19 | 13時 | 0.024135
|  | 2014-03-19 | 14時 | 0.026429
|  | 2014-03-19 | 15時 | 0.173
|  | 2014-03-19 | 16時 | 0.21527
|  | 2014-03-19 | 17時 | 0.24932
|  | 2014-03-19 | 18時 | 0.16753
|  | 2014-03-19 | 19時 | 0.27839
|  | 2014-03-19 | 20時 | 0.27839
|  | 2014-03-19 | 21時 | 0.27839
|  | 2014-03-19 | 22時 | 0.13224
|  | 2014-03-19 | 23時 | 0.1677
|  | 2014-03-20 | 0時 | 0.092391
|  | 2014-03-20 | 1時 | 0.027939
|  | 2014-03-20 | 2時 | 0.030452
|  | 2014-03-20 | 3時 | 0.030452
|  | 2014-03-20 | 4時 | 0.027939
|  | 2014-03-20 | 5時 | 0.30647
|  | 2014-03-20 | 6時 | 0.30647
|  | 2014-03-20 | 7時 | 0.30647
|  | 2014-03-20 | 8時 | 0.20633
|  | 2014-03-20 | 9時 | 0.23901
|  | 2014-03-20 | 10時 | 0.062364
|  | 2014-03-20 | 11時 | 0.24211
|  | 2014-03-20 | 12時 | 0.26254
|  | 2014-03-20 | 13時 | 0.065592
|  | 2014-03-20 | 14時 | 0.046228
|  | 2014-03-20 | 15時 | 0.2234
|  | 2014-03-20 | 16時 | 0.16886
|  | 2014-03-20 | 17時 | 0.30647
|  | 2014-03-20 | 18時 | 0.30647
|  | 2014-03-20 | 19時 | 0.25611
|  | 2014-03-20 | 20時 | 0.30647
|  | 2014-03-20 | 21時 | 0.30647
|  | 2014-03-20 | 22時 | 0.30647
|  | 2014-03-20 | 23時 | 0.21358
|  | 2014-03-21 | 0時 | 0.076907
|  | 2014-03-21 | 1時 | 0.035509
|  | 2014-03-21 | 2時 | 0.038458
|  | 2014-03-21 | 3時 | 0.038458
|  | 2014-03-21 | 4時 | 0.035509
|  | 2014-03-21 | 5時 | 0.038458
|  | 2014-03-21 | 6時 | 0.038458
|  | 2014-03-21 | 7時 | 0.36236
|  | 2014-03-21 | 8時 | 0.36236
|  | 2014-03-21 | 9時 | 0.36236
|  | 2014-03-21 | 10時 | 0.36236
|  | 2014-03-21 | 11時 | 0.36236
|  | 2014-03-21 | 12時 | 0.30653
|  | 2014-03-21 | 13時 | 0.10688
|  | 2014-03-21 | 14時 | 0.038458
|  | 2014-03-21 | 15時 | 0.14643
|  | 2014-03-21 | 16時 | 0.36236
|  | 2014-03-21 | 17時 | 0.36236
|  | 2014-03-21 | 18時 | 0.36236
|  | 2014-03-21 | 19時 | 0.31572
|  | 2014-03-21 | 20時 | 0.36236
|  | 2014-03-21 | 21時 | 0.36236
|  | 2014-03-21 | 22時 | 0.25648
|  | 2014-03-21 | 23時 | 0.18092
|  | 2014-03-22 | 0時 | 0.11936
|  | 2014-03-22 | 1時 | 0.038827
|  | 2014-03-22 | 2時 | 0.041967
|  | 2014-03-22 | 3時 | 0.041967
|  | 2014-03-22 | 4時 | 0.038827
|  | 2014-03-22 | 5時 | 0.38685
|  | 2014-03-22 | 6時 | 0.38685
|  | 2014-03-22 | 7時 | 0.37532
|  | 2014-03-22 | 8時 | 0.19266
|  | 2014-03-22 | 9時 | 0.30256
|  | 2014-03-22 | 10時 | 0.081842
|  | 2014-03-22 | 11時 | 0.091273
|  | 2014-03-22 | 12時 | 0.23429
|  | 2014-03-22 | 13時 | 0.085875
|  | 2014-03-22 | 14時 | 0.061679
|  | 2014-03-22 | 15時 | 0.090713
|  | 2014-03-22 | 16時 | 0.11671
|  | 2014-03-22 | 17時 | 0.38685
|  | 2014-03-22 | 18時 | 0.38685
|  | 2014-03-22 | 19時 | 0.33704
|  | 2014-03-22 | 20時 | 0.38685
|  | 2014-03-22 | 21時 | 0.38685
|  | 2014-03-22 | 22時 | 0.38685
|  | 2014-03-22 | 23時 | 0.27079
|  | 2014-03-23 | 0時 | 0.083577
|  | 2014-03-23 | 1時 | 0.024381
|  | 2014-03-23 | 2時 | 0.026689
|  | 2014-03-23 | 3時 | 0.026689
|  | 2014-03-23 | 4時 | 0.024381
|  | 2014-03-23 | 5時 | 0.2802
|  | 2014-03-23 | 6時 | 0.2802
|  | 2014-03-23 | 7時 | 0.2802
|  | 2014-03-23 | 8時 | 0.20745
|  | 2014-03-23 | 9時 | 0.21824
|  | 2014-03-23 | 10時 | 0.055999
|  | 2014-03-23 | 11時 | 0.12085
|  | 2014-03-23 | 12時 | 0.18371
|  | 2014-03-23 | 13時 | 0.058964
|  | 2014-03-23 | 14時 | 0.041178
|  | 2014-03-23 | 15時 | 0.10815
|  | 2014-03-23 | 16時 | 0.11104
|  | 2014-03-23 | 17時 | 0.2802
|  | 2014-03-23 | 18時 | 0.2802
|  | 2014-03-23 | 19時 | 0.22976
|  | 2014-03-23 | 20時 | 0.2802
|  | 2014-03-23 | 21時 | 0.2802
|  | 2014-03-23 | 22時 | 0.2802
|  | 2014-03-23 | 23時 | 0.19489
|  | 2014-03-24 | 0時 | 0.0871
|  | 2014-03-24 | 1時 | 0.025803
|  | 2014-03-24 | 2時 | 0.028193
|  | 2014-03-24 | 3時 | 0.028193
|  | 2014-03-24 | 4時 | 0.025803
|  | 2014-03-24 | 5時 | 0.2907
|  | 2014-03-24 | 6時 | 0.2907
|  | 2014-03-24 | 7時 | 0.2907
|  | 2014-03-24 | 8時 | 0.2907
|  | 2014-03-24 | 9時 | 0.22654
|  | 2014-03-24 | 10時 | 0.058543
|  | 2014-03-24 | 11時 | 0.25755
|  | 2014-03-24 | 12時 | 0.23968
|  | 2014-03-24 | 13時 | 0.061613
|  | 2014-03-24 | 14時 | 0.043196
|  | 2014-03-24 | 15時 | 0.26331
|  | 2014-03-24 | 16時 | 0.17791
|  | 2014-03-24 | 17時 | 0.2907
|  | 2014-03-24 | 18時 | 0.2907
|  | 2014-03-24 | 19時 | 0.24037
|  | 2014-03-24 | 20時 | 0.2907
|  | 2014-03-24 | 21時 | 0.2907
|  | 2014-03-24 | 22時 | 0.2907
|  | 2014-03-24 | 23時 | 0.20236
|  | 2014-03-25 | 0時 | 0.071714
|  | 2014-03-25 | 1時 | 0.032637
|  | 2014-03-25 | 2時 | 0.035421
|  | 2014-03-25 | 3時 | 0.035421
|  | 2014-03-25 | 4時 | 0.032637
|  | 2014-03-25 | 5時 | 0.035421
|  | 2014-03-25 | 6時 | 0.035421
|  | 2014-03-25 | 7時 | 0.34116
|  | 2014-03-25 | 8時 | 0.34116
|  | 2014-03-25 | 9時 | 0.34116
|  | 2014-03-25 | 10時 | 0.34116
|  | 2014-03-25 | 11時 | 0.34116
|  | 2014-03-25 | 12時 | 0.34116
|  | 2014-03-25 | 13時 | 0.10001
|  | 2014-03-25 | 14時 | 0.035421
|  | 2014-03-25 | 15時 | 0.34116
|  | 2014-03-25 | 16時 | 0.34116
|  | 2014-03-25 | 17時 | 0.34116
|  | 2014-03-25 | 18時 | 0.34116
|  | 2014-03-25 | 19時 | 0.28916
|  | 2014-03-25 | 20時 | 0.34116
|  | 2014-03-25 | 21時 | 0.34116
|  | 2014-03-25 | 22時 | 0.24122
|  | 2014-03-25 | 23時 | 0.16989
|  | 2014-03-26 | 0時 | 0.085195
|  | 2014-03-26 | 1時 | 0.040092
|  | 2014-03-26 | 2時 | 0.043305
|  | 2014-03-26 | 3時 | 0.043305
|  | 2014-03-26 | 4時 | 0.040092
|  | 2014-03-26 | 5時 | 0.043305
|  | 2014-03-26 | 6時 | 0.043305
|  | 2014-03-26 | 7時 | 0.3962
|  | 2014-03-26 | 8時 | 0.3962
|  | 2014-03-26 | 9時 | 0.3962
|  | 2014-03-26 | 10時 | 0.3962
|  | 2014-03-26 | 11時 | 0.3962
|  | 2014-03-26 | 12時 | 0.34093
|  | 2014-03-26 | 13時 | 0.11785
|  | 2014-03-26 | 14時 | 0.043305
|  | 2014-03-26 | 15時 | 0.23262
|  | 2014-03-26 | 16時 | 0.3962
|  | 2014-03-26 | 17時 | 0.3962
|  | 2014-03-26 | 18時 | 0.3962
|  | 2014-03-26 | 19時 | 0.34424
|  | 2014-03-26 | 20時 | 0.3962
|  | 2014-03-26 | 21時 | 0.3962
|  | 2014-03-26 | 22時 | 0.28084
|  | 2014-03-26 | 23時 | 0.19851
|  | 2014-03-27 | 0時 | 0.092325
|  | 2014-03-27 | 1時 | 0.027912
|  | 2014-03-27 | 2時 | 0.030424
|  | 2014-03-27 | 3時 | 0.030424
|  | 2014-03-27 | 4時 | 0.027912
|  | 2014-03-27 | 5時 | 0.30628
|  | 2014-03-27 | 6時 | 0.30628
|  | 2014-03-27 | 7時 | 0.30628
|  | 2014-03-27 | 8時 | 0.20554
|  | 2014-03-27 | 9時 | 0.23885
|  | 2014-03-27 | 10時 | 0.062317
|  | 2014-03-27 | 11時 | 0.19589
|  | 2014-03-27 | 12時 | 0.25822
|  | 2014-03-27 | 13時 | 0.065543
|  | 2014-03-27 | 14時 | 0.04619
|  | 2014-03-27 | 15時 | 0.23475
|  | 2014-03-27 | 16時 | 0.18224
|  | 2014-03-27 | 17時 | 0.30628
|  | 2014-03-27 | 18時 | 0.30628
|  | 2014-03-27 | 19時 | 0.25485
|  | 2014-03-27 | 20時 | 0.30628
|  | 2014-03-27 | 21時 | 0.30628
|  | 2014-03-27 | 22時 | 0.30628
|  | 2014-03-27 | 23時 | 0.21344
|  | 2014-03-28 | 0時 | 0.078888
|  | 2014-03-28 | 1時 | 0.022487
|  | 2014-03-28 | 2時 | 0.024686
|  | 2014-03-28 | 3時 | 0.024686
|  | 2014-03-28 | 4時 | 0.022487
|  | 2014-03-28 | 5時 | 0.26623
|  | 2014-03-28 | 6時 | 0.26623
|  | 2014-03-28 | 7時 | 0.26623
|  | 2014-03-28 | 8時 | 0.24123
|  | 2014-03-28 | 9時 | 0.20719
|  | 2014-03-28 | 10時 | 0.052613
|  | 2014-03-28 | 11時 | 0.18865
|  | 2014-03-28 | 12時 | 0.21063
|  | 2014-03-28 | 13時 | 0.055437
|  | 2014-03-28 | 14時 | 0.038492
|  | 2014-03-28 | 15時 | 0.17387
|  | 2014-03-28 | 16時 | 0.13961
|  | 2014-03-28 | 17時 | 0.26623
|  | 2014-03-28 | 18時 | 0.26623
|  | 2014-03-28 | 19時 | 0.21593
|  | 2014-03-28 | 20時 | 0.26623
|  | 2014-03-28 | 21時 | 0.26623
|  | 2014-03-28 | 22時 | 0.26623
|  | 2014-03-28 | 23時 | 0.18494
|  | 2014-03-29 | 0時 | 0.099328
|  | 2014-03-29 | 1時 | 0.03074
|  | 2014-03-29 | 2時 | 0.033414
|  | 2014-03-29 | 3時 | 0.033414
|  | 2014-03-29 | 4時 | 0.03074
|  | 2014-03-29 | 5時 | 0.32715
|  | 2014-03-29 | 6時 | 0.32715
|  | 2014-03-29 | 7時 | 0.32715
|  | 2014-03-29 | 8時 | 0.23207
|  | 2014-03-29 | 9時 | 0.25535
|  | 2014-03-29 | 10時 | 0.067375
|  | 2014-03-29 | 11時 | 0.15542
|  | 2014-03-29 | 12時 | 0.20698
|  | 2014-03-29 | 13時 | 0.07081
|  | 2014-03-29 | 14時 | 0.050202
|  | 2014-03-29 | 15時 | 0.12704
|  | 2014-03-29 | 16時 | 0.13141
|  | 2014-03-29 | 17時 | 0.32715
|  | 2014-03-29 | 18時 | 0.32715
|  | 2014-03-29 | 19時 | 0.27699
|  | 2014-03-29 | 20時 | 0.32715
|  | 2014-03-29 | 21時 | 0.32715
|  | 2014-03-29 | 22時 | 0.32715
|  | 2014-03-29 | 23時 | 0.2283
|  | 2014-03-30 | 0時 | 0.08942
|  | 2014-03-30 | 1時 | 0.02674
|  | 2014-03-30 | 2時 | 0.029183
|  | 2014-03-30 | 3時 | 0.029183
|  | 2014-03-30 | 4時 | 0.02674
|  | 2014-03-30 | 5時 | 0.29762
|  | 2014-03-30 | 6時 | 0.29762
|  | 2014-03-30 | 7時 | 0.29762
|  | 2014-03-30 | 8時 | 0.23135
|  | 2014-03-30 | 9時 | 0.23201
|  | 2014-03-30 | 10時 | 0.060219
|  | 2014-03-30 | 11時 | 0.2749
|  | 2014-03-30 | 12時 | 0.26061
|  | 2014-03-30 | 13時 | 0.063359
|  | 2014-03-30 | 14時 | 0.044526
|  | 2014-03-30 | 15時 | 0.26697
|  | 2014-03-30 | 16時 | 0.16506
|  | 2014-03-30 | 17時 | 0.29762
|  | 2014-03-30 | 18時 | 0.29762
|  | 2014-03-30 | 19時 | 0.24924
|  | 2014-03-30 | 20時 | 0.29762
|  | 2014-03-30 | 21時 | 0.29762
|  | 2014-03-30 | 22時 | 0.29762
|  | 2014-03-30 | 23時 | 0.20728
|  | 2014-03-31 | 0時 | 0.10217
|  | 2014-03-31 | 1時 | 0.031888
|  | 2014-03-31 | 2時 | 0.034628
|  | 2014-03-31 | 3時 | 0.034628
|  | 2014-03-31 | 4時 | 0.031888
|  | 2014-03-31 | 5時 | 0.33563
|  | 2014-03-31 | 6時 | 0.31213
|  | 2014-03-31 | 7時 | 0.33563
|  | 2014-03-31 | 8時 | 0.23277
|  | 2014-03-31 | 9時 | 0.26206
|  | 2014-03-31 | 10時 | 0.069429
|  | 2014-03-31 | 11時 | 0.10556
|  | 2014-03-31 | 12時 | 0.20055
|  | 2014-03-31 | 13時 | 0.072949
|  | 2014-03-31 | 14時 | 0.051832
|  | 2014-03-31 | 15時 | 0.11402
|  | 2014-03-31 | 16時 | 0.12205
|  | 2014-03-31 | 17時 | 0.32764
|  | 2014-03-31 | 18時 | 0.33563
|  | 2014-03-31 | 19時 | 0.28882
|  | 2014-03-31 | 20時 | 0.31742
|  | 2014-03-31 | 21時 | 0.33563
|  | 2014-03-31 | 22時 | 0.33563
|  | 2014-03-31 | 23時 | 0.23433
|  | 2014-04-01 | 0時 | 0.076645
|  | 2014-04-01 | 1時 | 0.035364
|  | 2014-04-01 | 2時 | 0.038305
|  | 2014-04-01 | 3時 | 0.038305
|  | 2014-04-01 | 4時 | 0.035364
|  | 2014-04-01 | 5時 | 0.038305
|  | 2014-04-01 | 6時 | 0.038305
|  | 2014-04-01 | 7時 | 0.36129
|  | 2014-04-01 | 8時 | 0.36129
|  | 2014-04-01 | 9時 | 0.36129
|  | 2014-04-01 | 10時 | 0.36129
|  | 2014-04-01 | 11時 | 0.36129
|  | 2014-04-01 | 12時 | 0.30888
|  | 2014-04-01 | 13時 | 0.10654
|  | 2014-04-01 | 14時 | 0.038305
|  | 2014-04-01 | 15時 | 0.14573
|  | 2014-04-01 | 16時 | 0.36129
|  | 2014-04-01 | 17時 | 0.36129
|  | 2014-04-01 | 18時 | 0.36129
|  | 2014-04-01 | 19時 | 0.31058
|  | 2014-04-01 | 20時 | 0.36129
|  | 2014-04-01 | 21時 | 0.36129
|  | 2014-04-01 | 22時 | 0.25571
|  | 2014-04-01 | 23時 | 0.18036
|  | 2014-04-02 | 0時 | 0.068101
|  | 2014-04-02 | 1時 | 0.03064
|  | 2014-04-02 | 2時 | 0.033308
|  | 2014-04-02 | 3時 | 0.033308
|  | 2014-04-02 | 4時 | 0.03064
|  | 2014-04-02 | 5時 | 0.033308
|  | 2014-04-02 | 6時 | 0.076754
|  | 2014-04-02 | 7時 | 0.32641
|  | 2014-04-02 | 8時 | 0.32641
|  | 2014-04-02 | 9時 | 0.25805
|  | 2014-04-02 | 10時 | 0.18411
|  | 2014-04-02 | 11時 | 0.12809
|  | 2014-04-02 | 12時 | 0.070445
|  | 2014-04-02 | 13時 | 0.03064
|  | 2014-04-02 | 14時 | 0.033308
|  | 2014-04-02 | 15時 | 0.12675
|  | 2014-04-02 | 16時 | 0.12915
|  | 2014-04-02 | 17時 | 0.15732
|  | 2014-04-02 | 18時 | 0.09123
|  | 2014-04-02 | 19時 | 0.22654
|  | 2014-04-02 | 20時 | 0.32641
|  | 2014-04-02 | 21時 | 0.32641
|  | 2014-04-02 | 22時 | 0.1564
|  | 2014-04-02 | 23時 | 0.19765
|  | 2014-04-03 | 0時 | 0.10842
|  | 2014-04-03 | 1時 | 0.034411
|  | 2014-04-03 | 2時 | 0.037297
|  | 2014-04-03 | 3時 | 0.037297
|  | 2014-04-03 | 4時 | 0.034411
|  | 2014-04-03 | 5時 | 0.35425
|  | 2014-04-03 | 6時 | 0.32501
|  | 2014-04-03 | 7時 | 0.34636
|  | 2014-04-03 | 8時 | 0.21813
|  | 2014-04-03 | 9時 | 0.27678
|  | 2014-04-03 | 10時 | 0.073943
|  | 2014-04-03 | 11時 | 0.079307
|  | 2014-04-03 | 12時 | 0.20988
|  | 2014-04-03 | 13時 | 0.077649
|  | 2014-04-03 | 14時 | 0.055413
|  | 2014-04-03 | 15時 | 0.07629
|  | 2014-04-03 | 16時 | 0.099018
|  | 2014-04-03 | 17時 | 0.27353
|  | 2014-04-03 | 18時 | 0.34163
|  | 2014-04-03 | 19時 | 0.29761
|  | 2014-04-03 | 20時 | 0.30565
|  | 2014-04-03 | 21時 | 0.35425
|  | 2014-04-03 | 22時 | 0.35425
|  | 2014-04-03 | 23時 | 0.24759
|  | 2014-04-04 | 0時 | 0.093663
|  | 2014-04-04 | 1時 | 0.028453
|  | 2014-04-04 | 2時 | 0.030995
|  | 2014-04-04 | 3時 | 0.030995
|  | 2014-04-04 | 4時 | 0.028453
|  | 2014-04-04 | 5時 | 0.31027
|  | 2014-04-04 | 6時 | 0.27021
|  | 2014-04-04 | 7時 | 0.26137
|  | 2014-04-04 | 8時 | 0.151
|  | 2014-04-04 | 9時 | 0.24201
|  | 2014-04-04 | 10時 | 0.063284
|  | 2014-04-04 | 11時 | 0.067765
|  | 2014-04-04 | 12時 | 0.18426
|  | 2014-04-04 | 13時 | 0.06655
|  | 2014-04-04 | 14時 | 0.046957
|  | 2014-04-04 | 15時 | 0.065954
|  | 2014-04-04 | 16時 | 0.086244
|  | 2014-04-04 | 17時 | 0.23442
|  | 2014-04-04 | 18時 | 0.31027
|  | 2014-04-04 | 19時 | 0.26233
|  | 2014-04-04 | 20時 | 0.28736
|  | 2014-04-04 | 21時 | 0.31027
|  | 2014-04-04 | 22時 | 0.31027
|  | 2014-04-04 | 23時 | 0.21628
|  | 2014-04-05 | 0時 | 0.11035
|  | 2014-04-05 | 1時 | 0.035191
|  | 2014-04-05 | 2時 | 0.038122
|  | 2014-04-05 | 3時 | 0.038122
|  | 2014-04-05 | 4時 | 0.035191
|  | 2014-04-05 | 5時 | 0.36001
|  | 2014-04-05 | 6時 | 0.36001
|  | 2014-04-05 | 7時 | 0.36001
|  | 2014-04-05 | 8時 | 0.27616
|  | 2014-04-05 | 9時 | 0.28134
|  | 2014-04-05 | 10時 | 0.075338
|  | 2014-04-05 | 11時 | 0.18914
|  | 2014-04-05 | 12時 | 0.24409
|  | 2014-04-05 | 13時 | 0.079103
|  | 2014-04-05 | 14時 | 0.05652
|  | 2014-04-05 | 15時 | 0.13884
|  | 2014-04-05 | 16時 | 0.1413
|  | 2014-04-05 | 17時 | 0.36001
|  | 2014-04-05 | 18時 | 0.36001
|  | 2014-04-05 | 19時 | 0.31141
|  | 2014-04-05 | 20時 | 0.36001
|  | 2014-04-05 | 21時 | 0.36001
|  | 2014-04-05 | 22時 | 0.36001
|  | 2014-04-05 | 23時 | 0.25168
|  | 2014-04-06 | 0時 | 0.084031
|  | 2014-04-06 | 1時 | 0.024564
|  | 2014-04-06 | 2時 | 0.026882
|  | 2014-04-06 | 3時 | 0.026882
|  | 2014-04-06 | 4時 | 0.024564
|  | 2014-04-06 | 5時 | 0.28156
|  | 2014-04-06 | 6時 | 0.26231
|  | 2014-04-06 | 7時 | 0.27528
|  | 2014-04-06 | 8時 | 0.18744
|  | 2014-04-06 | 9時 | 0.21931
|  | 2014-04-06 | 10時 | 0.056327
|  | 2014-04-06 | 11時 | 0.11508
|  | 2014-04-06 | 12時 | 0.17291
|  | 2014-04-06 | 13時 | 0.059305
|  | 2014-04-06 | 14時 | 0.041438
|  | 2014-04-06 | 15時 | 0.10591
|  | 2014-04-06 | 16時 | 0.11661
|  | 2014-04-06 | 17時 | 0.28156
|  | 2014-04-06 | 18時 | 0.28156
|  | 2014-04-06 | 19時 | 0.23304
|  | 2014-04-06 | 20時 | 0.28156
|  | 2014-04-06 | 21時 | 0.28156
|  | 2014-04-06 | 22時 | 0.28156
|  | 2014-04-06 | 23時 | 0.19585
|  | 2014-04-07 | 0時 | 0.094877
|  | 2014-04-07 | 1時 | 0.028942
|  | 2014-04-07 | 2時 | 0.031513
|  | 2014-04-07 | 3時 | 0.031513
|  | 2014-04-07 | 4時 | 0.028942
|  | 2014-04-07 | 5時 | 0.31388
|  | 2014-04-07 | 6時 | 0.31388
|  | 2014-04-07 | 7時 | 0.31388
|  | 2014-04-07 | 8時 | 0.24218
|  | 2014-04-07 | 9時 | 0.24487
|  | 2014-04-07 | 10時 | 0.06416
|  | 2014-04-07 | 11時 | 0.15993
|  | 2014-04-07 | 12時 | 0.21227
|  | 2014-04-07 | 13時 | 0.067462
|  | 2014-04-07 | 14時 | 0.047652
|  | 2014-04-07 | 15時 | 0.13104
|  | 2014-04-07 | 16時 | 0.13284
|  | 2014-04-07 | 17時 | 0.31388
|  | 2014-04-07 | 18時 | 0.31388
|  | 2014-04-07 | 19時 | 0.26478
|  | 2014-04-07 | 20時 | 0.31388
|  | 2014-04-07 | 21時 | 0.31388
|  | 2014-04-07 | 22時 | 0.31388
|  | 2014-04-07 | 23時 | 0.21885
|  | 2014-04-08 | 0時 | 0.071692
|  | 2014-04-08 | 1時 | 0.032625
|  | 2014-04-08 | 2時 | 0.035408
|  | 2014-04-08 | 3時 | 0.035408
|  | 2014-04-08 | 4時 | 0.032625
|  | 2014-04-08 | 5時 | 0.035408
|  | 2014-04-08 | 6時 | 0.035408
|  | 2014-04-08 | 7時 | 0.34107
|  | 2014-04-08 | 8時 | 0.34107
|  | 2014-04-08 | 9時 | 0.34107
|  | 2014-04-08 | 10時 | 0.34107
|  | 2014-04-08 | 11時 | 0.34107
|  | 2014-04-08 | 12時 | 0.32752
|  | 2014-04-08 | 13時 | 0.099979
|  | 2014-04-08 | 14時 | 0.035408
|  | 2014-04-08 | 15時 | 0.26002
|  | 2014-04-08 | 16時 | 0.34107
|  | 2014-04-08 | 17時 | 0.34107
|  | 2014-04-08 | 18時 | 0.34107
|  | 2014-04-08 | 19時 | 0.29039
|  | 2014-04-08 | 20時 | 0.34107
|  | 2014-04-08 | 21時 | 0.34107
|  | 2014-04-08 | 22時 | 0.24115
|  | 2014-04-08 | 23時 | 0.16985
|  | 2014-04-09 | 0時 | 0.084061
|  | 2014-04-09 | 1時 | 0.039465
|  | 2014-04-09 | 2時 | 0.042642
|  | 2014-04-09 | 3時 | 0.042642
|  | 2014-04-09 | 4時 | 0.039465
|  | 2014-04-09 | 5時 | 0.042642
|  | 2014-04-09 | 6時 | 0.042642
|  | 2014-04-09 | 7時 | 0.39157
|  | 2014-04-09 | 8時 | 0.39157
|  | 2014-04-09 | 9時 | 0.39157
|  | 2014-04-09 | 10時 | 0.39157
|  | 2014-04-09 | 11時 | 0.39157
|  | 2014-04-09 | 12時 | 0.3343
|  | 2014-04-09 | 13時 | 0.11635
|  | 2014-04-09 | 14時 | 0.042642
|  | 2014-04-09 | 15時 | 0.17307
|  | 2014-04-09 | 16時 | 0.39157
|  | 2014-04-09 | 17時 | 0.39157
|  | 2014-04-09 | 18時 | 0.39157
|  | 2014-04-09 | 19時 | 0.34132
|  | 2014-04-09 | 20時 | 0.39157
|  | 2014-04-09 | 21時 | 0.39157
|  | 2014-04-09 | 22時 | 0.27751
|  | 2014-04-09 | 23時 | 0.19611
|  | 2014-04-10 | 0時 | 0.091157
|  | 2014-04-10 | 1時 | 0.027441
|  | 2014-04-10 | 2時 | 0.029925
|  | 2014-04-10 | 3時 | 0.029925
|  | 2014-04-10 | 4時 | 0.027441
|  | 2014-04-10 | 5時 | 0.30279
|  | 2014-04-10 | 6時 | 0.30279
|  | 2014-04-10 | 7時 | 0.30279
|  | 2014-04-10 | 8時 | 0.22968
|  | 2014-04-10 | 9時 | 0.2361
|  | 2014-04-10 | 10時 | 0.061473
|  | 2014-04-10 | 11時 | 0.19418
|  | 2014-04-10 | 12時 | 0.22257
|  | 2014-04-10 | 13時 | 0.064664
|  | 2014-04-10 | 14時 | 0.045521
|  | 2014-04-10 | 15時 | 0.2077
|  | 2014-04-10 | 16時 | 0.16687
|  | 2014-04-10 | 17時 | 0.30279
|  | 2014-04-10 | 18時 | 0.30279
|  | 2014-04-10 | 19時 | 0.25315
|  | 2014-04-10 | 20時 | 0.30279
|  | 2014-04-10 | 21時 | 0.30279
|  | 2014-04-10 | 22時 | 0.30279
|  | 2014-04-10 | 23時 | 0.21096
|  | 2014-04-11 | 0時 | 0.087699
|  | 2014-04-11 | 1時 | 0.026044
|  | 2014-04-11 | 2時 | 0.028448
|  | 2014-04-11 | 3時 | 0.028448
|  | 2014-04-11 | 4時 | 0.026044
|  | 2014-04-11 | 5時 | 0.29249
|  | 2014-04-11 | 6時 | 0.29249
|  | 2014-04-11 | 7時 | 0.29249
|  | 2014-04-11 | 8時 | 0.20694
|  | 2014-04-11 | 9時 | 0.22795
|  | 2014-04-11 | 10時 | 0.058976
|  | 2014-04-11 | 11時 | 0.097726
|  | 2014-04-11 | 12時 | 0.18112
|  | 2014-04-11 | 13時 | 0.062064
|  | 2014-04-11 | 14時 | 0.04354
|  | 2014-04-11 | 15時 | 0.065329
|  | 2014-04-11 | 16時 | 0.085225
|  | 2014-04-11 | 17時 | 0.24188
|  | 2014-04-11 | 18時 | 0.28372
|  | 2014-04-11 | 19時 | 0.24531
|  | 2014-04-11 | 20時 | 0.26091
|  | 2014-04-11 | 21時 | 0.29249
|  | 2014-04-11 | 22時 | 0.29249
|  | 2014-04-11 | 23時 | 0.20363
|  | 2014-04-12 | 0時 | 0.10393
|  | 2014-04-12 | 1時 | 0.032599
|  | 2014-04-12 | 2時 | 0.03538
|  | 2014-04-12 | 3時 | 0.03538
|  | 2014-04-12 | 4時 | 0.032599
|  | 2014-04-12 | 5時 | 0.34088
|  | 2014-04-12 | 6時 | 0.34088
|  | 2014-04-12 | 7時 | 0.34088
|  | 2014-04-12 | 8時 | 0.24152
|  | 2014-04-12 | 9時 | 0.26621
|  | 2014-04-12 | 10時 | 0.070701
|  | 2014-04-12 | 11時 | 0.15421
|  | 2014-04-12 | 12時 | 0.2109
|  | 2014-04-12 | 13時 | 0.074274
|  | 2014-04-12 | 14時 | 0.052841
|  | 2014-04-12 | 15時 | 0.072807
|  | 2014-04-12 | 16時 | 0.094381
|  | 2014-04-12 | 17時 | 0.26244
|  | 2014-04-12 | 18時 | 0.30845
|  | 2014-04-12 | 19時 | 0.27465
|  | 2014-04-12 | 20時 | 0.25402
|  | 2014-04-12 | 21時 | 0.34088
|  | 2014-04-12 | 22時 | 0.34088
|  | 2014-04-12 | 23時 | 0.23806
|  | 2014-04-13 | 0時 | 0.10832
|  | 2014-04-13 | 1時 | 0.034369
|  | 2014-04-13 | 2時 | 0.037252
|  | 2014-04-13 | 3時 | 0.037252
|  | 2014-04-13 | 4時 | 0.034369
|  | 2014-04-13 | 5時 | 0.35394
|  | 2014-04-13 | 6時 | 0.2539
|  | 2014-04-13 | 7時 | 0.30955
|  | 2014-04-13 | 8時 | 0.19816
|  | 2014-04-13 | 9時 | 0.27654
|  | 2014-04-13 | 10時 | 0.073867
|  | 2014-04-13 | 11時 | 0.12553
|  | 2014-04-13 | 12時 | 0.21933
|  | 2014-04-13 | 13時 | 0.077571
|  | 2014-04-13 | 14時 | 0.055353
|  | 2014-04-13 | 15時 | 0.08504
|  | 2014-04-13 | 16時 | 0.1008
|  | 2014-04-13 | 17時 | 0.27739
|  | 2014-04-13 | 18時 | 0.32544
|  | 2014-04-13 | 19時 | 0.2905
|  | 2014-04-13 | 20時 | 0.27426
|  | 2014-04-13 | 21時 | 0.35394
|  | 2014-04-13 | 22時 | 0.35394
|  | 2014-04-13 | 23時 | 0.24736
|  | 2014-04-14 | 0時 | 0.11301
|  | 2014-04-14 | 1時 | 0.036265
|  | 2014-04-14 | 2時 | 0.039258
|  | 2014-04-14 | 3時 | 0.039258
|  | 2014-04-14 | 4時 | 0.036265
|  | 2014-04-14 | 5時 | 0.36794
|  | 2014-04-14 | 6時 | 0.26151
|  | 2014-04-14 | 7時 | 0.28604
|  | 2014-04-14 | 8時 | 0.17861
|  | 2014-04-14 | 9時 | 0.28761
|  | 2014-04-14 | 10時 | 0.07726
|  | 2014-04-14 | 11時 | 0.080132
|  | 2014-04-14 | 12時 | 0.21672
|  | 2014-04-14 | 13時 | 0.081103
|  | 2014-04-14 | 14時 | 0.058044
|  | 2014-04-14 | 15時 | 0.077741
|  | 2014-04-14 | 16時 | 0.10173
|  | 2014-04-14 | 17時 | 0.27473
|  | 2014-04-14 | 18時 | 0.32176
|  | 2014-04-14 | 19時 | 0.29595
|  | 2014-04-14 | 20時 | 0.26654
|  | 2014-04-14 | 21時 | 0.36794
|  | 2014-04-14 | 22時 | 0.36794
|  | 2014-04-14 | 23時 | 0.25733
|  | 2014-04-15 | 0時 | 0.071777
|  | 2014-04-15 | 1時 | 0.032672
|  | 2014-04-15 | 2時 | 0.035458
|  | 2014-04-15 | 3時 | 0.035458
|  | 2014-04-15 | 4時 | 0.032672
|  | 2014-04-15 | 5時 | 0.035458
|  | 2014-04-15 | 6時 | 0.035458
|  | 2014-04-15 | 7時 | 0.34142
|  | 2014-04-15 | 8時 | 0.34142
|  | 2014-04-15 | 9時 | 0.34142
|  | 2014-04-15 | 10時 | 0.34142
|  | 2014-04-15 | 11時 | 0.34142
|  | 2014-04-15 | 12時 | 0.32189
|  | 2014-04-15 | 13時 | 0.10009
|  | 2014-04-15 | 14時 | 0.035458
|  | 2014-04-15 | 15時 | 0.21834
|  | 2014-04-15 | 16時 | 0.34142
|  | 2014-04-15 | 17時 | 0.34142
|  | 2014-04-15 | 18時 | 0.34142
|  | 2014-04-15 | 19時 | 0.29189
|  | 2014-04-15 | 20時 | 0.34142
|  | 2014-04-15 | 21時 | 0.34142
|  | 2014-04-15 | 22時 | 0.2414
|  | 2014-04-15 | 23時 | 0.17003
|  | 2014-04-16 | 0時 | 0.06363
|  | 2014-04-16 | 1時 | 0.028167
|  | 2014-04-16 | 2時 | 0.030693
|  | 2014-04-16 | 3時 | 0.030693
|  | 2014-04-16 | 4時 | 0.028167
|  | 2014-04-16 | 5時 | 0.030693
|  | 2014-04-16 | 6時 | 0.071822
|  | 2014-04-16 | 7時 | 0.30816
|  | 2014-04-16 | 8時 | 0.30816
|  | 2014-04-16 | 9時 | 0.24315
|  | 2014-04-16 | 10時 | 0.17039
|  | 2014-04-16 | 11時 | 0.11867
|  | 2014-04-16 | 12時 | 0.065295
|  | 2014-04-16 | 13時 | 0.028167
|  | 2014-04-16 | 14時 | 0.030693
|  | 2014-04-16 | 15時 | 0.11944
|  | 2014-04-16 | 16時 | 0.12666
|  | 2014-04-16 | 17時 | 0.15682
|  | 2014-04-16 | 18時 | 0.084401
|  | 2014-04-16 | 19時 | 0.21657
|  | 2014-04-16 | 20時 | 0.30816
|  | 2014-04-16 | 21時 | 0.30816
|  | 2014-04-16 | 22時 | 0.14721
|  | 2014-04-16 | 23時 | 0.18626
|  | 2014-04-17 | 0時 | 0.11013
|  | 2014-04-17 | 1時 | 0.035101
|  | 2014-04-17 | 2時 | 0.038026
|  | 2014-04-17 | 3時 | 0.038026
|  | 2014-04-17 | 4時 | 0.035101
|  | 2014-04-17 | 5時 | 0.35935
|  | 2014-04-17 | 6時 | 0.32297
|  | 2014-04-17 | 7時 | 0.32057
|  | 2014-04-17 | 8時 | 0.17969
|  | 2014-04-17 | 9時 | 0.28081
|  | 2014-04-17 | 10時 | 0.075177
|  | 2014-04-17 | 11時 | 0.077685
|  | 2014-04-17 | 12時 | 0.21152
|  | 2014-04-17 | 13時 | 0.078935
|  | 2014-04-17 | 14時 | 0.056392
|  | 2014-04-17 | 15時 | 0.074951
|  | 2014-04-17 | 16時 | 0.098011
|  | 2014-04-17 | 17時 | 0.26202
|  | 2014-04-17 | 18時 | 0.31185
|  | 2014-04-17 | 19時 | 0.28549
|  | 2014-04-17 | 20時 | 0.25751
|  | 2014-04-17 | 21時 | 0.35935
|  | 2014-04-17 | 22時 | 0.35935
|  | 2014-04-17 | 23時 | 0.25121
|  | 2014-04-18 | 0時 | 0.096333
|  | 2014-04-18 | 1時 | 0.02953
|  | 2014-04-18 | 2時 | 0.032135
|  | 2014-04-18 | 3時 | 0.032135
|  | 2014-04-18 | 4時 | 0.02953
|  | 2014-04-18 | 5時 | 0.31822
|  | 2014-04-18 | 6時 | 0.23075
|  | 2014-04-18 | 7時 | 0.27383
|  | 2014-04-18 | 8時 | 0.15346
|  | 2014-04-18 | 9時 | 0.2483
|  | 2014-04-18 | 10時 | 0.065212
|  | 2014-04-18 | 11時 | 0.066199
|  | 2014-04-18 | 12時 | 0.18604
|  | 2014-04-18 | 13時 | 0.068557
|  | 2014-04-18 | 14時 | 0.048486
|  | 2014-04-18 | 15時 | 0.066092
|  | 2014-04-18 | 16時 | 0.086785
|  | 2014-04-18 | 17時 | 0.23315
|  | 2014-04-18 | 18時 | 0.27616
|  | 2014-04-18 | 19時 | 0.24749
|  | 2014-04-18 | 20時 | 0.22439
|  | 2014-04-18 | 21時 | 0.31822
|  | 2014-04-18 | 22時 | 0.306
|  | 2014-04-18 | 23時 | 0.22194
|  | 2014-04-19 | 0時 | 0.11699
|  | 2014-04-19 | 1時 | 0.037871
|  | 2014-04-19 | 2時 | 0.040956
|  | 2014-04-19 | 3時 | 0.040956
|  | 2014-04-19 | 4時 | 0.037871
|  | 2014-04-19 | 5時 | 0.32949
|  | 2014-04-19 | 6時 | 0.24917
|  | 2014-04-19 | 7時 | 0.30927
|  | 2014-04-19 | 8時 | 0.20267
|  | 2014-04-19 | 9時 | 0.29698
|  | 2014-04-19 | 10時 | 0.080133
|  | 2014-04-19 | 11時 | 0.14916
|  | 2014-04-19 | 12時 | 0.24542
|  | 2014-04-19 | 13時 | 0.084096
|  | 2014-04-19 | 14時 | 0.060323
|  | 2014-04-19 | 15時 | 0.14257
|  | 2014-04-19 | 16時 | 0.13524
|  | 2014-04-19 | 17時 | 0.36166
|  | 2014-04-19 | 18時 | 0.3798
|  | 2014-04-19 | 19時 | 0.33447
|  | 2014-04-19 | 20時 | 0.33845
|  | 2014-04-19 | 21時 | 0.3798
|  | 2014-04-19 | 22時 | 0.3798
|  | 2014-04-19 | 23時 | 0.26577
|  | 2014-04-20 | 0時 | 0.092098
|  | 2014-04-20 | 1時 | 0.02782
|  | 2014-04-20 | 2時 | 0.030327
|  | 2014-04-20 | 3時 | 0.030327
|  | 2014-04-20 | 4時 | 0.02782
|  | 2014-04-20 | 5時 | 0.3056
|  | 2014-04-20 | 6時 | 0.24412
|  | 2014-04-20 | 7時 | 0.27457
|  | 2014-04-20 | 8時 | 0.14865
|  | 2014-04-20 | 9時 | 0.23832
|  | 2014-04-20 | 10時 | 0.062153
|  | 2014-04-20 | 11時 | 0.065438
|  | 2014-04-20 | 12時 | 0.1804
|  | 2014-04-20 | 13時 | 0.065372
|  | 2014-04-20 | 14時 | 0.04606
|  | 2014-04-20 | 15時 | 0.064493
|  | 2014-04-20 | 16時 | 0.084469
|  | 2014-04-20 | 17時 | 0.2272
|  | 2014-04-20 | 18時 | 0.27746
|  | 2014-04-20 | 19時 | 0.24032
|  | 2014-04-20 | 20時 | 0.23766
|  | 2014-04-20 | 21時 | 0.3056
|  | 2014-04-20 | 22時 | 0.3056
|  | 2014-04-20 | 23時 | 0.21296
|  | 2014-04-21 | 0時 | 0.10683
|  | 2014-04-21 | 1時 | 0.033768
|  | 2014-04-21 | 2時 | 0.036617
|  | 2014-04-21 | 3時 | 0.036617
|  | 2014-04-21 | 4時 | 0.033768
|  | 2014-04-21 | 5時 | 0.34951
|  | 2014-04-21 | 6時 | 0.25142
|  | 2014-04-21 | 7時 | 0.27846
|  | 2014-04-21 | 8時 | 0.17051
|  | 2014-04-21 | 9時 | 0.27303
|  | 2014-04-21 | 10時 | 0.072793
|  | 2014-04-21 | 11時 | 0.076778
|  | 2014-04-21 | 12時 | 0.2066
|  | 2014-04-21 | 13時 | 0.076452
|  | 2014-04-21 | 14時 | 0.054501
|  | 2014-04-21 | 15時 | 0.074359
|  | 2014-04-21 | 16時 | 0.097846
|  | 2014-04-21 | 17時 | 0.26174
|  | 2014-04-21 | 18時 | 0.33407
|  | 2014-04-21 | 19時 | 0.29287
|  | 2014-04-21 | 20時 | 0.28524
|  | 2014-04-21 | 21時 | 0.34951
|  | 2014-04-21 | 22時 | 0.34951
|  | 2014-04-21 | 23時 | 0.24421
|  | 2014-04-22 | 0時 | 0.069505
|  | 2014-04-22 | 1時 | 0.031416
|  | 2014-04-22 | 2時 | 0.034129
|  | 2014-04-22 | 3時 | 0.034129
|  | 2014-04-22 | 4時 | 0.031416
|  | 2014-04-22 | 5時 | 0.034129
|  | 2014-04-22 | 6時 | 0.034129
|  | 2014-04-22 | 7時 | 0.33215
|  | 2014-04-22 | 8時 | 0.33215
|  | 2014-04-22 | 9時 | 0.33215
|  | 2014-04-22 | 10時 | 0.33215
|  | 2014-04-22 | 11時 | 0.33215
|  | 2014-04-22 | 12時 | 0.30263
|  | 2014-04-22 | 13時 | 0.097085
|  | 2014-04-22 | 14時 | 0.034129
|  | 2014-04-22 | 15時 | 0.20036
|  | 2014-04-22 | 16時 | 0.33215
|  | 2014-04-22 | 17時 | 0.33215
|  | 2014-04-22 | 18時 | 0.33215
|  | 2014-04-22 | 19時 | 0.28489
|  | 2014-04-22 | 20時 | 0.33215
|  | 2014-04-22 | 21時 | 0.33215
|  | 2014-04-22 | 22時 | 0.23472
|  | 2014-04-22 | 23時 | 0.1652
|  | 2014-04-23 | 0時 | 0.080653
|  | 2014-04-23 | 1時 | 0.037581
|  | 2014-04-23 | 2時 | 0.040649
|  | 2014-04-23 | 3時 | 0.040649
|  | 2014-04-23 | 4時 | 0.037581
|  | 2014-04-23 | 5時 | 0.040649
|  | 2014-04-23 | 6時 | 0.040649
|  | 2014-04-23 | 7時 | 0.37766
|  | 2014-04-23 | 8時 | 0.37766
|  | 2014-04-23 | 9時 | 0.37766
|  | 2014-04-23 | 10時 | 0.37766
|  | 2014-04-23 | 11時 | 0.37558
|  | 2014-04-23 | 12時 | 0.32073
|  | 2014-04-23 | 13時 | 0.11184
|  | 2014-04-23 | 14時 | 0.040649
|  | 2014-04-23 | 15時 | 0.14827
|  | 2014-04-23 | 16時 | 0.37766
|  | 2014-04-23 | 17時 | 0.37766
|  | 2014-04-23 | 18時 | 0.37497
|  | 2014-04-23 | 19時 | 0.32962
|  | 2014-04-23 | 20時 | 0.37766
|  | 2014-04-23 | 21時 | 0.37766
|  | 2014-04-23 | 22時 | 0.26749
|  | 2014-04-23 | 23時 | 0.18887
|  | 2014-04-24 | 0時 | 0.096614
|  | 2014-04-24 | 1時 | 0.029644
|  | 2014-04-24 | 2時 | 0.032255
|  | 2014-04-24 | 3時 | 0.032255
|  | 2014-04-24 | 4時 | 0.029644
|  | 2014-04-24 | 5時 | 0.31906
|  | 2014-04-24 | 6時 | 0.31906
|  | 2014-04-24 | 7時 | 0.30611
|  | 2014-04-24 | 8時 | 0.18086
|  | 2014-04-24 | 9時 | 0.24896
|  | 2014-04-24 | 10時 | 0.065415
|  | 2014-04-24 | 11時 | 0.089208
|  | 2014-04-24 | 12時 | 0.19167
|  | 2014-04-24 | 13時 | 0.068769
|  | 2014-04-24 | 14時 | 0.048647
|  | 2014-04-24 | 15時 | 0.10057
|  | 2014-04-24 | 16時 | 0.11372
|  | 2014-04-24 | 17時 | 0.31906
|  | 2014-04-24 | 18時 | 0.31906
|  | 2014-04-24 | 19時 | 0.2707
|  | 2014-04-24 | 20時 | 0.31906
|  | 2014-04-24 | 21時 | 0.31906
|  | 2014-04-24 | 22時 | 0.31906
|  | 2014-04-24 | 23時 | 0.22254
|  | 2014-04-25 | 0時 | 0.081273
|  | 2014-04-25 | 1時 | 0.02345
|  | 2014-04-25 | 2時 | 0.025705
|  | 2014-04-25 | 3時 | 0.025705
|  | 2014-04-25 | 4時 | 0.02345
|  | 2014-04-25 | 5時 | 0.27333
|  | 2014-04-25 | 6時 | 0.23828
|  | 2014-04-25 | 7時 | 0.26201
|  | 2014-04-25 | 8時 | 0.16424
|  | 2014-04-25 | 9時 | 0.21281
|  | 2014-04-25 | 10時 | 0.054335
|  | 2014-04-25 | 11時 | 0.11175
|  | 2014-04-25 | 12時 | 0.18493
|  | 2014-04-25 | 13時 | 0.057231
|  | 2014-04-25 | 14時 | 0.039858
|  | 2014-04-25 | 15時 | 0.13635
|  | 2014-04-25 | 16時 | 0.11226
|  | 2014-04-25 | 17時 | 0.27333
|  | 2014-04-25 | 18時 | 0.27333
|  | 2014-04-25 | 19時 | 0.22528
|  | 2014-04-25 | 20時 | 0.26258
|  | 2014-04-25 | 21時 | 0.27333
|  | 2014-04-25 | 22時 | 0.27333
|  | 2014-04-25 | 23時 | 0.19
|  | 2014-04-26 | 0時 | 0.10968
|  | 2014-04-26 | 1時 | 0.034918
|  | 2014-04-26 | 2時 | 0.037833
|  | 2014-04-26 | 3時 | 0.037833
|  | 2014-04-26 | 4時 | 0.034918
|  | 2014-04-26 | 5時 | 0.358
|  | 2014-04-26 | 6時 | 0.28244
|  | 2014-04-26 | 7時 | 0.29052
|  | 2014-04-26 | 8時 | 0.17275
|  | 2014-04-26 | 9時 | 0.27974
|  | 2014-04-26 | 10時 | 0.074849
|  | 2014-04-26 | 11時 | 0.078837
|  | 2014-04-26 | 12時 | 0.21186
|  | 2014-04-26 | 13時 | 0.078593
|  | 2014-04-26 | 14時 | 0.056132
|  | 2014-04-26 | 15時 | 0.07576
|  | 2014-04-26 | 16時 | 0.098379
|  | 2014-04-26 | 17時 | 0.26253
|  | 2014-04-26 | 18時 | 0.3111
|  | 2014-04-26 | 19時 | 0.28475
|  | 2014-04-26 | 20時 | 0.25255
|  | 2014-04-26 | 21時 | 0.358
|  | 2014-04-26 | 22時 | 0.34301
|  | 2014-04-26 | 23時 | 0.25025
|  | 2014-04-27 | 0時 | 0.12615
|  | 2014-04-27 | 1時 | 0.041568
|  | 2014-04-27 | 2時 | 0.044865
|  | 2014-04-27 | 3時 | 0.044865
|  | 2014-04-27 | 4時 | 0.041568
|  | 2014-04-27 | 5時 | 0.26063
|  | 2014-04-27 | 6時 | 0.23459
|  | 2014-04-27 | 7時 | 0.3082
|  | 2014-04-27 | 8時 | 0.19614
|  | 2014-04-27 | 9時 | 0.31856
|  | 2014-04-27 | 10時 | 0.086745
|  | 2014-04-27 | 11時 | 0.088035
|  | 2014-04-27 | 12時 | 0.19834
|  | 2014-04-27 | 13時 | 0.090981
|  | 2014-04-27 | 14時 | 0.065569
|  | 2014-04-27 | 15時 | 0.044865
|  | 2014-04-27 | 16時 | 0.070505
|  | 2014-04-27 | 17時 | 0.18759
|  | 2014-04-27 | 18時 | 0.30933
|  | 2014-04-27 | 19時 | 0.2178
|  | 2014-04-27 | 20時 | 0.28856
|  | 2014-04-27 | 21時 | 0.40709
|  | 2014-04-27 | 22時 | 0.3895
|  | 2014-04-27 | 23時 | 0.28519
|  | 2014-04-28 | 0時 | 0.1381
|  | 2014-04-28 | 1時 | 0.046391
|  | 2014-04-28 | 2時 | 0.049967
|  | 2014-04-28 | 3時 | 0.049967
|  | 2014-04-28 | 4時 | 0.046391
|  | 2014-04-28 | 5時 | 0.32358
|  | 2014-04-28 | 6時 | 0.24916
|  | 2014-04-28 | 7時 | 0.33584
|  | 2014-04-28 | 8時 | 0.2131
|  | 2014-04-28 | 9時 | 0.34671
|  | 2014-04-28 | 10時 | 0.095374
|  | 2014-04-28 | 11時 | 0.052386
|  | 2014-04-28 | 12時 | 0.21637
|  | 2014-04-28 | 13時 | 0.099967
|  | 2014-04-28 | 14時 | 0.072414
|  | 2014-04-28 | 15時 | 0.049967
|  | 2014-04-28 | 16時 | 0.077766
|  | 2014-04-28 | 17時 | 0.20471
|  | 2014-04-28 | 18時 | 0.33671
|  | 2014-04-28 | 19時 | 0.24137
|  | 2014-04-28 | 20時 | 0.19144
|  | 2014-04-28 | 21時 | 0.27521
|  | 2014-04-28 | 22時 | 0.29638
|  | 2014-04-28 | 23時 | 0.31053
|  | 2014-04-29 | 0時 | 0.077119
|  | 2014-04-29 | 1時 | 0.035626
|  | 2014-04-29 | 2時 | 0.038582
|  | 2014-04-29 | 3時 | 0.038582
|  | 2014-04-29 | 4時 | 0.035626
|  | 2014-04-29 | 5時 | 0.038582
|  | 2014-04-29 | 6時 | 0.038582
|  | 2014-04-29 | 7時 | 0.24142
|  | 2014-04-29 | 8時 | 0.36323
|  | 2014-04-29 | 9時 | 0.36323
|  | 2014-04-29 | 10時 | 0.27098
|  | 2014-04-29 | 11時 | 0.25733
|  | 2014-04-29 | 12時 | 0.26751
|  | 2014-04-29 | 13時 | 0.10716
|  | 2014-04-29 | 14時 | 0.038582
|  | 2014-04-29 | 15時 | 0.13804
|  | 2014-04-29 | 16時 | 0.36323
|  | 2014-04-29 | 17時 | 0.36323
|  | 2014-04-29 | 18時 | 0.34834
|  | 2014-04-29 | 19時 | 0.27368
|  | 2014-04-29 | 20時 | 0.36115
|  | 2014-04-29 | 21時 | 0.36323
|  | 2014-04-29 | 22時 | 0.2571
|  | 2014-04-29 | 23時 | 0.18137
|  | 2014-04-30 | 0時 | 0.070033
|  | 2014-04-30 | 1時 | 0.031708
|  | 2014-04-30 | 2時 | 0.034438
|  | 2014-04-30 | 3時 | 0.034438
|  | 2014-04-30 | 4時 | 0.031708
|  | 2014-04-30 | 5時 | 0.034438
|  | 2014-04-30 | 6時 | 0.078886
|  | 2014-04-30 | 7時 | 0.28981
|  | 2014-04-30 | 8時 | 0.3343
|  | 2014-04-30 | 9時 | 0.17703
|  | 2014-04-30 | 10時 | 0.12412
|  | 2014-04-30 | 11時 | 0.070185
|  | 2014-04-30 | 12時 | 0.069615
|  | 2014-04-30 | 13時 | 0.031708
|  | 2014-04-30 | 14時 | 0.034438
|  | 2014-04-30 | 15時 | 0.069091
|  | 2014-04-30 | 16時 | 0.031708
|  | 2014-04-30 | 17時 | 0.070139
|  | 2014-04-30 | 18時 | 0.034438
|  | 2014-04-30 | 19時 | 0.18051
|  | 2014-04-30 | 20時 | 0.3343
|  | 2014-04-30 | 21時 | 0.3343
|  | 2014-04-30 | 22時 | 0.16036
|  | 2014-04-30 | 23時 | 0.20257
|  | 2014-05-01 | 0時 | 0.13474
|  | 2014-05-01 | 1時 | 0.045036
|  | 2014-05-01 | 2時 | 0.048533
|  | 2014-05-01 | 3時 | 0.048533
|  | 2014-05-01 | 4時 | 0.045036
|  | 2014-05-01 | 5時 | 0.34139
|  | 2014-05-01 | 6時 | 0.26008
|  | 2014-05-01 | 7時 | 0.32932
|  | 2014-05-01 | 8時 | 0.20836
|  | 2014-05-01 | 9時 | 0.3388
|  | 2014-05-01 | 10時 | 0.092949
|  | 2014-05-01 | 11時 | 0.0509
|  | 2014-05-01 | 12時 | 0.2113
|  | 2014-05-01 | 13時 | 0.097442
|  | 2014-05-01 | 14時 | 0.07049
|  | 2014-05-01 | 15時 | 0.048533
|  | 2014-05-01 | 16時 | 0.075725
|  | 2014-05-01 | 17時 | 0.1999
|  | 2014-05-01 | 18時 | 0.32902
|  | 2014-05-01 | 19時 | 0.23525
|  | 2014-05-01 | 20時 | 0.18692
|  | 2014-05-01 | 21時 | 0.26886
|  | 2014-05-01 | 22時 | 0.28957
|  | 2014-05-01 | 23時 | 0.30341
|  | 2014-05-02 | 0時 | 0.10655
|  | 2014-05-02 | 1時 | 0.033656
|  | 2014-05-02 | 2時 | 0.036498
|  | 2014-05-02 | 3時 | 0.036498
|  | 2014-05-02 | 4時 | 0.033656
|  | 2014-05-02 | 5時 | 0.074969
|  | 2014-05-02 | 6時 | 0.19165
|  | 2014-05-02 | 7時 | 0.26253
|  | 2014-05-02 | 8時 | 0.1665
|  | 2014-05-02 | 9時 | 0.27237
|  | 2014-05-02 | 10時 | 0.072591
|  | 2014-05-02 | 11時 | 0.074699
|  | 2014-05-02 | 12時 | 0.16877
|  | 2014-05-02 | 13時 | 0.076242
|  | 2014-05-02 | 14時 | 0.054341
|  | 2014-05-02 | 15時 | 0.036498
|  | 2014-05-02 | 16時 | 0.058595
|  | 2014-05-02 | 17時 | 0.1595
|  | 2014-05-02 | 18時 | 0.30323
|  | 2014-05-02 | 19時 | 0.27861
|  | 2014-05-02 | 20時 | 0.24897
|  | 2014-05-02 | 21時 | 0.34868
|  | 2014-05-02 | 22時 | 0.33436
|  | 2014-05-02 | 23時 | 0.24362
|  | 2014-05-03 | 0時 | 0.058176
|  | 2014-05-03 | 1時 | 0.025151
|  | 2014-05-03 | 2時 | 0.027504
|  | 2014-05-03 | 3時 | 0.027504
|  | 2014-05-03 | 4時 | 0.025151
|  | 2014-05-03 | 5時 | 0.027504
|  | 2014-05-03 | 6時 | 0.065805
|  | 2014-05-03 | 7時 | 0.26861
|  | 2014-05-03 | 8時 | 0.28589
|  | 2014-05-03 | 9時 | 0.20018
|  | 2014-05-03 | 10時 | 0.056455
|  | 2014-05-03 | 11時 | 0.10701
|  | 2014-05-03 | 12時 | 0.059133
|  | 2014-05-03 | 13時 | 0.025151
|  | 2014-05-03 | 14時 | 0.027504
|  | 2014-05-03 | 15時 | 0.10711
|  | 2014-05-03 | 16時 | 0.10466
|  | 2014-05-03 | 17時 | 0.10738
|  | 2014-05-03 | 18時 | 0.059753
|  | 2014-05-03 | 19時 | 0.15656
|  | 2014-05-03 | 20時 | 0.28589
|  | 2014-05-03 | 21時 | 0.28589
|  | 2014-05-03 | 22時 | 0.13601
|  | 2014-05-03 | 23時 | 0.17238
|  | 2014-05-04 | 0時 | 0.056135
|  | 2014-05-04 | 1時 | 0.024023
|  | 2014-05-04 | 2時 | 0.02631
|  | 2014-05-04 | 3時 | 0.02631
|  | 2014-05-04 | 4時 | 0.024023
|  | 2014-05-04 | 5時 | 0.02631
|  | 2014-05-04 | 6時 | 0.063553
|  | 2014-05-04 | 7時 | 0.27756
|  | 2014-05-04 | 8時 | 0.27756
|  | 2014-05-04 | 9時 | 0.19471
|  | 2014-05-04 | 10時 | 0.14882
|  | 2014-05-04 | 11時 | 0.10289
|  | 2014-05-04 | 12時 | 0.055507
|  | 2014-05-04 | 13時 | 0.024023
|  | 2014-05-04 | 14時 | 0.02631
|  | 2014-05-04 | 15時 | 0.10215
|  | 2014-05-04 | 16時 | 0.054025
|  | 2014-05-04 | 17時 | 0.10441
|  | 2014-05-04 | 18時 | 0.057654
|  | 2014-05-04 | 19時 | 0.15189
|  | 2014-05-04 | 20時 | 0.27756
|  | 2014-05-04 | 21時 | 0.27756
|  | 2014-05-04 | 22時 | 0.13182
|  | 2014-05-04 | 23時 | 0.16718
|  | 2014-05-05 | 0時 | 0.067705
|  | 2014-05-05 | 1時 | 0.030421
|  | 2014-05-05 | 2時 | 0.033077
|  | 2014-05-05 | 3時 | 0.033077
|  | 2014-05-05 | 4時 | 0.030421
|  | 2014-05-05 | 5時 | 0.033077
|  | 2014-05-05 | 6時 | 0.033077
|  | 2014-05-05 | 7時 | 0.3248
|  | 2014-05-05 | 8時 | 0.3248
|  | 2014-05-05 | 9時 | 0.3248
|  | 2014-05-05 | 10時 | 0.3248
|  | 2014-05-05 | 11時 | 0.32016
|  | 2014-05-05 | 12時 | 0.27459
|  | 2014-05-05 | 13時 | 0.094702
|  | 2014-05-05 | 14時 | 0.033077
|  | 2014-05-05 | 15時 | 0.12468
|  | 2014-05-05 | 16時 | 0.3248
|  | 2014-05-05 | 17時 | 0.3248
|  | 2014-05-05 | 18時 | 0.31386
|  | 2014-05-05 | 19時 | 0.24772
|  | 2014-05-05 | 20時 | 0.3248
|  | 2014-05-05 | 21時 | 0.3248
|  | 2014-05-05 | 22時 | 0.22943
|  | 2014-05-05 | 23時 | 0.16138
|  | 2014-05-06 | 0時 | 0.067391
|  | 2014-05-06 | 1時 | 0.030247
|  | 2014-05-06 | 2時 | 0.032893
|  | 2014-05-06 | 3時 | 0.032893
|  | 2014-05-06 | 4時 | 0.030247
|  | 2014-05-06 | 5時 | 0.032893
|  | 2014-05-06 | 6時 | 0.032893
|  | 2014-05-06 | 7時 | 0.32352
|  | 2014-05-06 | 8時 | 0.32352
|  | 2014-05-06 | 9時 | 0.32352
|  | 2014-05-06 | 10時 | 0.32352
|  | 2014-05-06 | 11時 | 0.32158
|  | 2014-05-06 | 12時 | 0.27445
|  | 2014-05-06 | 13時 | 0.094287
|  | 2014-05-06 | 14時 | 0.032893
|  | 2014-05-06 | 15時 | 0.12398
|  | 2014-05-06 | 16時 | 0.32352
|  | 2014-05-06 | 17時 | 0.32352
|  | 2014-05-06 | 18時 | 0.31172
|  | 2014-05-06 | 19時 | 0.24115
|  | 2014-05-06 | 20時 | 0.32352
|  | 2014-05-06 | 21時 | 0.32352
|  | 2014-05-06 | 22時 | 0.22851
|  | 2014-05-06 | 23時 | 0.16071
|  | 2014-05-07 | 0時 | 0.074652
|  | 2014-05-07 | 1時 | 0.034262
|  | 2014-05-07 | 2時 | 0.03714
|  | 2014-05-07 | 3時 | 0.03714
|  | 2014-05-07 | 4時 | 0.034262
|  | 2014-05-07 | 5時 | 0.03714
|  | 2014-05-07 | 6時 | 0.03714
|  | 2014-05-07 | 7時 | 0.35316
|  | 2014-05-07 | 8時 | 0.35316
|  | 2014-05-07 | 9時 | 0.35316
|  | 2014-05-07 | 10時 | 0.35316
|  | 2014-05-07 | 11時 | 0.35316
|  | 2014-05-07 | 12時 | 0.3041
|  | 2014-05-07 | 13時 | 0.1039
|  | 2014-05-07 | 14時 | 0.03714
|  | 2014-05-07 | 15時 | 0.17171
|  | 2014-05-07 | 16時 | 0.35316
|  | 2014-05-07 | 17時 | 0.35316
|  | 2014-05-07 | 18時 | 0.35316
|  | 2014-05-07 | 19時 | 0.30707
|  | 2014-05-07 | 20時 | 0.35316
|  | 2014-05-07 | 21時 | 0.35316
|  | 2014-05-07 | 22時 | 0.24985
|  | 2014-05-07 | 23時 | 0.17613
|  | 2014-05-08 | 0時 | 0.097753
|  | 2014-05-08 | 1時 | 0.030103
|  | 2014-05-08 | 2時 | 0.032741
|  | 2014-05-08 | 3時 | 0.032741
|  | 2014-05-08 | 4時 | 0.030103
|  | 2014-05-08 | 5時 | 0.32245
|  | 2014-05-08 | 6時 | 0.21669
|  | 2014-05-08 | 7時 | 0.25252
|  | 2014-05-08 | 8時 | 0.15624
|  | 2014-05-08 | 9時 | 0.25164
|  | 2014-05-08 | 10時 | 0.066237
|  | 2014-05-08 | 11時 | 0.071023
|  | 2014-05-08 | 12時 | 0.19219
|  | 2014-05-08 | 13時 | 0.069625
|  | 2014-05-08 | 14時 | 0.0493
|  | 2014-05-08 | 15時 | 0.078668
|  | 2014-05-08 | 16時 | 0.10956
|  | 2014-05-08 | 17時 | 0.31451
|  | 2014-05-08 | 18時 | 0.32245
|  | 2014-05-08 | 19時 | 0.27577
|  | 2014-05-08 | 20時 | 0.31056
|  | 2014-05-08 | 21時 | 0.32245
|  | 2014-05-08 | 22時 | 0.32245
|  | 2014-05-08 | 23時 | 0.22495
|  | 2014-05-09 | 0時 | 0.090221
|  | 2014-05-09 | 1時 | 0.027063
|  | 2014-05-09 | 2時 | 0.029525
|  | 2014-05-09 | 3時 | 0.029525
|  | 2014-05-09 | 4時 | 0.027063
|  | 2014-05-09 | 5時 | 0.30001
|  | 2014-05-09 | 6時 | 0.21313
|  | 2014-05-09 | 7時 | 0.24308
|  | 2014-05-09 | 8時 | 0.14591
|  | 2014-05-09 | 9時 | 0.23389
|  | 2014-05-09 | 10時 | 0.060798
|  | 2014-05-09 | 11時 | 0.063778
|  | 2014-05-09 | 12時 | 0.17624
|  | 2014-05-09 | 13時 | 0.063961
|  | 2014-05-09 | 14時 | 0.044985
|  | 2014-05-09 | 15時 | 0.061947
|  | 2014-05-09 | 16時 | 0.081124
|  | 2014-05-09 | 17時 | 0.22043
|  | 2014-05-09 | 18時 | 0.26189
|  | 2014-05-09 | 19時 | 0.23282
|  | 2014-05-09 | 20時 | 0.23613
|  | 2014-05-09 | 21時 | 0.30001
|  | 2014-05-09 | 22時 | 0.30001
|  | 2014-05-09 | 23時 | 0.20898
|  | 2014-05-10 | 0時 | 0.10164
|  | 2014-05-10 | 1時 | 0.031672
|  | 2014-05-10 | 2時 | 0.0344
|  | 2014-05-10 | 3時 | 0.0344
|  | 2014-05-10 | 4時 | 0.031672
|  | 2014-05-10 | 5時 | 0.33404
|  | 2014-05-10 | 6時 | 0.26894
|  | 2014-05-10 | 7時 | 0.30943
|  | 2014-05-10 | 8時 | 0.19552
|  | 2014-05-10 | 9時 | 0.2608
|  | 2014-05-10 | 10時 | 0.069043
|  | 2014-05-10 | 11時 | 0.098452
|  | 2014-05-10 | 12時 | 0.1976
|  | 2014-05-10 | 13時 | 0.072547
|  | 2014-05-10 | 14時 | 0.051526
|  | 2014-05-10 | 15時 | 0.070841
|  | 2014-05-10 | 16時 | 0.091892
|  | 2014-05-10 | 17時 | 0.2525
|  | 2014-05-10 | 18時 | 0.30026
|  | 2014-05-10 | 19時 | 0.2648
|  | 2014-05-10 | 20時 | 0.24473
|  | 2014-05-10 | 21時 | 0.33404
|  | 2014-05-10 | 22時 | 0.33226
|  | 2014-05-10 | 23時 | 0.2332
|  | 2014-05-11 | 0時 | 0.13631
|  | 2014-05-11 | 1時 | 0.045669
|  | 2014-05-11 | 2時 | 0.049203
|  | 2014-05-11 | 3時 | 0.049203
|  | 2014-05-11 | 4時 | 0.045669
|  | 2014-05-11 | 5時 | 0.28515
|  | 2014-05-11 | 6時 | 0.25268
|  | 2014-05-11 | 7時 | 0.33146
|  | 2014-05-11 | 8時 | 0.21126
|  | 2014-05-11 | 9時 | 0.34249
|  | 2014-05-11 | 10時 | 0.094082
|  | 2014-05-11 | 11時 | 0.051594
|  | 2014-05-11 | 12時 | 0.21367
|  | 2014-05-11 | 13時 | 0.098622
|  | 2014-05-11 | 14時 | 0.071389
|  | 2014-05-11 | 15時 | 0.049203
|  | 2014-05-11 | 16時 | 0.076678
|  | 2014-05-11 | 17時 | 0.20214
|  | 2014-05-11 | 18時 | 0.33261
|  | 2014-05-11 | 19時 | 0.23795
|  | 2014-05-11 | 20時 | 0.18903
|  | 2014-05-11 | 21時 | 0.27182
|  | 2014-05-11 | 22時 | 0.29275
|  | 2014-05-11 | 23時 | 0.30674
|  | 2014-05-12 | 0時 | 0.11395
|  | 2014-05-12 | 1時 | 0.036644
|  | 2014-05-12 | 2時 | 0.039658
|  | 2014-05-12 | 3時 | 0.039658
|  | 2014-05-12 | 4時 | 0.036644
|  | 2014-05-12 | 5時 | 0.099536
|  | 2014-05-12 | 6時 | 0.20509
|  | 2014-05-12 | 7時 | 0.2807
|  | 2014-05-12 | 8時 | 0.17868
|  | 2014-05-12 | 9時 | 0.28981
|  | 2014-05-12 | 10時 | 0.077937
|  | 2014-05-12 | 11時 | 0.086218
|  | 2014-05-12 | 12時 | 0.22063
|  | 2014-05-12 | 13時 | 0.081808
|  | 2014-05-12 | 14時 | 0.058581
|  | 2014-05-12 | 15時 | 0.093547
|  | 2014-05-12 | 16時 | 0.10587
|  | 2014-05-12 | 17時 | 0.28711
|  | 2014-05-12 | 18時 | 0.3361
|  | 2014-05-12 | 19時 | 0.30071
|  | 2014-05-12 | 20時 | 0.27355
|  | 2014-05-12 | 21時 | 0.37074
|  | 2014-05-12 | 22時 | 0.36675
|  | 2014-05-12 | 23時 | 0.25932
|  | 2014-05-13 | 0時 | 0.069248
|  | 2014-05-13 | 1時 | 0.031274
|  | 2014-05-13 | 2時 | 0.033979
|  | 2014-05-13 | 3時 | 0.033979
|  | 2014-05-13 | 4時 | 0.031274
|  | 2014-05-13 | 5時 | 0.033979
|  | 2014-05-13 | 6時 | 0.033979
|  | 2014-05-13 | 7時 | 0.3311
|  | 2014-05-13 | 8時 | 0.3311
|  | 2014-05-13 | 9時 | 0.3311
|  | 2014-05-13 | 10時 | 0.3311
|  | 2014-05-13 | 11時 | 0.32904
|  | 2014-05-13 | 12時 | 0.28131
|  | 2014-05-13 | 13時 | 0.096745
|  | 2014-05-13 | 14時 | 0.033979
|  | 2014-05-13 | 15時 | 0.12968
|  | 2014-05-13 | 16時 | 0.3311
|  | 2014-05-13 | 17時 | 0.3311
|  | 2014-05-13 | 18時 | 0.32943
|  | 2014-05-13 | 19時 | 0.28013
|  | 2014-05-13 | 20時 | 0.3311
|  | 2014-05-13 | 21時 | 0.3311
|  | 2014-05-13 | 22時 | 0.23397
|  | 2014-05-13 | 23時 | 0.16466
|  | 2014-05-14 | 0時 | 0.080244
|  | 2014-05-14 | 1時 | 0.037355
|  | 2014-05-14 | 2時 | 0.04041
|  | 2014-05-14 | 3時 | 0.04041
|  | 2014-05-14 | 4時 | 0.037355
|  | 2014-05-14 | 5時 | 0.04041
|  | 2014-05-14 | 6時 | 0.090152
|  | 2014-05-14 | 7時 | 0.35104
|  | 2014-05-14 | 8時 | 0.37599
|  | 2014-05-14 | 9時 | 0.2609
|  | 2014-05-14 | 10時 | 0.037355
|  | 2014-05-14 | 11時 | 0.04041
|  | 2014-05-14 | 12時 | 0.04041
|  | 2014-05-14 | 13時 | 0.037355
|  | 2014-05-14 | 14時 | 0.04041
|  | 2014-05-14 | 15時 | 0.04041
|  | 2014-05-14 | 16時 | 0.037355
|  | 2014-05-14 | 17時 | 0.04041
|  | 2014-05-14 | 18時 | 0.04041
|  | 2014-05-14 | 19時 | 0.037355
|  | 2014-05-14 | 20時 | 0.28268
|  | 2014-05-14 | 21時 | 0.37599
|  | 2014-05-14 | 22時 | 0.18133
|  | 2014-05-14 | 23時 | 0.22856
|  | 2014-05-15 | 0時 | 0.11058
|  | 2014-05-15 | 1時 | 0.035284
|  | 2014-05-15 | 2時 | 0.03822
|  | 2014-05-15 | 3時 | 0.03822
|  | 2014-05-15 | 4時 | 0.035284
|  | 2014-05-15 | 5時 | 0.27016
|  | 2014-05-15 | 6時 | 0.22884
|  | 2014-05-15 | 7時 | 0.28598
|  | 2014-05-15 | 8時 | 0.17398
|  | 2014-05-15 | 9時 | 0.28188
|  | 2014-05-15 | 10時 | 0.075504
|  | 2014-05-15 | 11時 | 0.077697
|  | 2014-05-15 | 12時 | 0.21202
|  | 2014-05-15 | 13時 | 0.079275
|  | 2014-05-15 | 14時 | 0.056651
|  | 2014-05-15 | 15時 | 0.074812
|  | 2014-05-15 | 16時 | 0.098465
|  | 2014-05-15 | 17時 | 0.26373
|  | 2014-05-15 | 18時 | 0.31261
|  | 2014-05-15 | 19時 | 0.28622
|  | 2014-05-15 | 20時 | 0.2535
|  | 2014-05-15 | 21時 | 0.3607
|  | 2014-05-15 | 22時 | 0.34056
|  | 2014-05-15 | 23時 | 0.25217
|  | 2014-05-16 | 0時 | 0.10298
|  | 2014-05-16 | 1時 | 0.032212
|  | 2014-05-16 | 2時 | 0.034971
|  | 2014-05-16 | 3時 | 0.034971
|  | 2014-05-16 | 4時 | 0.032212
|  | 2014-05-16 | 5時 | 0.1374
|  | 2014-05-16 | 6時 | 0.18992
|  | 2014-05-16 | 7時 | 0.25486
|  | 2014-05-16 | 8時 | 0.16074
|  | 2014-05-16 | 9時 | 0.26395
|  | 2014-05-16 | 10時 | 0.07001
|  | 2014-05-16 | 11時 | 0.071667
|  | 2014-05-16 | 12時 | 0.16337
|  | 2014-05-16 | 13時 | 0.073554
|  | 2014-05-16 | 14時 | 0.052293
|  | 2014-05-16 | 15時 | 0.034971
|  | 2014-05-16 | 16時 | 0.056422
|  | 2014-05-16 | 17時 | 0.21072
|  | 2014-05-16 | 18時 | 0.29311
|  | 2014-05-16 | 19時 | 0.26804
|  | 2014-05-16 | 20時 | 0.2407
|  | 2014-05-16 | 21時 | 0.33802
|  | 2014-05-16 | 22時 | 0.32366
|  | 2014-05-16 | 23時 | 0.23603
|  | 2014-05-17 | 0時 | 0.15309
|  | 2014-05-17 | 1時 | 0.052444
|  | 2014-05-17 | 2時 | 0.056368
|  | 2014-05-17 | 3時 | 0.056368
|  | 2014-05-17 | 4時 | 0.052444
|  | 2014-05-17 | 5時 | 0.31964
|  | 2014-05-17 | 6時 | 0.27402
|  | 2014-05-17 | 7時 | 0.37038
|  | 2014-05-17 | 8時 | 0.23646
|  | 2014-05-17 | 9時 | 0.38204
|  | 2014-05-17 | 10時 | 0.1062
|  | 2014-05-17 | 11時 | 0.059023
|  | 2014-05-17 | 12時 | 0.23899
|  | 2014-05-17 | 13時 | 0.11124
|  | 2014-05-17 | 14時 | 0.081003
|  | 2014-05-17 | 15時 | 0.056368
|  | 2014-05-17 | 16時 | 0.086876
|  | 2014-05-17 | 17時 | 0.22619
|  | 2014-05-17 | 18時 | 0.37106
|  | 2014-05-17 | 19時 | 0.27049
|  | 2014-05-17 | 20時 | 0.21163
|  | 2014-05-17 | 21時 | 0.30356
|  | 2014-05-17 | 22時 | 0.3268
|  | 2014-05-17 | 23時 | 0.34233
|  | 2014-05-18 | 0時 | 0.12541
|  | 2014-05-18 | 1時 | 0.041269
|  | 2014-05-18 | 2時 | 0.044549
|  | 2014-05-18 | 3時 | 0.044549
|  | 2014-05-18 | 4時 | 0.041269
|  | 2014-05-18 | 5時 | 0.089306
|  | 2014-05-18 | 6時 | 0.22334
|  | 2014-05-18 | 7時 | 0.26259
|  | 2014-05-18 | 8時 | 0.15187
|  | 2014-05-18 | 9時 | 0.31681
|  | 2014-05-18 | 10時 | 0.086211
|  | 2014-05-18 | 11時 | 0.046769
|  | 2014-05-18 | 12時 | 0.19722
|  | 2014-05-18 | 13時 | 0.090425
|  | 2014-05-18 | 14時 | 0.065145
|  | 2014-05-18 | 15時 | 0.044549
|  | 2014-05-18 | 16時 | 0.070055
|  | 2014-05-18 | 17時 | 0.18652
|  | 2014-05-18 | 18時 | 0.30764
|  | 2014-05-18 | 19時 | 0.21786
|  | 2014-05-18 | 20時 | 0.17435
|  | 2014-05-18 | 21時 | 0.25121
|  | 2014-05-18 | 22時 | 0.27063
|  | 2014-05-18 | 23時 | 0.28362
|  | 2014-05-19 | 0時 | 0.14223
|  | 2014-05-19 | 1時 | 0.04806
|  | 2014-05-19 | 2時 | 0.051732
|  | 2014-05-19 | 3時 | 0.051732
|  | 2014-05-19 | 4時 | 0.04806
|  | 2014-05-19 | 5時 | 0.1018
|  | 2014-05-19 | 6時 | 0.25106
|  | 2014-05-19 | 7時 | 0.29576
|  | 2014-05-19 | 8時 | 0.17185
|  | 2014-05-19 | 9時 | 0.35645
|  | 2014-05-19 | 10時 | 0.09836
|  | 2014-05-19 | 11時 | 0.054216
|  | 2014-05-19 | 12時 | 0.2226
|  | 2014-05-19 | 13時 | 0.10308
|  | 2014-05-19 | 14時 | 0.074783
|  | 2014-05-19 | 15時 | 0.051732
|  | 2014-05-19 | 16時 | 0.080278
|  | 2014-05-19 | 17時 | 0.21063
|  | 2014-05-19 | 18時 | 0.34618
|  | 2014-05-19 | 19時 | 0.25027
|  | 2014-05-19 | 20時 | 0.19701
|  | 2014-05-19 | 21時 | 0.28303
|  | 2014-05-19 | 22時 | 0.30477
|  | 2014-05-19 | 23時 | 0.3193
|  | 2014-05-20 | 0時 | 0.090137
|  | 2014-05-20 | 1時 | 0.042825
|  | 2014-05-20 | 2時 | 0.046195
|  | 2014-05-20 | 3時 | 0.046195
|  | 2014-05-20 | 4時 | 0.042825
|  | 2014-05-20 | 5時 | 0.046195
|  | 2014-05-20 | 6時 | 0.046195
|  | 2014-05-20 | 7時 | 0.26342
|  | 2014-05-20 | 8時 | 0.27666
|  | 2014-05-20 | 9時 | 0.34689
|  | 2014-05-20 | 10時 | 0.31118
|  | 2014-05-20 | 11時 | 0.29562
|  | 2014-05-20 | 12時 | 0.30723
|  | 2014-05-20 | 13時 | 0.12439
|  | 2014-05-20 | 14時 | 0.046195
|  | 2014-05-20 | 15時 | 0.046195
|  | 2014-05-20 | 16時 | 0.30894
|  | 2014-05-20 | 17時 | 0.35922
|  | 2014-05-20 | 18時 | 0.35405
|  | 2014-05-20 | 19時 | 0.13815
|  | 2014-05-20 | 20時 | 0.22868
|  | 2014-05-20 | 21時 | 0.31296
|  | 2014-05-20 | 22時 | 0.29536
|  | 2014-05-20 | 23時 | 0.20901
|  | 2014-05-21 | 0時 | 0.10203
|  | 2014-05-21 | 1時 | 0.049402
|  | 2014-05-21 | 2時 | 0.05315
|  | 2014-05-21 | 3時 | 0.05315
|  | 2014-05-21 | 4時 | 0.049402
|  | 2014-05-21 | 5時 | 0.05315
|  | 2014-05-21 | 6時 | 0.05315
|  | 2014-05-21 | 7時 | 0.17182
|  | 2014-05-21 | 8時 | 0.30951
|  | 2014-05-21 | 9時 | 0.38763
|  | 2014-05-21 | 10時 | 0.34791
|  | 2014-05-21 | 11時 | 0.33061
|  | 2014-05-21 | 12時 | 0.34351
|  | 2014-05-21 | 13時 | 0.14014
|  | 2014-05-21 | 14時 | 0.05315
|  | 2014-05-21 | 15時 | 0.05315
|  | 2014-05-21 | 16時 | 0.34542
|  | 2014-05-21 | 17時 | 0.40135
|  | 2014-05-21 | 18時 | 0.39559
|  | 2014-05-21 | 19時 | 0.15793
|  | 2014-05-21 | 20時 | 0.25614
|  | 2014-05-21 | 21時 | 0.34989
|  | 2014-05-21 | 22時 | 0.33032
|  | 2014-05-21 | 23時 | 0.23426
|  | 2014-05-22 | 0時 | 0.13711
|  | 2014-05-22 | 1時 | 0.045994
|  | 2014-05-22 | 2時 | 0.049546
|  | 2014-05-22 | 3時 | 0.049546
|  | 2014-05-22 | 4時 | 0.045994
|  | 2014-05-22 | 5時 | 0.099581
|  | 2014-05-22 | 6時 | 0.24343
|  | 2014-05-22 | 7時 | 0.33182
|  | 2014-05-22 | 8時 | 0.16577
|  | 2014-05-22 | 9時 | 0.34439
|  | 2014-05-22 | 10時 | 0.094663
|  | 2014-05-22 | 11時 | 0.05195
|  | 2014-05-22 | 12時 | 0.21488
|  | 2014-05-22 | 13時 | 0.099226
|  | 2014-05-22 | 14時 | 0.071849
|  | 2014-05-22 | 15時 | 0.049546
|  | 2014-05-22 | 16時 | 0.077167
|  | 2014-05-22 | 17時 | 0.2033
|  | 2014-05-22 | 18時 | 0.33445
|  | 2014-05-22 | 19時 | 0.23966
|  | 2014-05-22 | 20時 | 0.19012
|  | 2014-05-22 | 21時 | 0.27334
|  | 2014-05-22 | 22時 | 0.29438
|  | 2014-05-22 | 23時 | 0.30844
|  | 2014-05-23 | 0時 | 0.081283
|  | 2014-05-23 | 1時 | 0.023454
|  | 2014-05-23 | 2時 | 0.025709
|  | 2014-05-23 | 3時 | 0.025709
|  | 2014-05-23 | 4時 | 0.023454
|  | 2014-05-23 | 5時 | 0.11657
|  | 2014-05-23 | 6時 | 0.15895
|  | 2014-05-23 | 7時 | 0.21858
|  | 2014-05-23 | 8時 | 0.14296
|  | 2014-05-23 | 9時 | 0.21283
|  | 2014-05-23 | 10時 | 0.054342
|  | 2014-05-23 | 11時 | 0.12065
|  | 2014-05-23 | 12時 | 0.18439
|  | 2014-05-23 | 13時 | 0.057238
|  | 2014-05-23 | 14時 | 0.039864
|  | 2014-05-23 | 15時 | 0.1215
|  | 2014-05-23 | 16時 | 0.11146
|  | 2014-05-23 | 17時 | 0.27336
|  | 2014-05-23 | 18時 | 0.27336
|  | 2014-05-23 | 19時 | 0.22677
|  | 2014-05-23 | 20時 | 0.26788
|  | 2014-05-23 | 21時 | 0.27336
|  | 2014-05-23 | 22時 | 0.27336
|  | 2014-05-23 | 23時 | 0.19002
|  | 2014-05-24 | 0時 | 0.09973
|  | 2014-05-24 | 1時 | 0.030902
|  | 2014-05-24 | 2時 | 0.033585
|  | 2014-05-24 | 3時 | 0.033585
|  | 2014-05-24 | 4時 | 0.030902
|  | 2014-05-24 | 5時 | 0.32835
|  | 2014-05-24 | 6時 | 0.24548
|  | 2014-05-24 | 7時 | 0.25749
|  | 2014-05-24 | 8時 | 0.15834
|  | 2014-05-24 | 9時 | 0.2563
|  | 2014-05-24 | 10時 | 0.067665
|  | 2014-05-24 | 11時 | 0.07064
|  | 2014-05-24 | 12時 | 0.19374
|  | 2014-05-24 | 13時 | 0.071112
|  | 2014-05-24 | 14時 | 0.050433
|  | 2014-05-24 | 15時 | 0.068491
|  | 2014-05-24 | 16時 | 0.0898
|  | 2014-05-24 | 17時 | 0.24262
|  | 2014-05-24 | 18時 | 0.28678
|  | 2014-05-24 | 19時 | 0.26001
|  | 2014-05-24 | 20時 | 0.2442
|  | 2014-05-24 | 21時 | 0.32835
|  | 2014-05-24 | 22時 | 0.32835
|  | 2014-05-24 | 23時 | 0.22915
|  | 2014-05-25 | 0時 | 0.093332
|  | 2014-05-25 | 1時 | 0.028319
|  | 2014-05-25 | 2時 | 0.030854
|  | 2014-05-25 | 3時 | 0.030854
|  | 2014-05-25 | 4時 | 0.028319
|  | 2014-05-25 | 5時 | 0.30928
|  | 2014-05-25 | 6時 | 0.22455
|  | 2014-05-25 | 7時 | 0.26955
|  | 2014-05-25 | 8時 | 0.16858
|  | 2014-05-25 | 9時 | 0.24123
|  | 2014-05-25 | 10時 | 0.063045
|  | 2014-05-25 | 11時 | 0.09236
|  | 2014-05-25 | 12時 | 0.1874
|  | 2014-05-25 | 13時 | 0.066301
|  | 2014-05-25 | 14時 | 0.046767
|  | 2014-05-25 | 15時 | 0.09815
|  | 2014-05-25 | 16時 | 0.098722
|  | 2014-05-25 | 17時 | 0.27905
|  | 2014-05-25 | 18時 | 0.30928
|  | 2014-05-25 | 19時 | 0.26371
|  | 2014-05-25 | 20時 | 0.25738
|  | 2014-05-25 | 21時 | 0.30928
|  | 2014-05-25 | 22時 | 0.30928
|  | 2014-05-25 | 23時 | 0.21558
|  | 2014-05-26 | 0時 | 0.099458
|  | 2014-05-26 | 1時 | 0.030792
|  | 2014-05-26 | 2時 | 0.033469
|  | 2014-05-26 | 3時 | 0.033469
|  | 2014-05-26 | 4時 | 0.030792
|  | 2014-05-26 | 5時 | 0.32441
|  | 2014-05-26 | 6時 | 0.2276
|  | 2014-05-26 | 7時 | 0.2789
|  | 2014-05-26 | 8時 | 0.17133
|  | 2014-05-26 | 9時 | 0.25566
|  | 2014-05-26 | 10時 | 0.067469
|  | 2014-05-26 | 11時 | 0.077287
|  | 2014-05-26 | 12時 | 0.19487
|  | 2014-05-26 | 13時 | 0.070908
|  | 2014-05-26 | 14時 | 0.050277
|  | 2014-05-26 | 15時 | 0.068832
|  | 2014-05-26 | 16時 | 0.089228
|  | 2014-05-26 | 17時 | 0.24405
|  | 2014-05-26 | 18時 | 0.30069
|  | 2014-05-26 | 19時 | 0.26162
|  | 2014-05-26 | 20時 | 0.24875
|  | 2014-05-26 | 21時 | 0.32754
|  | 2014-05-26 | 22時 | 0.32754
|  | 2014-05-26 | 23時 | 0.22857
|  | 2014-05-27 | 0時 | 0.075235
|  | 2014-05-27 | 1時 | 0.034585
|  | 2014-05-27 | 2時 | 0.03748
|  | 2014-05-27 | 3時 | 0.03748
|  | 2014-05-27 | 4時 | 0.034585
|  | 2014-05-27 | 5時 | 0.03748
|  | 2014-05-27 | 6時 | 0.03748
|  | 2014-05-27 | 7時 | 0.35554
|  | 2014-05-27 | 8時 | 0.35554
|  | 2014-05-27 | 9時 | 0.35554
|  | 2014-05-27 | 10時 | 0.30302
|  | 2014-05-27 | 11時 | 0.25179
|  | 2014-05-27 | 12時 | 0.26176
|  | 2014-05-27 | 13時 | 0.10467
|  | 2014-05-27 | 14時 | 0.03748
|  | 2014-05-27 | 15時 | 0.03748
|  | 2014-05-27 | 16時 | 0.26323
|  | 2014-05-27 | 17時 | 0.30643
|  | 2014-05-27 | 18時 | 0.30199
|  | 2014-05-27 | 19時 | 0.20602
|  | 2014-05-27 | 20時 | 0.3539
|  | 2014-05-27 | 21時 | 0.35554
|  | 2014-05-27 | 22時 | 0.25157
|  | 2014-05-27 | 23時 | 0.17737
|  | 2014-05-28 | 0時 | 0.052566
|  | 2014-05-28 | 1時 | 0.022049
|  | 2014-05-28 | 2時 | 0.024223
|  | 2014-05-28 | 3時 | 0.024223
|  | 2014-05-28 | 4時 | 0.022049
|  | 2014-05-28 | 5時 | 0.024223
|  | 2014-05-28 | 6時 | 0.059615
|  | 2014-05-28 | 7時 | 0.23062
|  | 2014-05-28 | 8時 | 0.26299
|  | 2014-05-28 | 9時 | 0.18316
|  | 2014-05-28 | 10時 | 0.14073
|  | 2014-05-28 | 11時 | 0.09831
|  | 2014-05-28 | 12時 | 0.053573
|  | 2014-05-28 | 13時 | 0.022049
|  | 2014-05-28 | 14時 | 0.024223
|  | 2014-05-28 | 15時 | 0.097597
|  | 2014-05-28 | 16時 | 0.095191
|  | 2014-05-28 | 17時 | 0.09787
|  | 2014-05-28 | 18時 | 0.053234
|  | 2014-05-28 | 19時 | 0.14088
|  | 2014-05-28 | 20時 | 0.26299
|  | 2014-05-28 | 21時 | 0.26299
|  | 2014-05-28 | 22時 | 0.12449
|  | 2014-05-28 | 23時 | 0.1581
|  | 2014-05-29 | 0時 | 0.11342
|  | 2014-05-29 | 1時 | 0.036427
|  | 2014-05-29 | 2時 | 0.039429
|  | 2014-05-29 | 3時 | 0.039429
|  | 2014-05-29 | 4時 | 0.036427
|  | 2014-05-29 | 5時 | 0.19199
|  | 2014-05-29 | 6時 | 0.20421
|  | 2014-05-29 | 7時 | 0.27843
|  | 2014-05-29 | 8時 | 0.13763
|  | 2014-05-29 | 9時 | 0.28855
|  | 2014-05-29 | 10時 | 0.077549
|  | 2014-05-29 | 11時 | 0.080452
|  | 2014-05-29 | 12時 | 0.17912
|  | 2014-05-29 | 13時 | 0.081405
|  | 2014-05-29 | 14時 | 0.058273
|  | 2014-05-29 | 15時 | 0.07821
|  | 2014-05-29 | 16時 | 0.062766
|  | 2014-05-29 | 17時 | 0.27025
|  | 2014-05-29 | 18時 | 0.32056
|  | 2014-05-29 | 19時 | 0.29548
|  | 2014-05-29 | 20時 | 0.26138
|  | 2014-05-29 | 21時 | 0.36914
|  | 2014-05-29 | 22時 | 0.35028
|  | 2014-05-29 | 23時 | 0.25818
|  | 2014-05-30 | 0時 | 0.10269
|  | 2014-05-30 | 1時 | 0.032097
|  | 2014-05-30 | 2時 | 0.03485
|  | 2014-05-30 | 3時 | 0.03485
|  | 2014-05-30 | 4時 | 0.032097
|  | 2014-05-30 | 5時 | 0.15288
|  | 2014-05-30 | 6時 | 0.18767
|  | 2014-05-30 | 7時 | 0.25451
|  | 2014-05-30 | 8時 | 0.1613
|  | 2014-05-30 | 9時 | 0.26328
|  | 2014-05-30 | 10時 | 0.069804
|  | 2014-05-30 | 11時 | 0.072195
|  | 2014-05-30 | 12時 | 0.16294
|  | 2014-05-30 | 13時 | 0.07334
|  | 2014-05-30 | 14時 | 0.05213
|  | 2014-05-30 | 15時 | 0.03485
|  | 2014-05-30 | 16時 | 0.056249
|  | 2014-05-30 | 17時 | 0.20987
|  | 2014-05-30 | 18時 | 0.25558
|  | 2014-05-30 | 19時 | 0.22878
|  | 2014-05-30 | 20時 | 0.23789
|  | 2014-05-30 | 21時 | 0.33717
|  | 2014-05-30 | 22時 | 0.31879
|  | 2014-05-30 | 23時 | 0.23543
|  | 2014-05-31 | 0時 | 0.15862
|  | 2014-05-31 | 1時 | 0.054676
|  | 2014-05-31 | 2時 | 0.058729
|  | 2014-05-31 | 3時 | 0.058729
|  | 2014-05-31 | 4時 | 0.054676
|  | 2014-05-31 | 5時 | 0.16558
|  | 2014-05-31 | 6時 | 0.28043
|  | 2014-05-31 | 7時 | 0.38095
|  | 2014-05-31 | 8時 | 0.19131
|  | 2014-05-31 | 9時 | 0.39506
|  | 2014-05-31 | 10時 | 0.11019
|  | 2014-05-31 | 11時 | 0.061471
|  | 2014-05-31 | 12時 | 0.24733
|  | 2014-05-31 | 13時 | 0.1154
|  | 2014-05-31 | 14時 | 0.084171
|  | 2014-05-31 | 15時 | 0.058729
|  | 2014-05-31 | 16時 | 0.090236
|  | 2014-05-31 | 17時 | 0.23412
|  | 2014-05-31 | 18時 | 0.38373
|  | 2014-05-31 | 19時 | 0.28164
|  | 2014-05-31 | 20時 | 0.21908
|  | 2014-05-31 | 21時 | 0.31402
|  | 2014-05-31 | 22時 | 0.33802
|  | 2014-05-31 | 23時 | 0.35406
|  | 2014-06-01 | 0時 | 0.12822
|  | 2014-06-01 | 1時 | 0.042405
|  | 2014-06-01 | 2時 | 0.045751
|  | 2014-06-01 | 3時 | 0.045751
|  | 2014-06-01 | 4時 | 0.042405
|  | 2014-06-01 | 5時 | 0.045751
|  | 2014-06-01 | 6時 | 0.18434
|  | 2014-06-01 | 7時 | 0.26814
|  | 2014-06-01 | 8時 | 0.15521
|  | 2014-06-01 | 9時 | 0.32344
|  | 2014-06-01 | 10時 | 0.088244
|  | 2014-06-01 | 11時 | 0.048015
|  | 2014-06-01 | 12時 | 0.20147
|  | 2014-06-01 | 13時 | 0.092542
|  | 2014-06-01 | 14時 | 0.066757
|  | 2014-06-01 | 15時 | 0.045751
|  | 2014-06-01 | 16時 | 0.071765
|  | 2014-06-01 | 17時 | 0.19056
|  | 2014-06-01 | 18時 | 0.31409
|  | 2014-06-01 | 19時 | 0.22311
|  | 2014-06-01 | 20時 | 0.17814
|  | 2014-06-01 | 21時 | 0.25653
|  | 2014-06-01 | 22時 | 0.27635
|  | 2014-06-01 | 23時 | 0.28959
|  | 2014-06-02 | 0時 | 0.14689
|  | 2014-06-02 | 1時 | 0.04994
|  | 2014-06-02 | 2時 | 0.05372
|  | 2014-06-02 | 3時 | 0.05372
|  | 2014-06-02 | 4時 | 0.04994
|  | 2014-06-02 | 5時 | 0.05372
|  | 2014-06-02 | 6時 | 0.21028
|  | 2014-06-02 | 7時 | 0.30495
|  | 2014-06-02 | 8時 | 0.17738
|  | 2014-06-02 | 9時 | 0.36742
|  | 2014-06-02 | 10時 | 0.10172
|  | 2014-06-02 | 11時 | 0.056278
|  | 2014-06-02 | 12時 | 0.22963
|  | 2014-06-02 | 13時 | 0.10658
|  | 2014-06-02 | 14時 | 0.077451
|  | 2014-06-02 | 15時 | 0.05372
|  | 2014-06-02 | 16時 | 0.083108
|  | 2014-06-02 | 17時 | 0.21731
|  | 2014-06-02 | 18時 | 0.35685
|  | 2014-06-02 | 19時 | 0.25885
|  | 2014-06-02 | 20時 | 0.20328
|  | 2014-06-02 | 21時 | 0.29184
|  | 2014-06-02 | 22時 | 0.31422
|  | 2014-06-02 | 23時 | 0.32918
|  | 2014-06-03 | 0時 | 0.093366
|  | 2014-06-03 | 1時 | 0.04461
|  | 2014-06-03 | 2時 | 0.048083
|  | 2014-06-03 | 3時 | 0.048083
|  | 2014-06-03 | 4時 | 0.04461
|  | 2014-06-03 | 5時 | 0.048083
|  | 2014-06-03 | 6時 | 0.048083
|  | 2014-06-03 | 7時 | 0.15802
|  | 2014-06-03 | 8時 | 0.28557
|  | 2014-06-03 | 9時 | 0.35795
|  | 2014-06-03 | 10時 | 0.32115
|  | 2014-06-03 | 11時 | 0.30512
|  | 2014-06-03 | 12時 | 0.31708
|  | 2014-06-03 | 13時 | 0.12867
|  | 2014-06-03 | 14時 | 0.048083
|  | 2014-06-03 | 15時 | 0.048083
|  | 2014-06-03 | 16時 | 0.31885
|  | 2014-06-03 | 17時 | 0.37066
|  | 2014-06-03 | 18時 | 0.36533
|  | 2014-06-03 | 19時 | 0.14166
|  | 2014-06-03 | 20時 | 0.23614
|  | 2014-06-03 | 21時 | 0.32299
|  | 2014-06-03 | 22時 | 0.30485
|  | 2014-06-03 | 23時 | 0.21586
|  | 2014-06-04 | 0時 | 0.10388
|  | 2014-06-04 | 1時 | 0.050423
|  | 2014-06-04 | 2時 | 0.05423
|  | 2014-06-04 | 3時 | 0.05423
|  | 2014-06-04 | 4時 | 0.050423
|  | 2014-06-04 | 5時 | 0.05423
|  | 2014-06-04 | 6時 | 0.05423
|  | 2014-06-04 | 7時 | 0.17476
|  | 2014-06-04 | 8時 | 0.31461
|  | 2014-06-04 | 9時 | 0.39396
|  | 2014-06-04 | 10時 | 0.35362
|  | 2014-06-04 | 11時 | 0.33604
|  | 2014-06-04 | 12時 | 0.34915
|  | 2014-06-04 | 13時 | 0.14258
|  | 2014-06-04 | 14時 | 0.05423
|  | 2014-06-04 | 15時 | 0.05423
|  | 2014-06-04 | 16時 | 0.35109
|  | 2014-06-04 | 17時 | 0.40789
|  | 2014-06-04 | 18時 | 0.40205
|  | 2014-06-04 | 19時 | 0.16075
|  | 2014-06-04 | 20時 | 0.26041
|  | 2014-06-04 | 21時 | 0.35563
|  | 2014-06-04 | 22時 | 0.33574
|  | 2014-06-04 | 23時 | 0.23818
|  | 2014-06-05 | 0時 | 0.14338
|  | 2014-06-05 | 1時 | 0.048522
|  | 2014-06-05 | 2時 | 0.052221
|  | 2014-06-05 | 3時 | 0.052221
|  | 2014-06-05 | 4時 | 0.048522
|  | 2014-06-05 | 5時 | 0.052221
|  | 2014-06-05 | 6時 | 0.2054
|  | 2014-06-05 | 7時 | 0.29802
|  | 2014-06-05 | 8時 | 0.17321
|  | 2014-06-05 | 9時 | 0.35915
|  | 2014-06-05 | 10時 | 0.099186
|  | 2014-06-05 | 11時 | 0.054723
|  | 2014-06-05 | 12時 | 0.22433
|  | 2014-06-05 | 13時 | 0.10394
|  | 2014-06-05 | 14時 | 0.075438
|  | 2014-06-05 | 15時 | 0.052221
|  | 2014-06-05 | 16時 | 0.080973
|  | 2014-06-05 | 17時 | 0.21227
|  | 2014-06-05 | 18時 | 0.3488
|  | 2014-06-05 | 19時 | 0.25138
|  | 2014-06-05 | 20時 | 0.19855
|  | 2014-06-05 | 21時 | 0.28519
|  | 2014-06-05 | 22時 | 0.30709
|  | 2014-06-05 | 23時 | 0.32173
|  | 2014-06-06 | 0時 | 0.12468
|  | 2014-06-06 | 1時 | 0.040976
|  | 2014-06-06 | 2時 | 0.04424
|  | 2014-06-06 | 3時 | 0.04424
|  | 2014-06-06 | 4時 | 0.040976
|  | 2014-06-06 | 5時 | 0.04424
|  | 2014-06-06 | 6時 | 0.17942
|  | 2014-06-06 | 7時 | 0.26115
|  | 2014-06-06 | 8時 | 0.15101
|  | 2014-06-06 | 9時 | 0.3151
|  | 2014-06-06 | 10時 | 0.085687
|  | 2014-06-06 | 11時 | 0.046448
|  | 2014-06-06 | 12時 | 0.19613
|  | 2014-06-06 | 13時 | 0.089879
|  | 2014-06-06 | 14時 | 0.064729
|  | 2014-06-06 | 15時 | 0.04424
|  | 2014-06-06 | 16時 | 0.069614
|  | 2014-06-06 | 17時 | 0.18548
|  | 2014-06-06 | 18時 | 0.30597
|  | 2014-06-06 | 19時 | 0.21604
|  | 2014-06-06 | 20時 | 0.17338
|  | 2014-06-06 | 21時 | 0.24984
|  | 2014-06-06 | 22時 | 0.26916
|  | 2014-06-06 | 23時 | 0.28208
|  | 2014-06-07 | 0時 | 0.14172
|  | 2014-06-07 | 1時 | 0.047853
|  | 2014-06-07 | 2時 | 0.051513
|  | 2014-06-07 | 3時 | 0.051513
|  | 2014-06-07 | 4時 | 0.047853
|  | 2014-06-07 | 5時 | 0.051513
|  | 2014-06-07 | 6時 | 0.2031
|  | 2014-06-07 | 7時 | 0.29475
|  | 2014-06-07 | 8時 | 0.17124
|  | 2014-06-07 | 9時 | 0.35524
|  | 2014-06-07 | 10時 | 0.097989
|  | 2014-06-07 | 11時 | 0.053989
|  | 2014-06-07 | 12時 | 0.22183
|  | 2014-06-07 | 13時 | 0.10269
|  | 2014-06-07 | 14時 | 0.074488
|  | 2014-06-07 | 15時 | 0.051513
|  | 2014-06-07 | 16時 | 0.079966
|  | 2014-06-07 | 17時 | 0.2099
|  | 2014-06-07 | 18時 | 0.34501
|  | 2014-06-07 | 19時 | 0.24787
|  | 2014-06-07 | 20時 | 0.19632
|  | 2014-06-07 | 21時 | 0.28206
|  | 2014-06-07 | 22時 | 0.30373
|  | 2014-06-07 | 23時 | 0.31821
|  | 2014-06-08 | 0時 | 0.14146
|  | 2014-06-08 | 1時 | 0.04775
|  | 2014-06-08 | 2時 | 0.051404
|  | 2014-06-08 | 3時 | 0.051404
|  | 2014-06-08 | 4時 | 0.04775
|  | 2014-06-08 | 5時 | 0.051404
|  | 2014-06-08 | 6時 | 0.20274
|  | 2014-06-08 | 7時 | 0.29425
|  | 2014-06-08 | 8時 | 0.17094
|  | 2014-06-08 | 9時 | 0.35464
|  | 2014-06-08 | 10時 | 0.097805
|  | 2014-06-08 | 11時 | 0.053876
|  | 2014-06-08 | 12時 | 0.22144
|  | 2014-06-08 | 13時 | 0.1025
|  | 2014-06-08 | 14時 | 0.074342
|  | 2014-06-08 | 15時 | 0.051404
|  | 2014-06-08 | 16時 | 0.079811
|  | 2014-06-08 | 17時 | 0.20953
|  | 2014-06-08 | 18時 | 0.34442
|  | 2014-06-08 | 19時 | 0.24997
|  | 2014-06-08 | 20時 | 0.19598
|  | 2014-06-08 | 21時 | 0.28157
|  | 2014-06-08 | 22時 | 0.30321
|  | 2014-06-08 | 23時 | 0.31767
|  | 2014-06-09 | 0時 | 0.14033
|  | 2014-06-09 | 1時 | 0.047294
|  | 2014-06-09 | 2時 | 0.050922
|  | 2014-06-09 | 3時 | 0.050922
|  | 2014-06-09 | 4時 | 0.047294
|  | 2014-06-09 | 5時 | 0.050922
|  | 2014-06-09 | 6時 | 0.20117
|  | 2014-06-09 | 7時 | 0.29202
|  | 2014-06-09 | 8時 | 0.16959
|  | 2014-06-09 | 9時 | 0.35198
|  | 2014-06-09 | 10時 | 0.096989
|  | 2014-06-09 | 11時 | 0.053376
|  | 2014-06-09 | 12時 | 0.21974
|  | 2014-06-09 | 13時 | 0.10165
|  | 2014-06-09 | 14時 | 0.073695
|  | 2014-06-09 | 15時 | 0.050922
|  | 2014-06-09 | 16時 | 0.079124
|  | 2014-06-09 | 17時 | 0.20791
|  | 2014-06-09 | 18時 | 0.34183
|  | 2014-06-09 | 19時 | 0.24767
|  | 2014-06-09 | 20時 | 0.19445
|  | 2014-06-09 | 21時 | 0.27944
|  | 2014-06-09 | 22時 | 0.30092
|  | 2014-06-09 | 23時 | 0.31527
|  | 2014-06-10 | 0時 | 0.088907
|  | 2014-06-10 | 1時 | 0.042145
|  | 2014-06-10 | 2時 | 0.045476
|  | 2014-06-10 | 3時 | 0.045476
|  | 2014-06-10 | 4時 | 0.042145
|  | 2014-06-10 | 5時 | 0.045476
|  | 2014-06-10 | 6時 | 0.045476
|  | 2014-06-10 | 7時 | 0.15092
|  | 2014-06-10 | 8時 | 0.27326
|  | 2014-06-10 | 9時 | 0.34268
|  | 2014-06-10 | 10時 | 0.30738
|  | 2014-06-10 | 11時 | 0.29201
|  | 2014-06-10 | 12時 | 0.30347
|  | 2014-06-10 | 13時 | 0.12277
|  | 2014-06-10 | 14時 | 0.045476
|  | 2014-06-10 | 15時 | 0.045476
|  | 2014-06-10 | 16時 | 0.30517
|  | 2014-06-10 | 17時 | 0.35486
|  | 2014-06-10 | 18時 | 0.34975
|  | 2014-06-10 | 19時 | 0.13551
|  | 2014-06-10 | 20時 | 0.22584
|  | 2014-06-10 | 21時 | 0.30914
|  | 2014-06-10 | 22時 | 0.29175
|  | 2014-06-10 | 23時 | 0.2064
|  | 2014-06-11 | 0時 | 0.082153
|  | 2014-06-11 | 1時 | 0.03841
|  | 2014-06-11 | 2時 | 0.041526
|  | 2014-06-11 | 3時 | 0.041526
|  | 2014-06-11 | 4時 | 0.03841
|  | 2014-06-11 | 5時 | 0.041526
|  | 2014-06-11 | 6時 | 0.092258
|  | 2014-06-11 | 7時 | 0.18517
|  | 2014-06-11 | 8時 | 0.31476
|  | 2014-06-11 | 9時 | 0.099071
|  | 2014-06-11 | 10時 | 0.03841
|  | 2014-06-11 | 11時 | 0.041526
|  | 2014-06-11 | 12時 | 0.041526
|  | 2014-06-11 | 13時 | 0.03841
|  | 2014-06-11 | 14時 | 0.041526
|  | 2014-06-11 | 15時 | 0.041526
|  | 2014-06-11 | 16時 | 0.03841
|  | 2014-06-11 | 17時 | 0.041526
|  | 2014-06-11 | 18時 | 0.041526
|  | 2014-06-11 | 19時 | 0.03841
|  | 2014-06-11 | 20時 | 0.22344
|  | 2014-06-11 | 21時 | 0.26075
|  | 2014-06-11 | 22時 | 0.18525
|  | 2014-06-11 | 23時 | 0.23342
|  | 2014-06-12 | 0時 | 0.13847
|  | 2014-06-12 | 1時 | 0.04654
|  | 2014-06-12 | 2時 | 0.050124
|  | 2014-06-12 | 3時 | 0.050124
|  | 2014-06-12 | 4時 | 0.04654
|  | 2014-06-12 | 5時 | 0.050124
|  | 2014-06-12 | 6時 | 0.19858
|  | 2014-06-12 | 7時 | 0.28834
|  | 2014-06-12 | 8時 | 0.16738
|  | 2014-06-12 | 9時 | 0.34758
|  | 2014-06-12 | 10時 | 0.09564
|  | 2014-06-12 | 11時 | 0.052549
|  | 2014-06-12 | 12時 | 0.21692
|  | 2014-06-12 | 13時 | 0.10024
|  | 2014-06-12 | 14時 | 0.072625
|  | 2014-06-12 | 15時 | 0.050124
|  | 2014-06-12 | 16時 | 0.077989
|  | 2014-06-12 | 17時 | 0.20524
|  | 2014-06-12 | 18時 | 0.33755
|  | 2014-06-12 | 19時 | 0.24397
|  | 2014-06-12 | 20時 | 0.19194
|  | 2014-06-12 | 21時 | 0.2759
|  | 2014-06-12 | 22時 | 0.29713
|  | 2014-06-12 | 23時 | 0.31131
|  | 2014-06-13 | 0時 | 0.12103
|  | 2014-06-13 | 1時 | 0.039501
|  | 2014-06-13 | 2時 | 0.042679
|  | 2014-06-13 | 3時 | 0.042679
|  | 2014-06-13 | 4時 | 0.039501
|  | 2014-06-13 | 5時 | 0.042679
|  | 2014-06-13 | 6時 | 0.17434
|  | 2014-06-13 | 7時 | 0.25395
|  | 2014-06-13 | 8時 | 0.14667
|  | 2014-06-13 | 9時 | 0.30649
|  | 2014-06-13 | 10時 | 0.083048
|  | 2014-06-13 | 11時 | 0.04483
|  | 2014-06-13 | 12時 | 0.19061
|  | 2014-06-13 | 13時 | 0.087131
|  | 2014-06-13 | 14時 | 0.062636
|  | 2014-06-13 | 15時 | 0.042679
|  | 2014-06-13 | 16時 | 0.067393
|  | 2014-06-13 | 17時 | 0.18025
|  | 2014-06-13 | 18時 | 0.2976
|  | 2014-06-13 | 19時 | 0.21066
|  | 2014-06-13 | 20時 | 0.16845
|  | 2014-06-13 | 21時 | 0.24292
|  | 2014-06-13 | 22時 | 0.26175
|  | 2014-06-13 | 23時 | 0.27433
|  | 2014-06-14 | 0時 | 0.15348
|  | 2014-06-14 | 1時 | 0.052602
|  | 2014-06-14 | 2時 | 0.056535
|  | 2014-06-14 | 3時 | 0.056535
|  | 2014-06-14 | 4時 | 0.052602
|  | 2014-06-14 | 5時 | 0.056535
|  | 2014-06-14 | 6時 | 0.21945
|  | 2014-06-14 | 7時 | 0.31795
|  | 2014-06-14 | 8時 | 0.18521
|  | 2014-06-14 | 9時 | 0.38296
|  | 2014-06-14 | 10時 | 0.10648
|  | 2014-06-14 | 11時 | 0.059197
|  | 2014-06-14 | 12時 | 0.23958
|  | 2014-06-14 | 13時 | 0.11154
|  | 2014-06-14 | 14時 | 0.081228
|  | 2014-06-14 | 15時 | 0.056535
|  | 2014-06-14 | 16時 | 0.087115
|  | 2014-06-14 | 17時 | 0.22675
|  | 2014-06-14 | 18時 | 0.37196
|  | 2014-06-14 | 19時 | 0.27141
|  | 2014-06-14 | 20時 | 0.21216
|  | 2014-06-14 | 21時 | 0.30431
|  | 2014-06-14 | 22時 | 0.3276
|  | 2014-06-14 | 23時 | 0.34316
|  | 2014-06-15 | 0時 | 0.12004
|  | 2014-06-15 | 1時 | 0.039102
|  | 2014-06-15 | 2時 | 0.042258
|  | 2014-06-15 | 3時 | 0.042258
|  | 2014-06-15 | 4時 | 0.039102
|  | 2014-06-15 | 5時 | 0.042258
|  | 2014-06-15 | 6時 | 0.17297
|  | 2014-06-15 | 7時 | 0.252
|  | 2014-06-15 | 8時 | 0.1455
|  | 2014-06-15 | 9時 | 0.30416
|  | 2014-06-15 | 10時 | 0.082334
|  | 2014-06-15 | 11時 | 0.044393
|  | 2014-06-15 | 12時 | 0.18912
|  | 2014-06-15 | 13時 | 0.086388
|  | 2014-06-15 | 14時 | 0.06207
|  | 2014-06-15 | 15時 | 0.042258
|  | 2014-06-15 | 16時 | 0.066793
|  | 2014-06-15 | 17時 | 0.17883
|  | 2014-06-15 | 18時 | 0.29534
|  | 2014-06-15 | 19時 | 0.20797
|  | 2014-06-15 | 20時 | 0.16712
|  | 2014-06-15 | 21時 | 0.24106
|  | 2014-06-15 | 22時 | 0.25974
|  | 2014-06-15 | 23時 | 0.27223
|  | 2014-06-16 | 0時 | 0.13597
|  | 2014-06-16 | 1時 | 0.045531
|  | 2014-06-16 | 2時 | 0.049057
|  | 2014-06-16 | 3時 | 0.049057
|  | 2014-06-16 | 4時 | 0.045531
|  | 2014-06-16 | 5時 | 0.049057
|  | 2014-06-16 | 6時 | 0.1951
|  | 2014-06-16 | 7時 | 0.28341
|  | 2014-06-16 | 8時 | 0.16441
|  | 2014-06-16 | 9時 | 0.34169
|  | 2014-06-16 | 10時 | 0.093835
|  | 2014-06-16 | 11時 | 0.051443
|  | 2014-06-16 | 12時 | 0.21315
|  | 2014-06-16 | 13時 | 0.098364
|  | 2014-06-16 | 14時 | 0.071193
|  | 2014-06-16 | 15時 | 0.049057
|  | 2014-06-16 | 16時 | 0.07647
|  | 2014-06-16 | 17時 | 0.20165
|  | 2014-06-16 | 18時 | 0.33183
|  | 2014-06-16 | 19時 | 0.23972
|  | 2014-06-16 | 20時 | 0.18857
|  | 2014-06-16 | 21時 | 0.27118
|  | 2014-06-16 | 22時 | 0.29206
|  | 2014-06-16 | 23時 | 0.30601
|  | 2014-06-17 | 0時 | 0.08589
|  | 2014-06-17 | 1時 | 0.040476
|  | 2014-06-17 | 2時 | 0.043711
|  | 2014-06-17 | 3時 | 0.043711
|  | 2014-06-17 | 4時 | 0.040476
|  | 2014-06-17 | 5時 | 0.043711
|  | 2014-06-17 | 6時 | 0.043711
|  | 2014-06-17 | 7時 | 0.14611
|  | 2014-06-17 | 8時 | 0.26492
|  | 2014-06-17 | 9時 | 0.33234
|  | 2014-06-17 | 10時 | 0.29806
|  | 2014-06-17 | 11時 | 0.28313
|  | 2014-06-17 | 12時 | 0.29427
|  | 2014-06-17 | 13時 | 0.11877
|  | 2014-06-17 | 14時 | 0.043711
|  | 2014-06-17 | 15時 | 0.043711
|  | 2014-06-17 | 16時 | 0.29592
|  | 2014-06-17 | 17時 | 0.34417
|  | 2014-06-17 | 18時 | 0.33921
|  | 2014-06-17 | 19時 | 0.13084
|  | 2014-06-17 | 20時 | 0.21888
|  | 2014-06-17 | 21時 | 0.29977
|  | 2014-06-17 | 22時 | 0.28288
|  | 2014-06-17 | 23時 | 0.19999
|  | 2014-06-18 | 0時 | 0.094697
|  | 2014-06-18 | 1時 | 0.045347
|  | 2014-06-18 | 2時 | 0.048862
|  | 2014-06-18 | 3時 | 0.048862
|  | 2014-06-18 | 4時 | 0.045347
|  | 2014-06-18 | 5時 | 0.048862
|  | 2014-06-18 | 6時 | 0.048862
|  | 2014-06-18 | 7時 | 0.16014
|  | 2014-06-18 | 8時 | 0.28925
|  | 2014-06-18 | 9時 | 0.36251
|  | 2014-06-18 | 10時 | 0.32527
|  | 2014-06-18 | 11時 | 0.30904
|  | 2014-06-18 | 12時 | 0.32114
|  | 2014-06-18 | 13時 | 0.13043
|  | 2014-06-18 | 14時 | 0.048862
|  | 2014-06-18 | 15時 | 0.048862
|  | 2014-06-18 | 16時 | 0.32293
|  | 2014-06-18 | 17時 | 0.37537
|  | 2014-06-18 | 18時 | 0.36998
|  | 2014-06-18 | 19時 | 0.14568
|  | 2014-06-18 | 20時 | 0.23921
|  | 2014-06-18 | 21時 | 0.32712
|  | 2014-06-18 | 22時 | 0.30877
|  | 2014-06-18 | 23時 | 0.21869
|  | 2014-06-19 | 0時 | 0.13422
|  | 2014-06-19 | 1時 | 0.044826
|  | 2014-06-19 | 2時 | 0.048311
|  | 2014-06-19 | 3時 | 0.048311
|  | 2014-06-19 | 4時 | 0.044826
|  | 2014-06-19 | 5時 | 0.048311
|  | 2014-06-19 | 6時 | 0.19268
|  | 2014-06-19 | 7時 | 0.27996
|  | 2014-06-19 | 8時 | 0.16233
|  | 2014-06-19 | 9時 | 0.33757
|  | 2014-06-19 | 10時 | 0.092574
|  | 2014-06-19 | 11時 | 0.05067
|  | 2014-06-19 | 12時 | 0.21051
|  | 2014-06-19 | 13時 | 0.097051
|  | 2014-06-19 | 14時 | 0.070193
|  | 2014-06-19 | 15時 | 0.048311
|  | 2014-06-19 | 16時 | 0.075409
|  | 2014-06-19 | 17時 | 0.19915
|  | 2014-06-19 | 18時 | 0.32783
|  | 2014-06-19 | 19時 | 0.23282
|  | 2014-06-19 | 20時 | 0.18622
|  | 2014-06-19 | 21時 | 0.26787
|  | 2014-06-19 | 22時 | 0.28851
|  | 2014-06-19 | 23時 | 0.30231
|  | 2014-06-20 | 0時 | 0.11915
|  | 2014-06-20 | 1時 | 0.038742
|  | 2014-06-20 | 2時 | 0.041877
|  | 2014-06-20 | 3時 | 0.041877
|  | 2014-06-20 | 4時 | 0.038742
|  | 2014-06-20 | 5時 | 0.041877
|  | 2014-06-20 | 6時 | 0.17173
|  | 2014-06-20 | 7時 | 0.25024
|  | 2014-06-20 | 8時 | 0.14444
|  | 2014-06-20 | 9時 | 0.30206
|  | 2014-06-20 | 10時 | 0.08169
|  | 2014-06-20 | 11時 | 0.043998
|  | 2014-06-20 | 12時 | 0.18778
|  | 2014-06-20 | 13時 | 0.085717
|  | 2014-06-20 | 14時 | 0.061559
|  | 2014-06-20 | 15時 | 0.041877
|  | 2014-06-20 | 16時 | 0.066251
|  | 2014-06-20 | 17時 | 0.17755
|  | 2014-06-20 | 18時 | 0.29329
|  | 2014-06-20 | 19時 | 0.20318
|  | 2014-06-20 | 20時 | 0.16592
|  | 2014-06-20 | 21時 | 0.23937
|  | 2014-06-20 | 22時 | 0.25793
|  | 2014-06-20 | 23時 | 0.27034
|  | 2014-06-21 | 0時 | 0.13677
|  | 2014-06-21 | 1時 | 0.045854
|  | 2014-06-21 | 2時 | 0.049398
|  | 2014-06-21 | 3時 | 0.049398
|  | 2014-06-21 | 4時 | 0.045854
|  | 2014-06-21 | 5時 | 0.049398
|  | 2014-06-21 | 6時 | 0.19621
|  | 2014-06-21 | 7時 | 0.28498
|  | 2014-06-21 | 8時 | 0.16536
|  | 2014-06-21 | 9時 | 0.34357
|  | 2014-06-21 | 10時 | 0.094413
|  | 2014-06-21 | 11時 | 0.051797
|  | 2014-06-21 | 12時 | 0.21436
|  | 2014-06-21 | 13時 | 0.098966
|  | 2014-06-21 | 14時 | 0.071651
|  | 2014-06-21 | 15時 | 0.049398
|  | 2014-06-21 | 16時 | 0.076957
|  | 2014-06-21 | 17時 | 0.2028
|  | 2014-06-21 | 18時 | 0.33366
|  | 2014-06-21 | 19時 | 0.23712
|  | 2014-06-21 | 20時 | 0.18965
|  | 2014-06-21 | 21時 | 0.27269
|  | 2014-06-21 | 22時 | 0.29368
|  | 2014-06-21 | 23時 | 0.30771
|  | 2014-06-22 | 0時 | 0.13828
|  | 2014-06-22 | 1時 | 0.046466
|  | 2014-06-22 | 2時 | 0.050046
|  | 2014-06-22 | 3時 | 0.050046
|  | 2014-06-22 | 4時 | 0.046466
|  | 2014-06-22 | 5時 | 0.050046
|  | 2014-06-22 | 6時 | 0.19832
|  | 2014-06-22 | 7時 | 0.28797
|  | 2014-06-22 | 8時 | 0.16716
|  | 2014-06-22 | 9時 | 0.34715
|  | 2014-06-22 | 10時 | 0.095508
|  | 2014-06-22 | 11時 | 0.052468
|  | 2014-06-22 | 12時 | 0.21665
|  | 2014-06-22 | 13時 | 0.10011
|  | 2014-06-22 | 14時 | 0.07252
|  | 2014-06-22 | 15時 | 0.050046
|  | 2014-06-22 | 16時 | 0.077878
|  | 2014-06-22 | 17時 | 0.20497
|  | 2014-06-22 | 18時 | 0.33713
|  | 2014-06-22 | 19時 | 0.24177
|  | 2014-06-22 | 20時 | 0.19169
|  | 2014-06-22 | 21時 | 0.27556
|  | 2014-06-22 | 22時 | 0.29676
|  | 2014-06-22 | 23時 | 0.31092
|  | 2014-06-23 | 0時 | 0.13908
|  | 2014-06-23 | 1時 | 0.046786
|  | 2014-06-23 | 2時 | 0.050385
|  | 2014-06-23 | 3時 | 0.050385
|  | 2014-06-23 | 4時 | 0.046786
|  | 2014-06-23 | 5時 | 0.050385
|  | 2014-06-23 | 6時 | 0.19942
|  | 2014-06-23 | 7時 | 0.28954
|  | 2014-06-23 | 8時 | 0.1681
|  | 2014-06-23 | 9時 | 0.34901
|  | 2014-06-23 | 10時 | 0.096081
|  | 2014-06-23 | 11時 | 0.052819
|  | 2014-06-23 | 12時 | 0.21784
|  | 2014-06-23 | 13時 | 0.1007
|  | 2014-06-23 | 14時 | 0.072975
|  | 2014-06-23 | 15時 | 0.050385
|  | 2014-06-23 | 16時 | 0.07836
|  | 2014-06-23 | 17時 | 0.20611
|  | 2014-06-23 | 18時 | 0.33895
|  | 2014-06-23 | 19時 | 0.24444
|  | 2014-06-23 | 20時 | 0.19276
|  | 2014-06-23 | 21時 | 0.27706
|  | 2014-06-23 | 22時 | 0.29837
|  | 2014-06-23 | 23時 | 0.31261
|  | 2014-06-24 | 0時 | 0.089072
|  | 2014-06-24 | 1時 | 0.042236
|  | 2014-06-24 | 2時 | 0.045573
|  | 2014-06-24 | 3時 | 0.045573
|  | 2014-06-24 | 4時 | 0.042236
|  | 2014-06-24 | 5時 | 0.045573
|  | 2014-06-24 | 6時 | 0.045573
|  | 2014-06-24 | 7時 | 0.15118
|  | 2014-06-24 | 8時 | 0.27371
|  | 2014-06-24 | 9時 | 0.34324
|  | 2014-06-24 | 10時 | 0.30789
|  | 2014-06-24 | 11時 | 0.29249
|  | 2014-06-24 | 12時 | 0.30398
|  | 2014-06-24 | 13時 | 0.12299
|  | 2014-06-24 | 14時 | 0.045573
|  | 2014-06-24 | 15時 | 0.045573
|  | 2014-06-24 | 16時 | 0.30568
|  | 2014-06-24 | 17時 | 0.35545
|  | 2014-06-24 | 18時 | 0.35033
|  | 2014-06-24 | 19時 | 0.13592
|  | 2014-06-24 | 20時 | 0.22622
|  | 2014-06-24 | 21時 | 0.30965
|  | 2014-06-24 | 22時 | 0.29223
|  | 2014-06-24 | 23時 | 0.20675
|  | 2014-06-25 | 0時 | 0.082215
|  | 2014-06-25 | 1時 | 0.038444
|  | 2014-06-25 | 2時 | 0.041562
|  | 2014-06-25 | 3時 | 0.041562
|  | 2014-06-25 | 4時 | 0.038444
|  | 2014-06-25 | 5時 | 0.041562
|  | 2014-06-25 | 6時 | 0.092325
|  | 2014-06-25 | 7時 | 0.1853
|  | 2014-06-25 | 8時 | 0.31497
|  | 2014-06-25 | 9時 | 0.099143
|  | 2014-06-25 | 10時 | 0.038444
|  | 2014-06-25 | 11時 | 0.041562
|  | 2014-06-25 | 12時 | 0.041562
|  | 2014-06-25 | 13時 | 0.038444
|  | 2014-06-25 | 14時 | 0.041562
|  | 2014-06-25 | 15時 | 0.041562
|  | 2014-06-25 | 16時 | 0.038444
|  | 2014-06-25 | 17時 | 0.041562
|  | 2014-06-25 | 18時 | 0.041562
|  | 2014-06-25 | 19時 | 0.038444
|  | 2014-06-25 | 20時 | 0.22359
|  | 2014-06-25 | 21時 | 0.26092
|  | 2014-06-25 | 22時 | 0.18538
|  | 2014-06-25 | 23時 | 0.23358
|  | 2014-06-26 | 0時 | 0.13886
|  | 2014-06-26 | 1時 | 0.046701
|  | 2014-06-26 | 2時 | 0.050294
|  | 2014-06-26 | 3時 | 0.050294
|  | 2014-06-26 | 4時 | 0.046701
|  | 2014-06-26 | 5時 | 0.050294
|  | 2014-06-26 | 6時 | 0.19913
|  | 2014-06-26 | 7時 | 0.28912
|  | 2014-06-26 | 8時 | 0.16785
|  | 2014-06-26 | 9時 | 0.34852
|  | 2014-06-26 | 10時 | 0.095928
|  | 2014-06-26 | 11時 | 0.052726
|  | 2014-06-26 | 12時 | 0.21752
|  | 2014-06-26 | 13時 | 0.10054
|  | 2014-06-26 | 14時 | 0.072853
|  | 2014-06-26 | 15時 | 0.050294
|  | 2014-06-26 | 16時 | 0.078232
|  | 2014-06-26 | 17時 | 0.20581
|  | 2014-06-26 | 18時 | 0.33847
|  | 2014-06-26 | 19時 | 0.24473
|  | 2014-06-26 | 20時 | 0.19248
|  | 2014-06-26 | 21時 | 0.27666
|  | 2014-06-26 | 22時 | 0.29794
|  | 2014-06-26 | 23時 | 0.31216
|  | 2014-06-27 | 0時 | 0.12198
|  | 2014-06-27 | 1時 | 0.039885
|  | 2014-06-27 | 2時 | 0.043086
|  | 2014-06-27 | 3時 | 0.043086
|  | 2014-06-27 | 4時 | 0.039885
|  | 2014-06-27 | 5時 | 0.043086
|  | 2014-06-27 | 6時 | 0.17567
|  | 2014-06-27 | 7時 | 0.25583
|  | 2014-06-27 | 8時 | 0.1478
|  | 2014-06-27 | 9時 | 0.30874
|  | 2014-06-27 | 10時 | 0.083736
|  | 2014-06-27 | 11時 | 0.045252
|  | 2014-06-27 | 12時 | 0.19205
|  | 2014-06-27 | 13時 | 0.087847
|  | 2014-06-27 | 14時 | 0.063181
|  | 2014-06-27 | 15時 | 0.043086
|  | 2014-06-27 | 16時 | 0.067972
|  | 2014-06-27 | 17時 | 0.18161
|  | 2014-06-27 | 18時 | 0.29978
|  | 2014-06-27 | 19時 | 0.21305
|  | 2014-06-27 | 20時 | 0.16974
|  | 2014-06-27 | 21時 | 0.24473
|  | 2014-06-27 | 22時 | 0.26368
|  | 2014-06-27 | 23時 | 0.27635
|  | 2014-06-28 | 0時 | 0.15601
|  | 2014-06-28 | 1時 | 0.053624
|  | 2014-06-28 | 2時 | 0.057616
|  | 2014-06-28 | 3時 | 0.057616
|  | 2014-06-28 | 4時 | 0.053624
|  | 2014-06-28 | 5時 | 0.057616
|  | 2014-06-28 | 6時 | 0.22296
|  | 2014-06-28 | 7時 | 0.32294
|  | 2014-06-28 | 8時 | 0.18821
|  | 2014-06-28 | 9時 | 0.38892
|  | 2014-06-28 | 10時 | 0.10831
|  | 2014-06-28 | 11時 | 0.060317
|  | 2014-06-28 | 12時 | 0.2434
|  | 2014-06-28 | 13時 | 0.11344
|  | 2014-06-28 | 14時 | 0.082677
|  | 2014-06-28 | 15時 | 0.057616
|  | 2014-06-28 | 16時 | 0.088652
|  | 2014-06-28 | 17時 | 0.23038
|  | 2014-06-28 | 18時 | 0.37776
|  | 2014-06-28 | 19時 | 0.27592
|  | 2014-06-28 | 20時 | 0.21557
|  | 2014-06-28 | 21時 | 0.30909
|  | 2014-06-28 | 22時 | 0.33273
|  | 2014-06-28 | 23時 | 0.34853
|  | 2014-06-29 | 0時 | 0.12232
|  | 2014-06-29 | 1時 | 0.04002
|  | 2014-06-29 | 2時 | 0.043228
|  | 2014-06-29 | 3時 | 0.043228
|  | 2014-06-29 | 4時 | 0.04002
|  | 2014-06-29 | 5時 | 0.043228
|  | 2014-06-29 | 6時 | 0.17613
|  | 2014-06-29 | 7時 | 0.25648
|  | 2014-06-29 | 8時 | 0.1482
|  | 2014-06-29 | 9時 | 0.30952
|  | 2014-06-29 | 10時 | 0.083976
|  | 2014-06-29 | 11時 | 0.045399
|  | 2014-06-29 | 12時 | 0.19255
|  | 2014-06-29 | 13時 | 0.088098
|  | 2014-06-29 | 14時 | 0.063372
|  | 2014-06-29 | 15時 | 0.043228
|  | 2014-06-29 | 16時 | 0.068175
|  | 2014-06-29 | 17時 | 0.18209
|  | 2014-06-29 | 18時 | 0.30055
|  | 2014-06-29 | 19時 | 0.21117
|  | 2014-06-29 | 20時 | 0.17019
|  | 2014-06-29 | 21時 | 0.24536
|  | 2014-06-29 | 22時 | 0.26436
|  | 2014-06-29 | 23時 | 0.27705
|  | 2014-06-30 | 0時 | 0.13899
|  | 2014-06-30 | 1時 | 0.046751
|  | 2014-06-30 | 2時 | 0.050347
|  | 2014-06-30 | 3時 | 0.050347
|  | 2014-06-30 | 4時 | 0.046751
|  | 2014-06-30 | 5時 | 0.050347
|  | 2014-06-30 | 6時 | 0.1993
|  | 2014-06-30 | 7時 | 0.28936
|  | 2014-06-30 | 8時 | 0.168
|  | 2014-06-30 | 9時 | 0.34881
|  | 2014-06-30 | 10時 | 0.096017
|  | 2014-06-30 | 11時 | 0.05278
|  | 2014-06-30 | 12時 | 0.21771
|  | 2014-06-30 | 13時 | 0.10064
|  | 2014-06-30 | 14時 | 0.072924
|  | 2014-06-30 | 15時 | 0.050347
|  | 2014-06-30 | 16時 | 0.078307
|  | 2014-06-30 | 17時 | 0.20598
|  | 2014-06-30 | 18時 | 0.33875
|  | 2014-06-30 | 19時 | 0.24455
|  | 2014-06-30 | 20時 | 0.19264
|  | 2014-06-30 | 21時 | 0.27689
|  | 2014-06-30 | 22時 | 0.29819
|  | 2014-06-30 | 23時 | 0.31242
|  | 2014-07-01 | 0時 | 0.087786
|  | 2014-07-01 | 1時 | 0.041525
|  | 2014-07-01 | 2時 | 0.04482
|  | 2014-07-01 | 3時 | 0.04482
|  | 2014-07-01 | 4時 | 0.041525
|  | 2014-07-01 | 5時 | 0.04482
|  | 2014-07-01 | 6時 | 0.04482
|  | 2014-07-01 | 7時 | 0.14913
|  | 2014-07-01 | 8時 | 0.27016
|  | 2014-07-01 | 9時 | 0.33883
|  | 2014-07-01 | 10時 | 0.30392
|  | 2014-07-01 | 11時 | 0.28871
|  | 2014-07-01 | 12時 | 0.30005
|  | 2014-07-01 | 13時 | 0.12128
|  | 2014-07-01 | 14時 | 0.04482
|  | 2014-07-01 | 15時 | 0.04482
|  | 2014-07-01 | 16時 | 0.30173
|  | 2014-07-01 | 17時 | 0.35089
|  | 2014-07-01 | 18時 | 0.34583
|  | 2014-07-01 | 19時 | 0.13218
|  | 2014-07-01 | 20時 | 0.22325
|  | 2014-07-01 | 21時 | 0.30566
|  | 2014-07-01 | 22時 | 0.28845
|  | 2014-07-01 | 23時 | 0.20401
|  | 2014-07-02 | 0時 | 0.097245
|  | 2014-07-02 | 1時 | 0.046756
|  | 2014-07-02 | 2時 | 0.050352
|  | 2014-07-02 | 3時 | 0.050352
|  | 2014-07-02 | 4時 | 0.046756
|  | 2014-07-02 | 5時 | 0.050352
|  | 2014-07-02 | 6時 | 0.050352
|  | 2014-07-02 | 7時 | 0.1642
|  | 2014-07-02 | 8時 | 0.29629
|  | 2014-07-02 | 9時 | 0.37124
|  | 2014-07-02 | 10時 | 0.33314
|  | 2014-07-02 | 11時 | 0.31653
|  | 2014-07-02 | 12時 | 0.32891
|  | 2014-07-02 | 13時 | 0.1338
|  | 2014-07-02 | 14時 | 0.050352
|  | 2014-07-02 | 15時 | 0.050352
|  | 2014-07-02 | 16時 | 0.33075
|  | 2014-07-02 | 17時 | 0.3844
|  | 2014-07-02 | 18時 | 0.37888
|  | 2014-07-02 | 19時 | 0.15101
|  | 2014-07-02 | 20時 | 0.2451
|  | 2014-07-02 | 21時 | 0.33503
|  | 2014-07-02 | 22時 | 0.31625
|  | 2014-07-02 | 23時 | 0.2241
|  | 2014-07-03 | 0時 | 0.13603
|  | 2014-07-03 | 1時 | 0.045556
|  | 2014-07-03 | 2時 | 0.049083
|  | 2014-07-03 | 3時 | 0.049083
|  | 2014-07-03 | 4時 | 0.045556
|  | 2014-07-03 | 5時 | 0.049083
|  | 2014-07-03 | 6時 | 0.19519
|  | 2014-07-03 | 7時 | 0.28353
|  | 2014-07-03 | 8時 | 0.16448
|  | 2014-07-03 | 9時 | 0.34183
|  | 2014-07-03 | 10時 | 0.09388
|  | 2014-07-03 | 11時 | 0.05147
|  | 2014-07-03 | 12時 | 0.21324
|  | 2014-07-03 | 13時 | 0.09841
|  | 2014-07-03 | 14時 | 0.071228
|  | 2014-07-03 | 15時 | 0.049083
|  | 2014-07-03 | 16時 | 0.076508
|  | 2014-07-03 | 17時 | 0.20174
|  | 2014-07-03 | 18時 | 0.33197
|  | 2014-07-03 | 19時 | 0.23896
|  | 2014-07-03 | 20時 | 0.18865
|  | 2014-07-03 | 21時 | 0.27129
|  | 2014-07-03 | 22時 | 0.29218
|  | 2014-07-03 | 23時 | 0.30614
|  | 2014-07-04 | 0時 | 0.11947
|  | 2014-07-04 | 1時 | 0.038873
|  | 2014-07-04 | 2時 | 0.042015
|  | 2014-07-04 | 3時 | 0.042015
|  | 2014-07-04 | 4時 | 0.038873
|  | 2014-07-04 | 5時 | 0.042015
|  | 2014-07-04 | 6時 | 0.17218
|  | 2014-07-04 | 7時 | 0.25088
|  | 2014-07-04 | 8時 | 0.14482
|  | 2014-07-04 | 9時 | 0.30283
|  | 2014-07-04 | 10時 | 0.081924
|  | 2014-07-04 | 11時 | 0.044142
|  | 2014-07-04 | 12時 | 0.18827
|  | 2014-07-04 | 13時 | 0.085961
|  | 2014-07-04 | 14時 | 0.061744
|  | 2014-07-04 | 15時 | 0.042015
|  | 2014-07-04 | 16時 | 0.066448
|  | 2014-07-04 | 17時 | 0.17802
|  | 2014-07-04 | 18時 | 0.29404
|  | 2014-07-04 | 19時 | 0.20804
|  | 2014-07-04 | 20時 | 0.16636
|  | 2014-07-04 | 21時 | 0.23998
|  | 2014-07-04 | 22時 | 0.25859
|  | 2014-07-04 | 23時 | 0.27103
|  | 2014-07-05 | 0時 | 0.1356
|  | 2014-07-05 | 1時 | 0.045385
|  | 2014-07-05 | 2時 | 0.048902
|  | 2014-07-05 | 3時 | 0.048902
|  | 2014-07-05 | 4時 | 0.045385
|  | 2014-07-05 | 5時 | 0.048902
|  | 2014-07-05 | 6時 | 0.1946
|  | 2014-07-05 | 7時 | 0.28269
|  | 2014-07-05 | 8時 | 0.16398
|  | 2014-07-05 | 9時 | 0.34084
|  | 2014-07-05 | 10時 | 0.093574
|  | 2014-07-05 | 11時 | 0.051283
|  | 2014-07-05 | 12時 | 0.2126
|  | 2014-07-05 | 13時 | 0.098092
|  | 2014-07-05 | 14時 | 0.070986
|  | 2014-07-05 | 15時 | 0.048902
|  | 2014-07-05 | 16時 | 0.076251
|  | 2014-07-05 | 17時 | 0.20114
|  | 2014-07-05 | 18時 | 0.331
|  | 2014-07-05 | 19時 | 0.23947
|  | 2014-07-05 | 20時 | 0.18808
|  | 2014-07-05 | 21時 | 0.27049
|  | 2014-07-05 | 22時 | 0.29132
|  | 2014-07-05 | 23時 | 0.30524
|  | 2014-07-06 | 0時 | 0.13503
|  | 2014-07-06 | 1時 | 0.045152
|  | 2014-07-06 | 2時 | 0.048656
|  | 2014-07-06 | 3時 | 0.048656
|  | 2014-07-06 | 4時 | 0.045152
|  | 2014-07-06 | 5時 | 0.048656
|  | 2014-07-06 | 6時 | 0.1938
|  | 2014-07-06 | 7時 | 0.28155
|  | 2014-07-06 | 8時 | 0.16329
|  | 2014-07-06 | 9時 | 0.33947
|  | 2014-07-06 | 10時 | 0.093157
|  | 2014-07-06 | 11時 | 0.051027
|  | 2014-07-06 | 12時 | 0.21173
|  | 2014-07-06 | 13時 | 0.097658
|  | 2014-07-06 | 14時 | 0.070655
|  | 2014-07-06 | 15時 | 0.048656
|  | 2014-07-06 | 16時 | 0.0759
|  | 2014-07-06 | 17時 | 0.20031
|  | 2014-07-06 | 18時 | 0.32968
|  | 2014-07-06 | 19時 | 0.23833
|  | 2014-07-06 | 20時 | 0.18731
|  | 2014-07-06 | 21時 | 0.2694
|  | 2014-07-06 | 22時 | 0.29015
|  | 2014-07-06 | 23時 | 0.30402
|  | 2014-07-07 | 0時 | 0.13464
|  | 2014-07-07 | 1時 | 0.044995
|  | 2014-07-07 | 2時 | 0.04849
|  | 2014-07-07 | 3時 | 0.04849
|  | 2014-07-07 | 4時 | 0.044995
|  | 2014-07-07 | 5時 | 0.04849
|  | 2014-07-07 | 6時 | 0.19326
|  | 2014-07-07 | 7時 | 0.28079
|  | 2014-07-07 | 8時 | 0.16283
|  | 2014-07-07 | 9時 | 0.33856
|  | 2014-07-07 | 10時 | 0.092876
|  | 2014-07-07 | 11時 | 0.050854
|  | 2014-07-07 | 12時 | 0.21115
|  | 2014-07-07 | 13時 | 0.097365
|  | 2014-07-07 | 14時 | 0.070432
|  | 2014-07-07 | 15時 | 0.04849
|  | 2014-07-07 | 16時 | 0.075663
|  | 2014-07-07 | 17時 | 0.19975
|  | 2014-07-07 | 18時 | 0.32878
|  | 2014-07-07 | 19時 | 0.23789
|  | 2014-07-07 | 20時 | 0.18678
|  | 2014-07-07 | 21時 | 0.26866
|  | 2014-07-07 | 22時 | 0.28936
|  | 2014-07-07 | 23時 | 0.30319
|  | 2014-07-08 | 0時 | 0.0853
|  | 2014-07-08 | 1時 | 0.04015
|  | 2014-07-08 | 2時 | 0.043366
|  | 2014-07-08 | 3時 | 0.043366
|  | 2014-07-08 | 4時 | 0.04015
|  | 2014-07-08 | 5時 | 0.043366
|  | 2014-07-08 | 6時 | 0.043366
|  | 2014-07-08 | 7時 | 0.14517
|  | 2014-07-08 | 8時 | 0.26329
|  | 2014-07-08 | 9時 | 0.33032
|  | 2014-07-08 | 10時 | 0.29624
|  | 2014-07-08 | 11時 | 0.28139
|  | 2014-07-08 | 12時 | 0.29247
|  | 2014-07-08 | 13時 | 0.11799
|  | 2014-07-08 | 14時 | 0.043366
|  | 2014-07-08 | 15時 | 0.043366
|  | 2014-07-08 | 16時 | 0.29411
|  | 2014-07-08 | 17時 | 0.34209
|  | 2014-07-08 | 18時 | 0.33715
|  | 2014-07-08 | 19時 | 0.1302
|  | 2014-07-08 | 20時 | 0.21751
|  | 2014-07-08 | 21時 | 0.29794
|  | 2014-07-08 | 22時 | 0.28115
|  | 2014-07-08 | 23時 | 0.19874
|  | 2014-07-09 | 0時 | 0.073132
|  | 2014-07-09 | 1時 | 0.033422
|  | 2014-07-09 | 2時 | 0.036251
|  | 2014-07-09 | 3時 | 0.036251
|  | 2014-07-09 | 4時 | 0.033422
|  | 2014-07-09 | 5時 | 0.036251
|  | 2014-07-09 | 6時 | 0.082305
|  | 2014-07-09 | 7時 | 0.16665
|  | 2014-07-09 | 8時 | 0.2843
|  | 2014-07-09 | 9時 | 0.088491
|  | 2014-07-09 | 10時 | 0.033422
|  | 2014-07-09 | 11時 | 0.036251
|  | 2014-07-09 | 12時 | 0.036251
|  | 2014-07-09 | 13時 | 0.033422
|  | 2014-07-09 | 14時 | 0.036251
|  | 2014-07-09 | 15時 | 0.036251
|  | 2014-07-09 | 16時 | 0.033422
|  | 2014-07-09 | 17時 | 0.036251
|  | 2014-07-09 | 18時 | 0.036251
|  | 2014-07-09 | 19時 | 0.033422
|  | 2014-07-09 | 20時 | 0.2014
|  | 2014-07-09 | 21時 | 0.23526
|  | 2014-07-09 | 22時 | 0.16673
|  | 2014-07-09 | 23時 | 0.21046
|  | 2014-07-10 | 0時 | 0.14967
|  | 2014-07-10 | 1時 | 0.03758
|  | 2014-07-10 | 2時 | 0.040648
|  | 2014-07-10 | 3時 | 0.040648
|  | 2014-07-10 | 4時 | 0.03758
|  | 2014-07-10 | 5時 | 0.040648
|  | 2014-07-10 | 6時 | 0.16773
|  | 2014-07-10 | 7時 | 0.24457
|  | 2014-07-10 | 8時 | 0.14102
|  | 2014-07-10 | 9時 | 0.29528
|  | 2014-07-10 | 10時 | 0.079612
|  | 2014-07-10 | 11時 | 0.075706
|  | 2014-07-10 | 12時 | 0.22674
|  | 2014-07-10 | 13時 | 0.083553
|  | 2014-07-10 | 14時 | 0.05991
|  | 2014-07-10 | 15時 | 0.102
|  | 2014-07-10 | 16時 | 0.10197
|  | 2014-07-10 | 17時 | 0.24135
|  | 2014-07-10 | 18時 | 0.30088
|  | 2014-07-10 | 19時 | 0.25453
|  | 2014-07-10 | 20時 | 0.20568
|  | 2014-07-10 | 21時 | 0.3004
|  | 2014-07-10 | 22時 | 0.25209
|  | 2014-07-10 | 23時 | 0.26424
|  | 2014-07-11 | 0時 | 0.1027
|  | 2014-07-11 | 1時 | 0.032101
|  | 2014-07-11 | 2時 | 0.034854
|  | 2014-07-11 | 3時 | 0.034854
|  | 2014-07-11 | 4時 | 0.032101
|  | 2014-07-11 | 5時 | 0.034854
|  | 2014-07-11 | 6時 | 0.14887
|  | 2014-07-11 | 7時 | 0.2178
|  | 2014-07-11 | 8時 | 0.13188
|  | 2014-07-11 | 9時 | 0.2633
|  | 2014-07-11 | 10時 | 0.069811
|  | 2014-07-11 | 11時 | 0.071086
|  | 2014-07-11 | 12時 | 0.19795
|  | 2014-07-11 | 13時 | 0.073347
|  | 2014-07-11 | 14時 | 0.052135
|  | 2014-07-11 | 15時 | 0.085611
|  | 2014-07-11 | 16時 | 0.086328
|  | 2014-07-11 | 17時 | 0.21015
|  | 2014-07-11 | 18時 | 0.26521
|  | 2014-07-11 | 19時 | 0.21887
|  | 2014-07-11 | 20時 | 0.18005
|  | 2014-07-11 | 21時 | 0.23786
|  | 2014-07-11 | 22時 | 0.22456
|  | 2014-07-11 | 23時 | 0.23545
|  | 2014-07-12 | 0時 | 0.13044
|  | 2014-07-12 | 1時 | 0.043301
|  | 2014-07-12 | 2時 | 0.046699
|  | 2014-07-12 | 3時 | 0.046699
|  | 2014-07-12 | 4時 | 0.043301
|  | 2014-07-12 | 5時 | 0.046699
|  | 2014-07-12 | 6時 | 0.18743
|  | 2014-07-12 | 7時 | 0.27251
|  | 2014-07-12 | 8時 | 0.16743
|  | 2014-07-12 | 9時 | 0.32867
|  | 2014-07-12 | 10時 | 0.089846
|  | 2014-07-12 | 11時 | 0.085035
|  | 2014-07-12 | 12時 | 0.24533
|  | 2014-07-12 | 13時 | 0.09421
|  | 2014-07-12 | 14時 | 0.068028
|  | 2014-07-12 | 15時 | 0.10364
|  | 2014-07-12 | 16時 | 0.10955
|  | 2014-07-12 | 17時 | 0.26103
|  | 2014-07-12 | 18時 | 0.33133
|  | 2014-07-12 | 19時 | 0.28501
|  | 2014-07-12 | 20時 | 0.22696
|  | 2014-07-12 | 21時 | 0.33363
|  | 2014-07-12 | 22時 | 0.31717
|  | 2014-07-12 | 23時 | 0.29429
|  | 2014-07-13 | 0時 | 0.10538
|  | 2014-07-13 | 1時 | 0.033181
|  | 2014-07-13 | 2時 | 0.035996
|  | 2014-07-13 | 3時 | 0.035996
|  | 2014-07-13 | 4時 | 0.033181
|  | 2014-07-13 | 5時 | 0.035996
|  | 2014-07-13 | 6時 | 0.15259
|  | 2014-07-13 | 7時 | 0.22308
|  | 2014-07-13 | 8時 | 0.12808
|  | 2014-07-13 | 9時 | 0.26961
|  | 2014-07-13 | 10時 | 0.071743
|  | 2014-07-13 | 11時 | 0.052242
|  | 2014-07-13 | 12時 | 0.19271
|  | 2014-07-13 | 13時 | 0.075359
|  | 2014-07-13 | 14時 | 0.053668
|  | 2014-07-13 | 15時 | 0.075891
|  | 2014-07-13 | 16時 | 0.080636
|  | 2014-07-13 | 17時 | 0.20248
|  | 2014-07-13 | 18時 | 0.26844
|  | 2014-07-13 | 19時 | 0.21927
|  | 2014-07-13 | 20時 | 0.15367
|  | 2014-07-13 | 21時 | 0.24345
|  | 2014-07-13 | 22時 | 0.22999
|  | 2014-07-13 | 23時 | 0.24113
|  | 2014-07-14 | 0時 | 0.1256
|  | 2014-07-14 | 1時 | 0.041344
|  | 2014-07-14 | 2時 | 0.044629
|  | 2014-07-14 | 3時 | 0.044629
|  | 2014-07-14 | 4時 | 0.041344
|  | 2014-07-14 | 5時 | 0.044629
|  | 2014-07-14 | 6時 | 0.18069
|  | 2014-07-14 | 7時 | 0.26295
|  | 2014-07-14 | 8時 | 0.15209
|  | 2014-07-14 | 9時 | 0.31725
|  | 2014-07-14 | 10時 | 0.086345
|  | 2014-07-14 | 11時 | 0.058306
|  | 2014-07-14 | 12時 | 0.21409
|  | 2014-07-14 | 13時 | 0.090565
|  | 2014-07-14 | 14時 | 0.065251
|  | 2014-07-14 | 15時 | 0.0763
|  | 2014-07-14 | 16時 | 0.092389
|  | 2014-07-14 | 17時 | 0.23427
|  | 2014-07-14 | 18時 | 0.30806
|  | 2014-07-14 | 19時 | 0.26349
|  | 2014-07-14 | 20時 | 0.1746
|  | 2014-07-14 | 21時 | 0.25156
|  | 2014-07-14 | 22時 | 0.27101
|  | 2014-07-14 | 23時 | 0.28401
|  | 2014-07-15 | 0時 | 0.068177
|  | 2014-07-15 | 1時 | 0.030682
|  | 2014-07-15 | 2時 | 0.033353
|  | 2014-07-15 | 3時 | 0.033353
|  | 2014-07-15 | 4時 | 0.030682
|  | 2014-07-15 | 5時 | 0.033353
|  | 2014-07-15 | 6時 | 0.033353
|  | 2014-07-15 | 7時 | 0.1179
|  | 2014-07-15 | 8時 | 0.216
|  | 2014-07-15 | 9時 | 0.32672
|  | 2014-07-15 | 10時 | 0.32672
|  | 2014-07-15 | 11時 | 0.31073
|  | 2014-07-15 | 12時 | 0.27931
|  | 2014-07-15 | 13時 | 0.095327
|  | 2014-07-15 | 14時 | 0.033353
|  | 2014-07-15 | 15時 | 0.14214
|  | 2014-07-15 | 16時 | 0.30937
|  | 2014-07-15 | 17時 | 0.32672
|  | 2014-07-15 | 18時 | 0.29893
|  | 2014-07-15 | 19時 | 0.17613
|  | 2014-07-15 | 20時 | 0.24611
|  | 2014-07-15 | 21時 | 0.30957
|  | 2014-07-15 | 22時 | 0.23082
|  | 2014-07-15 | 23時 | 0.16238
|  | 2014-07-16 | 0時 | 0.076235
|  | 2014-07-16 | 1時 | 0.035137
|  | 2014-07-16 | 2時 | 0.038065
|  | 2014-07-16 | 3時 | 0.038065
|  | 2014-07-16 | 4時 | 0.035137
|  | 2014-07-16 | 5時 | 0.038065
|  | 2014-07-16 | 6時 | 0.038065
|  | 2014-07-16 | 7時 | 0.13073
|  | 2014-07-16 | 8時 | 0.23825
|  | 2014-07-16 | 9時 | 0.35962
|  | 2014-07-16 | 10時 | 0.35962
|  | 2014-07-16 | 11時 | 0.33608
|  | 2014-07-16 | 12時 | 0.30542
|  | 2014-07-16 | 13時 | 0.10599
|  | 2014-07-16 | 14時 | 0.038065
|  | 2014-07-16 | 15時 | 0.16152
|  | 2014-07-16 | 16時 | 0.34651
|  | 2014-07-16 | 17時 | 0.35962
|  | 2014-07-16 | 18時 | 0.32909
|  | 2014-07-16 | 19時 | 0.19833
|  | 2014-07-16 | 20時 | 0.27173
|  | 2014-07-16 | 21時 | 0.34105
|  | 2014-07-16 | 22時 | 0.2545
|  | 2014-07-16 | 23時 | 0.17949
|  | 2014-07-17 | 0時 | 0.11745
|  | 2014-07-17 | 1時 | 0.038057
|  | 2014-07-17 | 2時 | 0.041153
|  | 2014-07-17 | 3時 | 0.041153
|  | 2014-07-17 | 4時 | 0.038057
|  | 2014-07-17 | 5時 | 0.041153
|  | 2014-07-17 | 6時 | 0.16937
|  | 2014-07-17 | 7時 | 0.2469
|  | 2014-07-17 | 8時 | 0.14243
|  | 2014-07-17 | 9時 | 0.29807
|  | 2014-07-17 | 10時 | 0.080466
|  | 2014-07-17 | 11時 | 0.081171
|  | 2014-07-17 | 12時 | 0.2253
|  | 2014-07-17 | 13時 | 0.084442
|  | 2014-07-17 | 14時 | 0.060587
|  | 2014-07-17 | 15時 | 0.090622
|  | 2014-07-17 | 16時 | 0.095162
|  | 2014-07-17 | 17時 | 0.23366
|  | 2014-07-17 | 18時 | 0.30006
|  | 2014-07-17 | 19時 | 0.25393
|  | 2014-07-17 | 20時 | 0.20508
|  | 2014-07-17 | 21時 | 0.30253
|  | 2014-07-17 | 22時 | 0.28751
|  | 2014-07-17 | 23時 | 0.26674
|  | 2014-07-18 | 0時 | 0.11571
|  | 2014-07-18 | 1時 | 0.037352
|  | 2014-07-18 | 2時 | 0.040407
|  | 2014-07-18 | 3時 | 0.040407
|  | 2014-07-18 | 4時 | 0.037352
|  | 2014-07-18 | 5時 | 0.040407
|  | 2014-07-18 | 6時 | 0.16694
|  | 2014-07-18 | 7時 | 0.24345
|  | 2014-07-18 | 8時 | 0.14035
|  | 2014-07-18 | 9時 | 0.29395
|  | 2014-07-18 | 10時 | 0.079203
|  | 2014-07-18 | 11時 | 0.042474
|  | 2014-07-18 | 12時 | 0.18258
|  | 2014-07-18 | 13時 | 0.083127
|  | 2014-07-18 | 14時 | 0.059586
|  | 2014-07-18 | 15時 | 0.040407
|  | 2014-07-18 | 16時 | 0.064158
|  | 2014-07-18 | 17時 | 0.17262
|  | 2014-07-18 | 18時 | 0.2854
|  | 2014-07-18 | 19時 | 0.19937
|  | 2014-07-18 | 20時 | 0.16129
|  | 2014-07-18 | 21時 | 0.23286
|  | 2014-07-18 | 22時 | 0.25095
|  | 2014-07-18 | 23時 | 0.26304
|  | 2014-07-19 | 0時 | 0.12935
|  | 2014-07-19 | 1時 | 0.042859
|  | 2014-07-19 | 2時 | 0.046231
|  | 2014-07-19 | 3時 | 0.046231
|  | 2014-07-19 | 4時 | 0.042859
|  | 2014-07-19 | 5時 | 0.046231
|  | 2014-07-19 | 6時 | 0.1859
|  | 2014-07-19 | 7時 | 0.27035
|  | 2014-07-19 | 8時 | 0.15655
|  | 2014-07-19 | 9時 | 0.32609
|  | 2014-07-19 | 10時 | 0.089055
|  | 2014-07-19 | 11時 | 0.064314
|  | 2014-07-19 | 12時 | 0.21514
|  | 2014-07-19 | 13時 | 0.093387
|  | 2014-07-19 | 14時 | 0.067401
|  | 2014-07-19 | 15時 | 0.062978
|  | 2014-07-19 | 16時 | 0.087816
|  | 2014-07-19 | 17時 | 0.23754
|  | 2014-07-19 | 18時 | 0.31666
|  | 2014-07-19 | 19時 | 0.23426
|  | 2014-07-19 | 20時 | 0.17966
|  | 2014-07-19 | 21時 | 0.25866
|  | 2014-07-19 | 22時 | 0.27863
|  | 2014-07-19 | 23時 | 0.29197
|  | 2014-07-20 | 0時 | 0.065549
|  | 2014-07-20 | 1時 | 0.029228
|  | 2014-07-20 | 2時 | 0.031816
|  | 2014-07-20 | 3時 | 0.031816
|  | 2014-07-20 | 4時 | 0.029228
|  | 2014-07-20 | 5時 | 0.031816
|  | 2014-07-20 | 6時 | 0.031816
|  | 2014-07-20 | 7時 | 0.11371
|  | 2014-07-20 | 8時 | 0.22001
|  | 2014-07-20 | 9時 | 0.31599
|  | 2014-07-20 | 10時 | 0.31599
|  | 2014-07-20 | 11時 | 0.3132
|  | 2014-07-20 | 12時 | 0.28111
|  | 2014-07-20 | 13時 | 0.091848
|  | 2014-07-20 | 14時 | 0.031816
|  | 2014-07-20 | 15時 | 0.19505
|  | 2014-07-20 | 16時 | 0.31599
|  | 2014-07-20 | 17時 | 0.31599
|  | 2014-07-20 | 18時 | 0.30035
|  | 2014-07-20 | 19時 | 0.18555
|  | 2014-07-20 | 20時 | 0.25308
|  | 2014-07-20 | 21時 | 0.30795
|  | 2014-07-20 | 22時 | 0.25258
|  | 2014-07-20 | 23時 | 0.1568
|  | 2014-07-21 | 0時 | 0.11722
|  | 2014-07-21 | 1時 | 0.037963
|  | 2014-07-21 | 2時 | 0.041053
|  | 2014-07-21 | 3時 | 0.041053
|  | 2014-07-21 | 4時 | 0.037963
|  | 2014-07-21 | 5時 | 0.041053
|  | 2014-07-21 | 6時 | 0.16905
|  | 2014-07-21 | 7時 | 0.25462
|  | 2014-07-21 | 8時 | 0.16883
|  | 2014-07-21 | 9時 | 0.29751
|  | 2014-07-21 | 10時 | 0.080296
|  | 2014-07-21 | 11時 | 0.10145
|  | 2014-07-21 | 12時 | 0.22359
|  | 2014-07-21 | 13時 | 0.084266
|  | 2014-07-21 | 14時 | 0.060453
|  | 2014-07-21 | 15時 | 0.076872
|  | 2014-07-21 | 16時 | 0.089024
|  | 2014-07-21 | 17時 | 0.22554
|  | 2014-07-21 | 18時 | 0.30061
|  | 2014-07-21 | 19時 | 0.26363
|  | 2014-07-21 | 20時 | 0.18002
|  | 2014-07-21 | 21時 | 0.31349
|  | 2014-07-21 | 22時 | 0.28787
|  | 2014-07-21 | 23時 | 0.26625
|  | 2014-07-22 | 0時 | 0.0695
|  | 2014-07-22 | 1時 | 0.031413
|  | 2014-07-22 | 2時 | 0.034126
|  | 2014-07-22 | 3時 | 0.034126
|  | 2014-07-22 | 4時 | 0.031413
|  | 2014-07-22 | 5時 | 0.034126
|  | 2014-07-22 | 6時 | 0.034126
|  | 2014-07-22 | 7時 | 0.12001
|  | 2014-07-22 | 8時 | 0.21965
|  | 2014-07-22 | 9時 | 0.33212
|  | 2014-07-22 | 10時 | 0.33212
|  | 2014-07-22 | 11時 | 0.30143
|  | 2014-07-22 | 12時 | 0.26702
|  | 2014-07-22 | 13時 | 0.097078
|  | 2014-07-22 | 14時 | 0.034126
|  | 2014-07-22 | 15時 | 0.10819
|  | 2014-07-22 | 16時 | 0.30354
|  | 2014-07-22 | 17時 | 0.33212
|  | 2014-07-22 | 18時 | 0.30763
|  | 2014-07-22 | 19時 | 0.1825
|  | 2014-07-22 | 20時 | 0.25772
|  | 2014-07-22 | 21時 | 0.32318
|  | 2014-07-22 | 22時 | 0.23471
|  | 2014-07-22 | 23時 | 0.16519
|  | 2014-07-23 | 0時 | 0.042289
|  | 2014-07-23 | 1時 | 0.016366
|  | 2014-07-23 | 2時 | 0.018213
|  | 2014-07-23 | 3時 | 0.018213
|  | 2014-07-23 | 4時 | 0.016366
|  | 2014-07-23 | 5時 | 0.018213
|  | 2014-07-23 | 6時 | 0.048277
|  | 2014-07-23 | 7時 | 0.10334
|  | 2014-07-23 | 8時 | 0.20566
|  | 2014-07-23 | 9時 | 0.14398
|  | 2014-07-23 | 10時 | 0.10511
|  | 2014-07-23 | 11時 | 0.095203
|  | 2014-07-23 | 12時 | 0.05055
|  | 2014-07-23 | 13時 | 0.016366
|  | 2014-07-23 | 14時 | 0.018213
|  | 2014-07-23 | 15時 | 0.11891
|  | 2014-07-23 | 16時 | 0.092861
|  | 2014-07-23 | 17時 | 0.082301
|  | 2014-07-23 | 18時 | 0.045137
|  | 2014-07-23 | 19時 | 0.091684
|  | 2014-07-23 | 20時 | 0.18885
|  | 2014-07-23 | 21時 | 0.20755
|  | 2014-07-23 | 22時 | 0.10339
|  | 2014-07-23 | 23時 | 0.13193
|  | 2014-07-24 | 0時 | 0.099873
|  | 2014-07-24 | 1時 | 0.03096
|  | 2014-07-24 | 2時 | 0.033647
|  | 2014-07-24 | 3時 | 0.033647
|  | 2014-07-24 | 4時 | 0.03096
|  | 2014-07-24 | 5時 | 0.033647
|  | 2014-07-24 | 6時 | 0.17674
|  | 2014-07-24 | 7時 | 0.25589
|  | 2014-07-24 | 8時 | 0.1729
|  | 2014-07-24 | 9時 | 0.25664
|  | 2014-07-24 | 10時 | 0.067769
|  | 2014-07-24 | 11時 | 0.17485
|  | 2014-07-24 | 12時 | 0.23297
|  | 2014-07-24 | 13時 | 0.07122
|  | 2014-07-24 | 14時 | 0.050515
|  | 2014-07-24 | 15時 | 0.14266
|  | 2014-07-24 | 16時 | 0.1084
|  | 2014-07-24 | 17時 | 0.24998
|  | 2014-07-24 | 18時 | 0.2747
|  | 2014-07-24 | 19時 | 0.2355
|  | 2014-07-24 | 20時 | 0.18426
|  | 2014-07-24 | 21時 | 0.27182
|  | 2014-07-24 | 22時 | 0.28521
|  | 2014-07-24 | 23時 | 0.22945
|  | 2014-07-25 | 0時 | 0.10091
|  | 2014-07-25 | 1時 | 0.031377
|  | 2014-07-25 | 2時 | 0.034088
|  | 2014-07-25 | 3時 | 0.034088
|  | 2014-07-25 | 4時 | 0.031377
|  | 2014-07-25 | 5時 | 0.034088
|  | 2014-07-25 | 6時 | 0.14637
|  | 2014-07-25 | 7時 | 0.22247
|  | 2014-07-25 | 8時 | 0.14905
|  | 2014-07-25 | 9時 | 0.25908
|  | 2014-07-25 | 10時 | 0.068516
|  | 2014-07-25 | 11時 | 0.092798
|  | 2014-07-25 | 12時 | 0.19212
|  | 2014-07-25 | 13時 | 0.071998
|  | 2014-07-25 | 14時 | 0.051107
|  | 2014-07-25 | 15時 | 0.057166
|  | 2014-07-25 | 16時 | 0.070315
|  | 2014-07-25 | 17時 | 0.1913
|  | 2014-07-25 | 18時 | 0.25149
|  | 2014-07-25 | 19時 | 0.21045
|  | 2014-07-25 | 20時 | 0.14135
|  | 2014-07-25 | 21時 | 0.20486
|  | 2014-07-25 | 22時 | 0.22092
|  | 2014-07-25 | 23時 | 0.23165
|  | 2014-07-26 | 0時 | 0.11096
|  | 2014-07-26 | 1時 | 0.035434
|  | 2014-07-26 | 2時 | 0.038378
|  | 2014-07-26 | 3時 | 0.038378
|  | 2014-07-26 | 4時 | 0.035434
|  | 2014-07-26 | 5時 | 0.038378
|  | 2014-07-26 | 6時 | 0.16034
|  | 2014-07-26 | 7時 | 0.23408
|  | 2014-07-26 | 8時 | 0.16432
|  | 2014-07-26 | 9時 | 0.28275
|  | 2014-07-26 | 10時 | 0.075772
|  | 2014-07-26 | 11時 | 0.1569
|  | 2014-07-26 | 12時 | 0.24517
|  | 2014-07-26 | 13時 | 0.079554
|  | 2014-07-26 | 14時 | 0.056864
|  | 2014-07-26 | 15時 | 0.16357
|  | 2014-07-26 | 16時 | 0.13207
|  | 2014-07-26 | 17時 | 0.31153
|  | 2014-07-26 | 18時 | 0.32784
|  | 2014-07-26 | 19時 | 0.29422
|  | 2014-07-26 | 20時 | 0.22624
|  | 2014-07-26 | 21時 | 0.32153
|  | 2014-07-26 | 22時 | 0.33018
|  | 2014-07-26 | 23時 | 0.25296
|  | 2014-07-27 | 0時 | 0.08832
|  | 2014-07-27 | 1時 | 0.026295
|  | 2014-07-27 | 2時 | 0.028714
|  | 2014-07-27 | 3時 | 0.028714
|  | 2014-07-27 | 4時 | 0.026295
|  | 2014-07-27 | 5時 | 0.028714
|  | 2014-07-27 | 6時 | 0.14927
|  | 2014-07-27 | 7時 | 0.21672
|  | 2014-07-27 | 8時 | 0.14489
|  | 2014-07-27 | 9時 | 0.22942
|  | 2014-07-27 | 10時 | 0.059425
|  | 2014-07-27 | 11時 | 0.095866
|  | 2014-07-27 | 12時 | 0.17834
|  | 2014-07-27 | 13時 | 0.062531
|  | 2014-07-27 | 14時 | 0.043896
|  | 2014-07-27 | 15時 | 0.068807
|  | 2014-07-27 | 16時 | 0.073376
|  | 2014-07-27 | 17時 | 0.20431
|  | 2014-07-27 | 18時 | 0.24595
|  | 2014-07-27 | 19時 | 0.21384
|  | 2014-07-27 | 20時 | 0.17303
|  | 2014-07-27 | 21時 | 0.25491
|  | 2014-07-27 | 22時 | 0.23545
|  | 2014-07-27 | 23時 | 0.20495
|  | 2014-07-28 | 0時 | 0.1131
|  | 2014-07-28 | 1時 | 0.0363
|  | 2014-07-28 | 2時 | 0.039294
|  | 2014-07-28 | 3時 | 0.039294
|  | 2014-07-28 | 4時 | 0.0363
|  | 2014-07-28 | 5時 | 0.039294
|  | 2014-07-28 | 6時 | 0.16332
|  | 2014-07-28 | 7時 | 0.23831
|  | 2014-07-28 | 8時 | 0.13726
|  | 2014-07-28 | 9時 | 0.28781
|  | 2014-07-28 | 10時 | 0.077322
|  | 2014-07-28 | 11時 | 0.04132
|  | 2014-07-28 | 12時 | 0.19331
|  | 2014-07-28 | 13時 | 0.081168
|  | 2014-07-28 | 14時 | 0.058093
|  | 2014-07-28 | 15時 | 0.10819
|  | 2014-07-28 | 16時 | 0.096295
|  | 2014-07-28 | 17時 | 0.25146
|  | 2014-07-28 | 18時 | 0.30528
|  | 2014-07-28 | 19時 | 0.25999
|  | 2014-07-28 | 20時 | 0.20862
|  | 2014-07-28 | 21時 | 0.30714
|  | 2014-07-28 | 22時 | 0.27854
|  | 2014-07-28 | 23時 | 0.25751
|  | 2014-07-29 | 0時 | 0.065469
|  | 2014-07-29 | 1時 | 0.029184
|  | 2014-07-29 | 2時 | 0.031769
|  | 2014-07-29 | 3時 | 0.031769
|  | 2014-07-29 | 4時 | 0.029184
|  | 2014-07-29 | 5時 | 0.031769
|  | 2014-07-29 | 6時 | 0.031769
|  | 2014-07-29 | 7時 | 0.11359
|  | 2014-07-29 | 8時 | 0.20851
|  | 2014-07-29 | 9時 | 0.31567
|  | 2014-07-29 | 10時 | 0.31567
|  | 2014-07-29 | 11時 | 0.29753
|  | 2014-07-29 | 12時 | 0.26285
|  | 2014-07-29 | 13時 | 0.091741
|  | 2014-07-29 | 14時 | 0.031769
|  | 2014-07-29 | 15時 | 0.12934
|  | 2014-07-29 | 16時 | 0.31021
|  | 2014-07-29 | 17時 | 0.31567
|  | 2014-07-29 | 18時 | 0.29393
|  | 2014-07-29 | 19時 | 0.17739
|  | 2014-07-29 | 20時 | 0.24488
|  | 2014-07-29 | 21時 | 0.30625
|  | 2014-07-29 | 22時 | 0.22286
|  | 2014-07-29 | 23時 | 0.15663
|  | 2014-07-30 | 0時 | 0.066592
|  | 2014-07-30 | 1時 | 0.029805
|  | 2014-07-30 | 2時 | 0.032426
|  | 2014-07-30 | 3時 | 0.032426
|  | 2014-07-30 | 4時 | 0.029805
|  | 2014-07-30 | 5時 | 0.032426
|  | 2014-07-30 | 6時 | 0.032426
|  | 2014-07-30 | 7時 | 0.11538
|  | 2014-07-30 | 8時 | 0.25048
|  | 2014-07-30 | 9時 | 0.32025
|  | 2014-07-30 | 10時 | 0.32025
|  | 2014-07-30 | 11時 | 0.32025
|  | 2014-07-30 | 12時 | 0.31123
|  | 2014-07-30 | 13時 | 0.093229
|  | 2014-07-30 | 14時 | 0.032426
|  | 2014-07-30 | 15時 | 0.23785
|  | 2014-07-30 | 16時 | 0.32025
|  | 2014-07-30 | 17時 | 0.32025
|  | 2014-07-30 | 18時 | 0.31822
|  | 2014-07-30 | 19時 | 0.21955
|  | 2014-07-30 | 20時 | 0.266
|  | 2014-07-30 | 21時 | 0.32025
|  | 2014-07-30 | 22時 | 0.25736
|  | 2014-07-30 | 23時 | 0.15902
|  | 2014-07-31 | 0時 | 0.10504
|  | 2014-07-31 | 1時 | 0.033046
|  | 2014-07-31 | 2時 | 0.035853
|  | 2014-07-31 | 3時 | 0.035853
|  | 2014-07-31 | 4時 | 0.033046
|  | 2014-07-31 | 5時 | 0.035853
|  | 2014-07-31 | 6時 | 0.17619
|  | 2014-07-31 | 7時 | 0.25733
|  | 2014-07-31 | 8時 | 0.16709
|  | 2014-07-31 | 9時 | 0.26881
|  | 2014-07-31 | 10時 | 0.071501
|  | 2014-07-31 | 11時 | 0.081664
|  | 2014-07-31 | 12時 | 0.18819
|  | 2014-07-31 | 13時 | 0.075106
|  | 2014-07-31 | 14時 | 0.053475
|  | 2014-07-31 | 15時 | 0.080995
|  | 2014-07-31 | 16時 | 0.094885
|  | 2014-07-31 | 17時 | 0.24475
|  | 2014-07-31 | 18時 | 0.30522
|  | 2014-07-31 | 19時 | 0.25365
|  | 2014-07-31 | 20時 | 0.20141
|  | 2014-07-31 | 21時 | 0.29387
|  | 2014-07-31 | 22時 | 0.27216
|  | 2014-07-31 | 23時 | 0.24041
|  | 2014-08-01 | 0時 | 0.06636
|  | 2014-08-01 | 1時 | 0.01743
|  | 2014-08-01 | 2時 | 0.019337
|  | 2014-08-01 | 3時 | 0.019337
|  | 2014-08-01 | 4時 | 0.01743
|  | 2014-08-01 | 5時 | 0.019337
|  | 2014-08-01 | 6時 | 0.10517
|  | 2014-08-01 | 7時 | 0.18554
|  | 2014-08-01 | 8時 | 0.12977
|  | 2014-08-01 | 9時 | 0.17767
|  | 2014-08-01 | 10時 | 0.043565
|  | 2014-08-01 | 11時 | 0.22889
|  | 2014-08-01 | 12時 | 0.17819
|  | 2014-08-01 | 13時 | 0.046016
|  | 2014-08-01 | 14時 | 0.031314
|  | 2014-08-01 | 15時 | 0.11479
|  | 2014-08-01 | 16時 | 0.089937
|  | 2014-08-01 | 17時 | 0.22624
|  | 2014-08-01 | 18時 | 0.21228
|  | 2014-08-01 | 19時 | 0.18969
|  | 2014-08-01 | 20時 | 0.15185
|  | 2014-08-01 | 21時 | 0.21321
|  | 2014-08-01 | 22時 | 0.22111
|  | 2014-08-01 | 23時 | 0.18011
|  | 2014-08-02 | 0時 | 0.083877
|  | 2014-08-02 | 1時 | 0.024502
|  | 2014-08-02 | 2時 | 0.026817
|  | 2014-08-02 | 3時 | 0.026817
|  | 2014-08-02 | 4時 | 0.024502
|  | 2014-08-02 | 5時 | 0.033353
|  | 2014-08-02 | 6時 | 0.15645
|  | 2014-08-02 | 7時 | 0.20934
|  | 2014-08-02 | 8時 | 0.15169
|  | 2014-08-02 | 9時 | 0.21894
|  | 2014-08-02 | 10時 | 0.056216
|  | 2014-08-02 | 11時 | 0.20005
|  | 2014-08-02 | 12時 | 0.21984
|  | 2014-08-02 | 13時 | 0.05919
|  | 2014-08-02 | 14時 | 0.04135
|  | 2014-08-02 | 15時 | 0.19211
|  | 2014-08-02 | 16時 | 0.11794
|  | 2014-08-02 | 17時 | 0.2811
|  | 2014-08-02 | 18時 | 0.27223
|  | 2014-08-02 | 19時 | 0.24803
|  | 2014-08-02 | 20時 | 0.18319
|  | 2014-08-02 | 21時 | 0.25631
|  | 2014-08-02 | 22時 | 0.27219
|  | 2014-08-02 | 23時 | 0.22199
|  | 2014-08-03 | 0時 | 0.091434
|  | 2014-08-03 | 1時 | 0.027553
|  | 2014-08-03 | 2時 | 0.030043
|  | 2014-08-03 | 3時 | 0.030043
|  | 2014-08-03 | 4時 | 0.027553
|  | 2014-08-03 | 5時 | 0.030043
|  | 2014-08-03 | 6時 | 0.15237
|  | 2014-08-03 | 7時 | 0.22351
|  | 2014-08-03 | 8時 | 0.15743
|  | 2014-08-03 | 9時 | 0.23675
|  | 2014-08-03 | 10時 | 0.061674
|  | 2014-08-03 | 11時 | 0.17038
|  | 2014-08-03 | 12時 | 0.23236
|  | 2014-08-03 | 13時 | 0.064873
|  | 2014-08-03 | 14時 | 0.04568
|  | 2014-08-03 | 15時 | 0.15105
|  | 2014-08-03 | 16時 | 0.1132
|  | 2014-08-03 | 17時 | 0.27064
|  | 2014-08-03 | 18時 | 0.27128
|  | 2014-08-03 | 19時 | 0.24344
|  | 2014-08-03 | 20時 | 0.1858
|  | 2014-08-03 | 21時 | 0.26741
|  | 2014-08-03 | 22時 | 0.27594
|  | 2014-08-03 | 23時 | 0.21155
|  | 2014-08-04 | 0時 | 0.11788
|  | 2014-08-04 | 1時 | 0.03823
|  | 2014-08-04 | 2時 | 0.041336
|  | 2014-08-04 | 3時 | 0.041336
|  | 2014-08-04 | 4時 | 0.03823
|  | 2014-08-04 | 5時 | 0.041336
|  | 2014-08-04 | 6時 | 0.16997
|  | 2014-08-04 | 7時 | 0.24774
|  | 2014-08-04 | 8時 | 0.15497
|  | 2014-08-04 | 9時 | 0.29907
|  | 2014-08-04 | 10時 | 0.080775
|  | 2014-08-04 | 11時 | 0.079748
|  | 2014-08-04 | 12時 | 0.21404
|  | 2014-08-04 | 13時 | 0.084764
|  | 2014-08-04 | 14時 | 0.060832
|  | 2014-08-04 | 15時 | 0.070858
|  | 2014-08-04 | 16時 | 0.086791
|  | 2014-08-04 | 17時 | 0.22173
|  | 2014-08-04 | 18時 | 0.29039
|  | 2014-08-04 | 19時 | 0.25237
|  | 2014-08-04 | 20時 | 0.17258
|  | 2014-08-04 | 21時 | 0.23697
|  | 2014-08-04 | 22時 | 0.25536
|  | 2014-08-04 | 23時 | 0.26765
|  | 2014-08-05 | 0時 | 0.078994
|  | 2014-08-05 | 1時 | 0.036663
|  | 2014-08-05 | 2時 | 0.039679
|  | 2014-08-05 | 3時 | 0.039679
|  | 2014-08-05 | 4時 | 0.036663
|  | 2014-08-05 | 5時 | 0.039679
|  | 2014-08-05 | 6時 | 0.039679
|  | 2014-08-05 | 7時 | 0.13513
|  | 2014-08-05 | 8時 | 0.24588
|  | 2014-08-05 | 9時 | 0.30871
|  | 2014-08-05 | 10時 | 0.27677
|  | 2014-08-05 | 11時 | 0.26285
|  | 2014-08-05 | 12時 | 0.27323
|  | 2014-08-05 | 13時 | 0.10965
|  | 2014-08-05 | 14時 | 0.039679
|  | 2014-08-05 | 15時 | 0.039679
|  | 2014-08-05 | 16時 | 0.27477
|  | 2014-08-05 | 17時 | 0.31975
|  | 2014-08-05 | 18時 | 0.31512
|  | 2014-08-05 | 19時 | 0.11712
|  | 2014-08-05 | 20時 | 0.20295
|  | 2014-08-05 | 21時 | 0.27836
|  | 2014-08-05 | 22時 | 0.26261
|  | 2014-08-05 | 23時 | 0.18535
|  | 2014-08-06 | 0時 | 0.044823
|  | 2014-08-06 | 1時 | 0.017767
|  | 2014-08-06 | 2時 | 0.019695
|  | 2014-08-06 | 3時 | 0.019695
|  | 2014-08-06 | 4時 | 0.017767
|  | 2014-08-06 | 5時 | 0.019695
|  | 2014-08-06 | 6時 | 0.051072
|  | 2014-08-06 | 7時 | 0.10854
|  | 2014-08-06 | 8時 | 0.18869
|  | 2014-08-06 | 9時 | 0.10882
|  | 2014-08-06 | 10時 | 0.094004
|  | 2014-08-06 | 11時 | 0.074787
|  | 2014-08-06 | 12時 | 0.045518
|  | 2014-08-06 | 13時 | 0.017767
|  | 2014-08-06 | 14時 | 0.019695
|  | 2014-08-06 | 15時 | 0.072246
|  | 2014-08-06 | 16時 | 0.05842
|  | 2014-08-06 | 17時 | 0.054475
|  | 2014-08-06 | 18時 | 0.034364
|  | 2014-08-06 | 19時 | 0.071781
|  | 2014-08-06 | 20時 | 0.1831
|  | 2014-08-06 | 21時 | 0.20428
|  | 2014-08-06 | 22時 | 0.10859
|  | 2014-08-06 | 23時 | 0.13838
|  | 2014-08-07 | 0時 | 0.11059
|  | 2014-08-07 | 1時 | 0.035286
|  | 2014-08-07 | 2時 | 0.038222
|  | 2014-08-07 | 3時 | 0.038222
|  | 2014-08-07 | 4時 | 0.035286
|  | 2014-08-07 | 5時 | 0.038222
|  | 2014-08-07 | 6時 | 0.15983
|  | 2014-08-07 | 7時 | 0.23336
|  | 2014-08-07 | 8時 | 0.14494
|  | 2014-08-07 | 9時 | 0.28189
|  | 2014-08-07 | 10時 | 0.075507
|  | 2014-08-07 | 11時 | 0.096871
|  | 2014-08-07 | 12時 | 0.21166
|  | 2014-08-07 | 13時 | 0.079278
|  | 2014-08-07 | 14時 | 0.056654
|  | 2014-08-07 | 15時 | 0.082046
|  | 2014-08-07 | 16時 | 0.09031
|  | 2014-08-07 | 17時 | 0.23191
|  | 2014-08-07 | 18時 | 0.29201
|  | 2014-08-07 | 19時 | 0.25238
|  | 2014-08-07 | 20時 | 0.19972
|  | 2014-08-07 | 21時 | 0.29642
|  | 2014-08-07 | 22時 | 0.27246
|  | 2014-08-07 | 23時 | 0.25218
|  | 2014-08-08 | 0時 | 0.082088
|  | 2014-08-08 | 1時 | 0.023779
|  | 2014-08-08 | 2時 | 0.026053
|  | 2014-08-08 | 3時 | 0.026053
|  | 2014-08-08 | 4時 | 0.023779
|  | 2014-08-08 | 5時 | 0.026053
|  | 2014-08-08 | 6時 | 0.12022
|  | 2014-08-08 | 7時 | 0.17715
|  | 2014-08-08 | 8時 | 0.11706
|  | 2014-08-08 | 9時 | 0.21473
|  | 2014-08-08 | 10時 | 0.054924
|  | 2014-08-08 | 11時 | 0.082708
|  | 2014-08-08 | 12時 | 0.18003
|  | 2014-08-08 | 13時 | 0.057844
|  | 2014-08-08 | 14時 | 0.040325
|  | 2014-08-08 | 15時 | 0.10676
|  | 2014-08-08 | 16時 | 0.087034
|  | 2014-08-08 | 17時 | 0.20897
|  | 2014-08-08 | 18時 | 0.23768
|  | 2014-08-08 | 19時 | 0.19809
|  | 2014-08-08 | 20時 | 0.1608
|  | 2014-08-08 | 21時 | 0.23366
|  | 2014-08-08 | 22時 | 0.2434
|  | 2014-08-08 | 23時 | 0.19173
|  | 2014-08-09 | 0時 | 0.11098
|  | 2014-08-09 | 1時 | 0.035445
|  | 2014-08-09 | 2時 | 0.038391
|  | 2014-08-09 | 3時 | 0.038391
|  | 2014-08-09 | 4時 | 0.035445
|  | 2014-08-09 | 5時 | 0.038391
|  | 2014-08-09 | 6時 | 0.16038
|  | 2014-08-09 | 7時 | 0.24722
|  | 2014-08-09 | 8時 | 0.17676
|  | 2014-08-09 | 9時 | 0.28282
|  | 2014-08-09 | 10時 | 0.075793
|  | 2014-08-09 | 11時 | 0.16106
|  | 2014-08-09 | 12時 | 0.25368
|  | 2014-08-09 | 13時 | 0.079576
|  | 2014-08-09 | 14時 | 0.056881
|  | 2014-08-09 | 15時 | 0.14837
|  | 2014-08-09 | 16時 | 0.12062
|  | 2014-08-09 | 17時 | 0.27592
|  | 2014-08-09 | 18時 | 0.3072
|  | 2014-08-09 | 19時 | 0.27426
|  | 2014-08-09 | 20時 | 0.21354
|  | 2014-08-09 | 21時 | 0.31185
|  | 2014-08-09 | 22時 | 0.32311
|  | 2014-08-09 | 23時 | 0.25302
|  | 2014-08-10 | 0時 | 0.073686
|  | 2014-08-10 | 1時 | 0.020387
|  | 2014-08-10 | 2時 | 0.022465
|  | 2014-08-10 | 3時 | 0.022465
|  | 2014-08-10 | 4時 | 0.020387
|  | 2014-08-10 | 5時 | 0.022465
|  | 2014-08-10 | 6時 | 0.10854
|  | 2014-08-10 | 7時 | 0.17589
|  | 2014-08-10 | 8時 | 0.11851
|  | 2014-08-10 | 9時 | 0.19493
|  | 2014-08-10 | 10時 | 0.048856
|  | 2014-08-10 | 11時 | 0.12421
|  | 2014-08-10 | 12時 | 0.17998
|  | 2014-08-10 | 13時 | 0.051525
|  | 2014-08-10 | 14時 | 0.035511
|  | 2014-08-10 | 15時 | 0.12941
|  | 2014-08-10 | 16時 | 0.093166
|  | 2014-08-10 | 17時 | 0.23436
|  | 2014-08-10 | 18時 | 0.23519
|  | 2014-08-10 | 19時 | 0.20905
|  | 2014-08-10 | 20時 | 0.1612
|  | 2014-08-10 | 21時 | 0.22949
|  | 2014-08-10 | 22時 | 0.24041
|  | 2014-08-10 | 23時 | 0.19734
|  | 2014-08-11 | 0時 | 0.083314
|  | 2014-08-11 | 1時 | 0.024274
|  | 2014-08-11 | 2時 | 0.026576
|  | 2014-08-11 | 3時 | 0.026576
|  | 2014-08-11 | 4時 | 0.024274
|  | 2014-08-11 | 5時 | 0.026576
|  | 2014-08-11 | 6時 | 0.14033
|  | 2014-08-11 | 7時 | 0.20869
|  | 2014-08-11 | 8時 | 0.14782
|  | 2014-08-11 | 9時 | 0.21762
|  | 2014-08-11 | 10時 | 0.055809
|  | 2014-08-11 | 11時 | 0.20311
|  | 2014-08-11 | 12時 | 0.22208
|  | 2014-08-11 | 13時 | 0.058766
|  | 2014-08-11 | 14時 | 0.041028
|  | 2014-08-11 | 15時 | 0.20811
|  | 2014-08-11 | 16時 | 0.12554
|  | 2014-08-11 | 17時 | 0.27942
|  | 2014-08-11 | 18時 | 0.27942
|  | 2014-08-11 | 19時 | 0.24654
|  | 2014-08-11 | 20時 | 0.19997
|  | 2014-08-11 | 21時 | 0.27272
|  | 2014-08-11 | 22時 | 0.27942
|  | 2014-08-11 | 23時 | 0.22357
|  | 2014-08-12 | 0時 | 0.080635
|  | 2014-08-12 | 1時 | 0.023408
|  | 2014-08-12 | 2時 | 0.02566
|  | 2014-08-12 | 3時 | 0.02566
|  | 2014-08-12 | 4時 | 0.023408
|  | 2014-08-12 | 5時 | 0.02566
|  | 2014-08-12 | 6時 | 0.02566
|  | 2014-08-12 | 7時 | 0.16682
|  | 2014-08-12 | 8時 | 0.27303
|  | 2014-08-12 | 9時 | 0.27303
|  | 2014-08-12 | 10時 | 0.27303
|  | 2014-08-12 | 11時 | 0.27303
|  | 2014-08-12 | 12時 | 0.26752
|  | 2014-08-12 | 13時 | 0.077916
|  | 2014-08-12 | 14時 | 0.02566
|  | 2014-08-12 | 15時 | 0.25765
|  | 2014-08-12 | 16時 | 0.27303
|  | 2014-08-12 | 17時 | 0.27303
|  | 2014-08-12 | 18時 | 0.27303
|  | 2014-08-12 | 19時 | 0.19702
|  | 2014-08-12 | 20時 | 0.23696
|  | 2014-08-12 | 21時 | 0.27303
|  | 2014-08-12 | 22時 | 0.22663
|  | 2014-08-12 | 23時 | 0.15986
|  | 2014-08-13 | 0時 | 0.06522
|  | 2014-08-13 | 1時 | 0.029047
|  | 2014-08-13 | 2時 | 0.031623
|  | 2014-08-13 | 3時 | 0.031623
|  | 2014-08-13 | 4時 | 0.029047
|  | 2014-08-13 | 5時 | 0.031623
|  | 2014-08-13 | 6時 | 0.031623
|  | 2014-08-13 | 7時 | 0.13392
|  | 2014-08-13 | 8時 | 0.31465
|  | 2014-08-13 | 9時 | 0.31465
|  | 2014-08-13 | 10時 | 0.31465
|  | 2014-08-13 | 11時 | 0.31465
|  | 2014-08-13 | 12時 | 0.28684
|  | 2014-08-13 | 13時 | 0.091413
|  | 2014-08-13 | 14時 | 0.031623
|  | 2014-08-13 | 15時 | 0.22387
|  | 2014-08-13 | 16時 | 0.31465
|  | 2014-08-13 | 17時 | 0.31465
|  | 2014-08-13 | 18時 | 0.31465
|  | 2014-08-13 | 19時 | 0.22542
|  | 2014-08-13 | 20時 | 0.27339
|  | 2014-08-13 | 21時 | 0.31465
|  | 2014-08-13 | 22時 | 0.25254
|  | 2014-08-13 | 23時 | 0.1561
|  | 2014-08-14 | 0時 | 0.086415
|  | 2014-08-14 | 1時 | 0.025526
|  | 2014-08-14 | 2時 | 0.0279
|  | 2014-08-14 | 3時 | 0.0279
|  | 2014-08-14 | 4時 | 0.025526
|  | 2014-08-14 | 5時 | 0.0279
|  | 2014-08-14 | 6時 | 0.15296
|  | 2014-08-14 | 7時 | 0.2148
|  | 2014-08-14 | 8時 | 0.15146
|  | 2014-08-14 | 9時 | 0.22493
|  | 2014-08-14 | 10時 | 0.058049
|  | 2014-08-14 | 11時 | 0.2268
|  | 2014-08-14 | 12時 | 0.21177
|  | 2014-08-14 | 13時 | 0.061099
|  | 2014-08-14 | 14時 | 0.042804
|  | 2014-08-14 | 15時 | 0.14341
|  | 2014-08-14 | 16時 | 0.1066
|  | 2014-08-14 | 17時 | 0.28866
|  | 2014-08-14 | 18時 | 0.28495
|  | 2014-08-14 | 19時 | 0.25559
|  | 2014-08-14 | 20時 | 0.19172
|  | 2014-08-14 | 21時 | 0.2737
|  | 2014-08-14 | 22時 | 0.2803
|  | 2014-08-14 | 23時 | 0.22761
|  | 2014-08-15 | 0時 | 0.083164
|  | 2014-08-15 | 1時 | 0.024213
|  | 2014-08-15 | 2時 | 0.026512
|  | 2014-08-15 | 3時 | 0.026512
|  | 2014-08-15 | 4時 | 0.024213
|  | 2014-08-15 | 5時 | 0.026512
|  | 2014-08-15 | 6時 | 0.13288
|  | 2014-08-15 | 7時 | 0.19857
|  | 2014-08-15 | 8時 | 0.12428
|  | 2014-08-15 | 9時 | 0.21726
|  | 2014-08-15 | 10時 | 0.055701
|  | 2014-08-15 | 11時 | 0.067312
|  | 2014-08-15 | 12時 | 0.16726
|  | 2014-08-15 | 13時 | 0.058653
|  | 2014-08-15 | 14時 | 0.040941
|  | 2014-08-15 | 15時 | 0.076617
|  | 2014-08-15 | 16時 | 0.075869
|  | 2014-08-15 | 17時 | 0.2018
|  | 2014-08-15 | 18時 | 0.23636
|  | 2014-08-15 | 19時 | 0.20042
|  | 2014-08-15 | 20時 | 0.16407
|  | 2014-08-15 | 21時 | 0.24264
|  | 2014-08-15 | 22時 | 0.22225
|  | 2014-08-15 | 23時 | 0.19401
|  | 2014-08-16 | 0時 | 0.10708
|  | 2014-08-16 | 1時 | 0.03387
|  | 2014-08-16 | 2時 | 0.036724
|  | 2014-08-16 | 3時 | 0.036724
|  | 2014-08-16 | 4時 | 0.03387
|  | 2014-08-16 | 5時 | 0.036724
|  | 2014-08-16 | 6時 | 0.15496
|  | 2014-08-16 | 7時 | 0.22644
|  | 2014-08-16 | 8時 | 0.15283
|  | 2014-08-16 | 9時 | 0.27362
|  | 2014-08-16 | 10時 | 0.072974
|  | 2014-08-16 | 11時 | 0.097157
|  | 2014-08-16 | 12時 | 0.21162
|  | 2014-08-16 | 13時 | 0.076641
|  | 2014-08-16 | 14時 | 0.054644
|  | 2014-08-16 | 15時 | 0.095799
|  | 2014-08-16 | 16時 | 0.097161
|  | 2014-08-16 | 17時 | 0.23462
|  | 2014-08-16 | 18時 | 0.28586
|  | 2014-08-16 | 19時 | 0.24933
|  | 2014-08-16 | 20時 | 0.19695
|  | 2014-08-16 | 21時 | 0.29044
|  | 2014-08-16 | 22時 | 0.26425
|  | 2014-08-16 | 23時 | 0.24474
|  | 2014-08-17 | 0時 | 0.10063
|  | 2014-08-17 | 1時 | 0.031263
|  | 2014-08-17 | 2時 | 0.033968
|  | 2014-08-17 | 3時 | 0.033968
|  | 2014-08-17 | 4時 | 0.031263
|  | 2014-08-17 | 5時 | 0.033968
|  | 2014-08-17 | 6時 | 0.14598
|  | 2014-08-17 | 7時 | 0.21371
|  | 2014-08-17 | 8時 | 0.13182
|  | 2014-08-17 | 9時 | 0.25841
|  | 2014-08-17 | 10時 | 0.068312
|  | 2014-08-17 | 11時 | 0.12875
|  | 2014-08-17 | 12時 | 0.22606
|  | 2014-08-17 | 13時 | 0.071786
|  | 2014-08-17 | 14時 | 0.050946
|  | 2014-08-17 | 15時 | 0.13906
|  | 2014-08-17 | 16時 | 0.10582
|  | 2014-08-17 | 17時 | 0.23781
|  | 2014-08-17 | 18時 | 0.27609
|  | 2014-08-17 | 19時 | 0.23781
|  | 2014-08-17 | 20時 | 0.19251
|  | 2014-08-17 | 21時 | 0.28297
|  | 2014-08-17 | 22時 | 0.29309
|  | 2014-08-17 | 23時 | 0.23105
|  | 2014-08-18 | 0時 | 0.089629
|  | 2014-08-18 | 1時 | 0.026824
|  | 2014-08-18 | 2時 | 0.029272
|  | 2014-08-18 | 3時 | 0.029272
|  | 2014-08-18 | 4時 | 0.026824
|  | 2014-08-18 | 5時 | 0.029272
|  | 2014-08-18 | 6時 | 0.1307
|  | 2014-08-18 | 7時 | 0.21784
|  | 2014-08-18 | 8時 | 0.1561
|  | 2014-08-18 | 9時 | 0.2325
|  | 2014-08-18 | 10時 | 0.06037
|  | 2014-08-18 | 11時 | 0.2
|  | 2014-08-18 | 12時 | 0.23492
|  | 2014-08-18 | 13時 | 0.063515
|  | 2014-08-18 | 14時 | 0.044646
|  | 2014-08-18 | 15時 | 0.1597
|  | 2014-08-18 | 16時 | 0.11031
|  | 2014-08-18 | 17時 | 0.25275
|  | 2014-08-18 | 18時 | 0.27316
|  | 2014-08-18 | 19時 | 0.24542
|  | 2014-08-18 | 20時 | 0.19184
|  | 2014-08-18 | 21時 | 0.27015
|  | 2014-08-18 | 22時 | 0.27672
|  | 2014-08-18 | 23時 | 0.20772
|  | 2014-08-19 | 0時 | 0.056713
|  | 2014-08-19 | 1時 | 0.024342
|  | 2014-08-19 | 2時 | 0.026648
|  | 2014-08-19 | 3時 | 0.026648
|  | 2014-08-19 | 4時 | 0.024342
|  | 2014-08-19 | 5時 | 0.026648
|  | 2014-08-19 | 6時 | 0.026648
|  | 2014-08-19 | 7時 | 0.13047
|  | 2014-08-19 | 8時 | 0.27992
|  | 2014-08-19 | 9時 | 0.27992
|  | 2014-08-19 | 10時 | 0.27992
|  | 2014-08-19 | 11時 | 0.27992
|  | 2014-08-19 | 12時 | 0.27738
|  | 2014-08-19 | 13時 | 0.080151
|  | 2014-08-19 | 14時 | 0.026648
|  | 2014-08-19 | 15時 | 0.20987
|  | 2014-08-19 | 16時 | 0.27992
|  | 2014-08-19 | 17時 | 0.27992
|  | 2014-08-19 | 18時 | 0.27364
|  | 2014-08-19 | 19時 | 0.1807
|  | 2014-08-19 | 20時 | 0.23336
|  | 2014-08-19 | 21時 | 0.27992
|  | 2014-08-19 | 22時 | 0.22461
|  | 2014-08-19 | 23時 | 0.13804
|  | 2014-08-20 | 0時 | 0.03461
|  | 2014-08-20 | 1時 | 0.01212
|  | 2014-08-20 | 2時 | 0.013722
|  | 2014-08-20 | 3時 | 0.013722
|  | 2014-08-20 | 4時 | 0.01212
|  | 2014-08-20 | 5時 | 0.013722
|  | 2014-08-20 | 6時 | 0.039806
|  | 2014-08-20 | 7時 | 0.087576
|  | 2014-08-20 | 8時 | 0.18969
|  | 2014-08-20 | 9時 | 0.12526
|  | 2014-08-20 | 10時 | 0.10104
|  | 2014-08-20 | 11時 | 0.066657
|  | 2014-08-20 | 12時 | 0.04606
|  | 2014-08-20 | 13時 | 0.01212
|  | 2014-08-20 | 14時 | 0.013722
|  | 2014-08-20 | 15時 | 0.10913
|  | 2014-08-20 | 16時 | 0.073617
|  | 2014-08-20 | 17時 | 0.065801
|  | 2014-08-20 | 18時 | 0.039246
|  | 2014-08-20 | 19時 | 0.074796
|  | 2014-08-20 | 20時 | 0.16281
|  | 2014-08-20 | 21時 | 0.17903
|  | 2014-08-20 | 22時 | 0.10602
|  | 2014-08-20 | 23時 | 0.11238
|  | 2014-08-21 | 0時 | 0.10668
|  | 2014-08-21 | 1時 | 0.033709
|  | 2014-08-21 | 2時 | 0.036554
|  | 2014-08-21 | 3時 | 0.036554
|  | 2014-08-21 | 4時 | 0.033709
|  | 2014-08-21 | 5時 | 0.036554
|  | 2014-08-21 | 6時 | 0.1544
|  | 2014-08-21 | 7時 | 0.27702
|  | 2014-08-21 | 8時 | 0.17953
|  | 2014-08-21 | 9時 | 0.27269
|  | 2014-08-21 | 10時 | 0.072687
|  | 2014-08-21 | 11時 | 0.1488
|  | 2014-08-21 | 12時 | 0.23574
|  | 2014-08-21 | 13時 | 0.076342
|  | 2014-08-21 | 14時 | 0.054417
|  | 2014-08-21 | 15時 | 0.085309
|  | 2014-08-21 | 16時 | 0.081875
|  | 2014-08-21 | 17時 | 0.21052
|  | 2014-08-21 | 18時 | 0.27155
|  | 2014-08-21 | 19時 | 0.22974
|  | 2014-08-21 | 20時 | 0.15686
|  | 2014-08-21 | 21時 | 0.24648
|  | 2014-08-21 | 22時 | 0.263
|  | 2014-08-21 | 23時 | 0.2439
|  | 2014-08-22 | 0時 | 0.098222
|  | 2014-08-22 | 1時 | 0.030293
|  | 2014-08-22 | 2時 | 0.032941
|  | 2014-08-22 | 3時 | 0.032941
|  | 2014-08-22 | 4時 | 0.030293
|  | 2014-08-22 | 5時 | 0.032941
|  | 2014-08-22 | 6時 | 0.14264
|  | 2014-08-22 | 7時 | 0.20897
|  | 2014-08-22 | 8時 | 0.11959
|  | 2014-08-22 | 9時 | 0.25275
|  | 2014-08-22 | 10時 | 0.066576
|  | 2014-08-22 | 11時 | 0.041864
|  | 2014-08-22 | 12時 | 0.16578
|  | 2014-08-22 | 13時 | 0.069978
|  | 2014-08-22 | 14時 | 0.049568
|  | 2014-08-22 | 15時 | 0.043035
|  | 2014-08-22 | 16時 | 0.062975
|  | 2014-08-22 | 17時 | 0.14756
|  | 2014-08-22 | 18時 | 0.24534
|  | 2014-08-22 | 19時 | 0.17366
|  | 2014-08-22 | 20時 | 0.13774
|  | 2014-08-22 | 21時 | 0.19978
|  | 2014-08-22 | 22時 | 0.21547
|  | 2014-08-22 | 23時 | 0.22595
|  | 2014-08-23 | 0時 | 0.12998
|  | 2014-08-23 | 1時 | 0.043116
|  | 2014-08-23 | 2時 | 0.046502
|  | 2014-08-23 | 3時 | 0.046502
|  | 2014-08-23 | 4時 | 0.043116
|  | 2014-08-23 | 5時 | 0.046502
|  | 2014-08-23 | 6時 | 0.18679
|  | 2014-08-23 | 7時 | 0.27161
|  | 2014-08-23 | 8時 | 0.1573
|  | 2014-08-23 | 9時 | 0.32759
|  | 2014-08-23 | 10時 | 0.089514
|  | 2014-08-23 | 11時 | 0.067095
|  | 2014-08-23 | 12時 | 0.24896
|  | 2014-08-23 | 13時 | 0.093865
|  | 2014-08-23 | 14時 | 0.067765
|  | 2014-08-23 | 15時 | 0.11115
|  | 2014-08-23 | 16時 | 0.10673
|  | 2014-08-23 | 17時 | 0.25619
|  | 2014-08-23 | 18時 | 0.32682
|  | 2014-08-23 | 19時 | 0.27663
|  | 2014-08-23 | 20時 | 0.18796
|  | 2014-08-23 | 21時 | 0.29621
|  | 2014-08-23 | 22時 | 0.27992
|  | 2014-08-23 | 23時 | 0.29332
|  | 2014-08-24 | 0時 | 0.085568
|  | 2014-08-24 | 1時 | 0.025184
|  | 2014-08-24 | 2時 | 0.027539
|  | 2014-08-24 | 3時 | 0.027539
|  | 2014-08-24 | 4時 | 0.025184
|  | 2014-08-24 | 5時 | 0.027539
|  | 2014-08-24 | 6時 | 0.12505
|  | 2014-08-24 | 7時 | 0.18402
|  | 2014-08-24 | 8時 | 0.11488
|  | 2014-08-24 | 9時 | 0.22293
|  | 2014-08-24 | 10時 | 0.057437
|  | 2014-08-24 | 11時 | 0.10855
|  | 2014-08-24 | 12時 | 0.19462
|  | 2014-08-24 | 13時 | 0.060462
|  | 2014-08-24 | 14時 | 0.042319
|  | 2014-08-24 | 15時 | 0.10128
|  | 2014-08-24 | 16時 | 0.082325
|  | 2014-08-24 | 17時 | 0.19609
|  | 2014-08-24 | 18時 | 0.23348
|  | 2014-08-24 | 19時 | 0.19524
|  | 2014-08-24 | 20時 | 0.16272
|  | 2014-08-24 | 21時 | 0.23789
|  | 2014-08-24 | 22時 | 0.22148
|  | 2014-08-24 | 23時 | 0.19911
|  | 2014-08-25 | 0時 | 0.10132
|  | 2014-08-25 | 1時 | 0.031542
|  | 2014-08-25 | 2時 | 0.034262
|  | 2014-08-25 | 3時 | 0.034262
|  | 2014-08-25 | 4時 | 0.031542
|  | 2014-08-25 | 5時 | 0.034262
|  | 2014-08-25 | 6時 | 0.14694
|  | 2014-08-25 | 7時 | 0.21507
|  | 2014-08-25 | 8時 | 0.12326
|  | 2014-08-25 | 9時 | 0.26004
|  | 2014-08-25 | 10時 | 0.06881
|  | 2014-08-25 | 11時 | 0.091076
|  | 2014-08-25 | 12時 | 0.22246
|  | 2014-08-25 | 13時 | 0.072305
|  | 2014-08-25 | 14時 | 0.051341
|  | 2014-08-25 | 15時 | 0.16151
|  | 2014-08-25 | 16時 | 0.12382
|  | 2014-08-25 | 17時 | 0.27668
|  | 2014-08-25 | 18時 | 0.29042
|  | 2014-08-25 | 19時 | 0.25245
|  | 2014-08-25 | 20時 | 0.20006
|  | 2014-08-25 | 21時 | 0.29167
|  | 2014-08-25 | 22時 | 0.2994
|  | 2014-08-25 | 23時 | 0.23251
|  | 2014-08-26 | 0時 | 0.05676
|  | 2014-08-26 | 1時 | 0.024369
|  | 2014-08-26 | 2時 | 0.026676
|  | 2014-08-26 | 3時 | 0.026676
|  | 2014-08-26 | 4時 | 0.024369
|  | 2014-08-26 | 5時 | 0.026676
|  | 2014-08-26 | 6時 | 0.026676
|  | 2014-08-26 | 7時 | 0.12176
|  | 2014-08-26 | 8時 | 0.28011
|  | 2014-08-26 | 9時 | 0.28011
|  | 2014-08-26 | 10時 | 0.28011
|  | 2014-08-26 | 11時 | 0.28011
|  | 2014-08-26 | 12時 | 0.28011
|  | 2014-08-26 | 13時 | 0.080214
|  | 2014-08-26 | 14時 | 0.026676
|  | 2014-08-26 | 15時 | 0.27497
|  | 2014-08-26 | 16時 | 0.28011
|  | 2014-08-26 | 17時 | 0.28011
|  | 2014-08-26 | 18時 | 0.28011
|  | 2014-08-26 | 19時 | 0.19794
|  | 2014-08-26 | 20時 | 0.24123
|  | 2014-08-26 | 21時 | 0.28011
|  | 2014-08-26 | 22時 | 0.23245
|  | 2014-08-26 | 23時 | 0.16415
|  | 2014-08-27 | 0時 | 0.064185
|  | 2014-08-27 | 1時 | 0.028474
|  | 2014-08-27 | 2時 | 0.031018
|  | 2014-08-27 | 3時 | 0.031018
|  | 2014-08-27 | 4時 | 0.028474
|  | 2014-08-27 | 5時 | 0.031018
|  | 2014-08-27 | 6時 | 0.031018
|  | 2014-08-27 | 7時 | 0.12386
|  | 2014-08-27 | 8時 | 0.31042
|  | 2014-08-27 | 9時 | 0.31042
|  | 2014-08-27 | 10時 | 0.31042
|  | 2014-08-27 | 11時 | 0.31042
|  | 2014-08-27 | 12時 | 0.31042
|  | 2014-08-27 | 13時 | 0.090042
|  | 2014-08-27 | 14時 | 0.031018
|  | 2014-08-27 | 15時 | 0.26097
|  | 2014-08-27 | 16時 | 0.31042
|  | 2014-08-27 | 17時 | 0.31042
|  | 2014-08-27 | 18時 | 0.30795
|  | 2014-08-27 | 19時 | 0.22184
|  | 2014-08-27 | 20時 | 0.27237
|  | 2014-08-27 | 21時 | 0.31042
|  | 2014-08-27 | 22時 | 0.2565
|  | 2014-08-27 | 23時 | 0.18247
|  | 2014-08-28 | 0時 | 0.082746
|  | 2014-08-28 | 1時 | 0.024045
|  | 2014-08-28 | 2時 | 0.026334
|  | 2014-08-28 | 3時 | 0.026334
|  | 2014-08-28 | 4時 | 0.024045
|  | 2014-08-28 | 5時 | 0.026334
|  | 2014-08-28 | 6時 | 0.1322
|  | 2014-08-28 | 7時 | 0.19925
|  | 2014-08-28 | 8時 | 0.13298
|  | 2014-08-28 | 9時 | 0.21628
|  | 2014-08-28 | 10時 | 0.055399
|  | 2014-08-28 | 11時 | 0.23827
|  | 2014-08-28 | 12時 | 0.23141
|  | 2014-08-28 | 13時 | 0.058339
|  | 2014-08-28 | 14時 | 0.040702
|  | 2014-08-28 | 15時 | 0.2375
|  | 2014-08-28 | 16時 | 0.12314
|  | 2014-08-28 | 17時 | 0.27773
|  | 2014-08-28 | 18時 | 0.27773
|  | 2014-08-28 | 19時 | 0.24466
|  | 2014-08-28 | 20時 | 0.1907
|  | 2014-08-28 | 21時 | 0.26509
|  | 2014-08-28 | 22時 | 0.27773
|  | 2014-08-28 | 23時 | 0.22093
|  | 2014-08-29 | 0時 | 0.089331
|  | 2014-08-29 | 1時 | 0.01794
|  | 2014-08-29 | 2時 | 0.019877
|  | 2014-08-29 | 3時 | 0.019877
|  | 2014-08-29 | 4時 | 0.01794
|  | 2014-08-29 | 5時 | 0.019877
|  | 2014-08-29 | 6時 | 0.12473
|  | 2014-08-29 | 7時 | 0.17551
|  | 2014-08-29 | 8時 | 0.12171
|  | 2014-08-29 | 9時 | 0.18064
|  | 2014-08-29 | 10時 | 0.044477
|  | 2014-08-29 | 11時 | 0.1816
|  | 2014-08-29 | 12時 | 0.18876
|  | 2014-08-29 | 13時 | 0.046965
|  | 2014-08-29 | 14時 | 0.032038
|  | 2014-08-29 | 15時 | 0.15692
|  | 2014-08-29 | 16時 | 0.09128
|  | 2014-08-29 | 17時 | 0.23265
|  | 2014-08-29 | 18時 | 0.22198
|  | 2014-08-29 | 19時 | 0.19921
|  | 2014-08-29 | 20時 | 0.14994
|  | 2014-08-29 | 21時 | 0.21284
|  | 2014-08-29 | 22時 | 0.22592
|  | 2014-08-29 | 23時 | 0.18312
|  | 2014-08-30 | 0時 | 0.090574
|  | 2014-08-30 | 1時 | 0.027205
|  | 2014-08-30 | 2時 | 0.029676
|  | 2014-08-30 | 3時 | 0.029676
|  | 2014-08-30 | 4時 | 0.027205
|  | 2014-08-30 | 5時 | 0.029676
|  | 2014-08-30 | 6時 | 0.15189
|  | 2014-08-30 | 7時 | 0.22297
|  | 2014-08-30 | 8時 | 0.14771
|  | 2014-08-30 | 9時 | 0.23473
|  | 2014-08-30 | 10時 | 0.061053
|  | 2014-08-30 | 11時 | 0.1913
|  | 2014-08-30 | 12時 | 0.24114
|  | 2014-08-30 | 13時 | 0.064226
|  | 2014-08-30 | 14時 | 0.045187
|  | 2014-08-30 | 15時 | 0.18137
|  | 2014-08-30 | 16時 | 0.10945
|  | 2014-08-30 | 17時 | 0.28082
|  | 2014-08-30 | 18時 | 0.2723
|  | 2014-08-30 | 19時 | 0.24932
|  | 2014-08-30 | 20時 | 0.18129
|  | 2014-08-30 | 21時 | 0.26296
|  | 2014-08-30 | 22時 | 0.27427
|  | 2014-08-30 | 23時 | 0.20973
|  | 2014-08-31 | 0時 | 0.096913
|  | 2014-08-31 | 1時 | 0.029764
|  | 2014-08-31 | 2時 | 0.032382
|  | 2014-08-31 | 3時 | 0.032382
|  | 2014-08-31 | 4時 | 0.029764
|  | 2014-08-31 | 5時 | 0.032382
|  | 2014-08-31 | 6時 | 0.14972
|  | 2014-08-31 | 7時 | 0.24337
|  | 2014-08-31 | 8時 | 0.17468
|  | 2014-08-31 | 9時 | 0.24966
|  | 2014-08-31 | 10時 | 0.06563
|  | 2014-08-31 | 11時 | 0.19161
|  | 2014-08-31 | 12時 | 0.23171
|  | 2014-08-31 | 13時 | 0.068993
|  | 2014-08-31 | 14時 | 0.048819
|  | 2014-08-31 | 15時 | 0.13146
|  | 2014-08-31 | 16時 | 0.10257
|  | 2014-08-31 | 17時 | 0.24149
|  | 2014-08-31 | 18時 | 0.26702
|  | 2014-08-31 | 19時 | 0.23119
|  | 2014-08-31 | 20時 | 0.18446
|  | 2014-08-31 | 21時 | 0.27054
|  | 2014-08-31 | 22時 | 0.28116
|  | 2014-08-31 | 23時 | 0.22317
|  | 2014-09-01 | 0時 | 0.12736
|  | 2014-09-01 | 1時 | 0.042056
|  | 2014-09-01 | 2時 | 0.045382
|  | 2014-09-01 | 3時 | 0.045382
|  | 2014-09-01 | 4時 | 0.042056
|  | 2014-09-01 | 5時 | 0.045382
|  | 2014-09-01 | 6時 | 0.18314
|  | 2014-09-01 | 7時 | 0.26643
|  | 2014-09-01 | 8時 | 0.15419
|  | 2014-09-01 | 9時 | 0.32141
|  | 2014-09-01 | 10時 | 0.087619
|  | 2014-09-01 | 11時 | 0.047632
|  | 2014-09-01 | 12時 | 0.20016
|  | 2014-09-01 | 13時 | 0.091891
|  | 2014-09-01 | 14時 | 0.066262
|  | 2014-09-01 | 15時 | 0.045382
|  | 2014-09-01 | 16時 | 0.07124
|  | 2014-09-01 | 17時 | 0.18932
|  | 2014-09-01 | 18時 | 0.3121
|  | 2014-09-01 | 19時 | 0.2242
|  | 2014-09-01 | 20時 | 0.17698
|  | 2014-09-01 | 21時 | 0.2549
|  | 2014-09-01 | 22時 | 0.27459
|  | 2014-09-01 | 23時 | 0.28775
|  | 2014-09-02 | 0時 | 0.079579
|  | 2014-09-02 | 1時 | 0.036987
|  | 2014-09-02 | 2時 | 0.040021
|  | 2014-09-02 | 3時 | 0.040021
|  | 2014-09-02 | 4時 | 0.036987
|  | 2014-09-02 | 5時 | 0.040021
|  | 2014-09-02 | 6時 | 0.040021
|  | 2014-09-02 | 7時 | 0.13606
|  | 2014-09-02 | 8時 | 0.24749
|  | 2014-09-02 | 9時 | 0.31072
|  | 2014-09-02 | 10時 | 0.27857
|  | 2014-09-02 | 11時 | 0.26457
|  | 2014-09-02 | 12時 | 0.27501
|  | 2014-09-02 | 13時 | 0.11042
|  | 2014-09-02 | 14時 | 0.040021
|  | 2014-09-02 | 15時 | 0.040021
|  | 2014-09-02 | 16時 | 0.27656
|  | 2014-09-02 | 17時 | 0.32182
|  | 2014-09-02 | 18時 | 0.31716
|  | 2014-09-02 | 19時 | 0.12019
|  | 2014-09-02 | 20時 | 0.2043
|  | 2014-09-02 | 21時 | 0.28017
|  | 2014-09-02 | 22時 | 0.26433
|  | 2014-09-02 | 23時 | 0.18659
|  | 2014-09-03 | 0時 | 0.062496
|  | 2014-09-03 | 1時 | 0.02754
|  | 2014-09-03 | 2時 | 0.03003
|  | 2014-09-03 | 3時 | 0.03003
|  | 2014-09-03 | 4時 | 0.02754
|  | 2014-09-03 | 5時 | 0.03003
|  | 2014-09-03 | 6時 | 0.07057
|  | 2014-09-03 | 7時 | 0.14482
|  | 2014-09-03 | 8時 | 0.24838
|  | 2014-09-03 | 9時 | 0.076015
|  | 2014-09-03 | 10時 | 0.02754
|  | 2014-09-03 | 11時 | 0.03003
|  | 2014-09-03 | 12時 | 0.03003
|  | 2014-09-03 | 13時 | 0.02754
|  | 2014-09-03 | 14時 | 0.03003
|  | 2014-09-03 | 15時 | 0.03003
|  | 2014-09-03 | 16時 | 0.02754
|  | 2014-09-03 | 17時 | 0.03003
|  | 2014-09-03 | 18時 | 0.03003
|  | 2014-09-03 | 19時 | 0.02754
|  | 2014-09-03 | 20時 | 0.1754
|  | 2014-09-03 | 21時 | 0.20522
|  | 2014-09-03 | 22時 | 0.14489
|  | 2014-09-03 | 23時 | 0.18338
|  | 2014-09-04 | 0時 | 0.1259
|  | 2014-09-04 | 1時 | 0.041467
|  | 2014-09-04 | 2時 | 0.044759
|  | 2014-09-04 | 3時 | 0.044759
|  | 2014-09-04 | 4時 | 0.041467
|  | 2014-09-04 | 5時 | 0.044759
|  | 2014-09-04 | 6時 | 0.18111
|  | 2014-09-04 | 7時 | 0.26355
|  | 2014-09-04 | 8時 | 0.15245
|  | 2014-09-04 | 9時 | 0.31797
|  | 2014-09-04 | 10時 | 0.086565
|  | 2014-09-04 | 11時 | 0.046986
|  | 2014-09-04 | 12時 | 0.19796
|  | 2014-09-04 | 13時 | 0.090794
|  | 2014-09-04 | 14時 | 0.065426
|  | 2014-09-04 | 15時 | 0.044759
|  | 2014-09-04 | 16時 | 0.070353
|  | 2014-09-04 | 17時 | 0.18723
|  | 2014-09-04 | 18時 | 0.30876
|  | 2014-09-04 | 19時 | 0.22094
|  | 2014-09-04 | 20時 | 0.17501
|  | 2014-09-04 | 21時 | 0.25214
|  | 2014-09-04 | 22時 | 0.27163
|  | 2014-09-04 | 23時 | 0.28466
|  | 2014-09-05 | 0時 | 0.099437
|  | 2014-09-05 | 1時 | 0.030784
|  | 2014-09-05 | 2時 | 0.03346
|  | 2014-09-05 | 3時 | 0.03346
|  | 2014-09-05 | 4時 | 0.030784
|  | 2014-09-05 | 5時 | 0.03346
|  | 2014-09-05 | 6時 | 0.14433
|  | 2014-09-05 | 7時 | 0.21137
|  | 2014-09-05 | 8時 | 0.12103
|  | 2014-09-05 | 9時 | 0.25561
|  | 2014-09-05 | 10時 | 0.067454
|  | 2014-09-05 | 11時 | 0.035272
|  | 2014-09-05 | 12時 | 0.15803
|  | 2014-09-05 | 13時 | 0.070892
|  | 2014-09-05 | 14時 | 0.050265
|  | 2014-09-05 | 15時 | 0.03346
|  | 2014-09-05 | 16時 | 0.054271
|  | 2014-09-05 | 17時 | 0.1493
|  | 2014-09-05 | 18時 | 0.24813
|  | 2014-09-05 | 19時 | 0.1709
|  | 2014-09-05 | 20時 | 0.13937
|  | 2014-09-05 | 21時 | 0.20208
|  | 2014-09-05 | 22時 | 0.21793
|  | 2014-09-05 | 23時 | 0.22853
|  | 2014-09-06 | 0時 | 0.14049
|  | 2014-09-06 | 1時 | 0.047356
|  | 2014-09-06 | 2時 | 0.050987
|  | 2014-09-06 | 3時 | 0.050987
|  | 2014-09-06 | 4時 | 0.047356
|  | 2014-09-06 | 5時 | 0.050987
|  | 2014-09-06 | 6時 | 0.20138
|  | 2014-09-06 | 7時 | 0.29232
|  | 2014-09-06 | 8時 | 0.16978
|  | 2014-09-06 | 9時 | 0.35234
|  | 2014-09-06 | 10時 | 0.097099
|  | 2014-09-06 | 11時 | 0.053444
|  | 2014-09-06 | 12時 | 0.21997
|  | 2014-09-06 | 13時 | 0.10176
|  | 2014-09-06 | 14時 | 0.073782
|  | 2014-09-06 | 15時 | 0.050987
|  | 2014-09-06 | 16時 | 0.079217
|  | 2014-09-06 | 17時 | 0.20813
|  | 2014-09-06 | 18時 | 0.34218
|  | 2014-09-06 | 19時 | 0.24989
|  | 2014-09-06 | 20時 | 0.19466
|  | 2014-09-06 | 21時 | 0.27973
|  | 2014-09-06 | 22時 | 0.30123
|  | 2014-09-06 | 23時 | 0.3156
|  | 2014-09-07 | 0時 | 0.099947
|  | 2014-09-07 | 1時 | 0.030989
|  | 2014-09-07 | 2時 | 0.033678
|  | 2014-09-07 | 3時 | 0.033678
|  | 2014-09-07 | 4時 | 0.030989
|  | 2014-09-07 | 5時 | 0.033678
|  | 2014-09-07 | 6時 | 0.14504
|  | 2014-09-07 | 7時 | 0.21237
|  | 2014-09-07 | 8時 | 0.12164
|  | 2014-09-07 | 9時 | 0.25681
|  | 2014-09-07 | 10時 | 0.067822
|  | 2014-09-07 | 11時 | 0.035497
|  | 2014-09-07 | 12時 | 0.1588
|  | 2014-09-07 | 13時 | 0.071276
|  | 2014-09-07 | 14時 | 0.050557
|  | 2014-09-07 | 15時 | 0.033678
|  | 2014-09-07 | 16時 | 0.054581
|  | 2014-09-07 | 17時 | 0.15004
|  | 2014-09-07 | 18時 | 0.24929
|  | 2014-09-07 | 19時 | 0.17082
|  | 2014-09-07 | 20時 | 0.14006
|  | 2014-09-07 | 21時 | 0.20305
|  | 2014-09-07 | 22時 | 0.21897
|  | 2014-09-07 | 23時 | 0.22961
|  | 2014-09-08 | 0時 | 0.12688
|  | 2014-09-08 | 1時 | 0.041865
|  | 2014-09-08 | 2時 | 0.04518
|  | 2014-09-08 | 3時 | 0.04518
|  | 2014-09-08 | 4時 | 0.041865
|  | 2014-09-08 | 5時 | 0.04518
|  | 2014-09-08 | 6時 | 0.18248
|  | 2014-09-08 | 7時 | 0.2655
|  | 2014-09-08 | 8時 | 0.15362
|  | 2014-09-08 | 9時 | 0.32029
|  | 2014-09-08 | 10時 | 0.087277
|  | 2014-09-08 | 11時 | 0.047422
|  | 2014-09-08 | 12時 | 0.19945
|  | 2014-09-08 | 13時 | 0.091535
|  | 2014-09-08 | 14時 | 0.06599
|  | 2014-09-08 | 15時 | 0.04518
|  | 2014-09-08 | 16時 | 0.070952
|  | 2014-09-08 | 17時 | 0.18864
|  | 2014-09-08 | 18時 | 0.31102
|  | 2014-09-08 | 19時 | 0.22194
|  | 2014-09-08 | 20時 | 0.17634
|  | 2014-09-08 | 21時 | 0.254
|  | 2014-09-08 | 22時 | 0.27363
|  | 2014-09-08 | 23時 | 0.28675
|  | 2014-09-09 | 0時 | 0.080376
|  | 2014-09-09 | 1時 | 0.037427
|  | 2014-09-09 | 2時 | 0.040487
|  | 2014-09-09 | 3時 | 0.040487
|  | 2014-09-09 | 4時 | 0.037427
|  | 2014-09-09 | 5時 | 0.040487
|  | 2014-09-09 | 6時 | 0.040487
|  | 2014-09-09 | 7時 | 0.13733
|  | 2014-09-09 | 8時 | 0.24969
|  | 2014-09-09 | 9時 | 0.31345
|  | 2014-09-09 | 10時 | 0.28104
|  | 2014-09-09 | 11時 | 0.26691
|  | 2014-09-09 | 12時 | 0.27744
|  | 2014-09-09 | 13時 | 0.11147
|  | 2014-09-09 | 14時 | 0.040487
|  | 2014-09-09 | 15時 | 0.040487
|  | 2014-09-09 | 16時 | 0.279
|  | 2014-09-09 | 17時 | 0.32464
|  | 2014-09-09 | 18時 | 0.31995
|  | 2014-09-09 | 19時 | 0.12083
|  | 2014-09-09 | 20時 | 0.20614
|  | 2014-09-09 | 21時 | 0.28265
|  | 2014-09-09 | 22時 | 0.26667
|  | 2014-09-09 | 23時 | 0.18828
|  | 2014-09-10 | 0時 | 0.089927
|  | 2014-09-10 | 1時 | 0.042709
|  | 2014-09-10 | 2時 | 0.046073
|  | 2014-09-10 | 3時 | 0.046073
|  | 2014-09-10 | 4時 | 0.042709
|  | 2014-09-10 | 5時 | 0.046073
|  | 2014-09-10 | 6時 | 0.046073
|  | 2014-09-10 | 7時 | 0.15254
|  | 2014-09-10 | 8時 | 0.27608
|  | 2014-09-10 | 9時 | 0.34617
|  | 2014-09-10 | 10時 | 0.31054
|  | 2014-09-10 | 11時 | 0.29501
|  | 2014-09-10 | 12時 | 0.30659
|  | 2014-09-10 | 13時 | 0.12412
|  | 2014-09-10 | 14時 | 0.046073
|  | 2014-09-10 | 15時 | 0.046073
|  | 2014-09-10 | 16時 | 0.3083
|  | 2014-09-10 | 17時 | 0.35848
|  | 2014-09-10 | 18時 | 0.35331
|  | 2014-09-10 | 19時 | 0.13786
|  | 2014-09-10 | 20時 | 0.2282
|  | 2014-09-10 | 21時 | 0.31231
|  | 2014-09-10 | 22時 | 0.29475
|  | 2014-09-10 | 23時 | 0.20856
|  | 2014-09-11 | 0時 | 0.12905
|  | 2014-09-11 | 1時 | 0.042739
|  | 2014-09-11 | 2時 | 0.046104
|  | 2014-09-11 | 3時 | 0.046104
|  | 2014-09-11 | 4時 | 0.042739
|  | 2014-09-11 | 5時 | 0.046104
|  | 2014-09-11 | 6時 | 0.18549
|  | 2014-09-11 | 7時 | 0.26977
|  | 2014-09-11 | 8時 | 0.1562
|  | 2014-09-11 | 9時 | 0.32539
|  | 2014-09-11 | 10時 | 0.08884
|  | 2014-09-11 | 11時 | 0.048381
|  | 2014-09-11 | 12時 | 0.20271
|  | 2014-09-11 | 13時 | 0.093163
|  | 2014-09-11 | 14時 | 0.067231
|  | 2014-09-11 | 15時 | 0.046104
|  | 2014-09-11 | 16時 | 0.072267
|  | 2014-09-11 | 17時 | 0.19174
|  | 2014-09-11 | 18時 | 0.31598
|  | 2014-09-11 | 19時 | 0.2249
|  | 2014-09-11 | 20時 | 0.17926
|  | 2014-09-11 | 21時 | 0.2581
|  | 2014-09-11 | 22時 | 0.27802
|  | 2014-09-11 | 23時 | 0.29134
|  | 2014-09-12 | 0時 | 0.10924
|  | 2014-09-12 | 1時 | 0.034742
|  | 2014-09-12 | 2時 | 0.037647
|  | 2014-09-12 | 3時 | 0.037647
|  | 2014-09-12 | 4時 | 0.034742
|  | 2014-09-12 | 5時 | 0.037647
|  | 2014-09-12 | 6時 | 0.15796
|  | 2014-09-12 | 7時 | 0.2307
|  | 2014-09-12 | 8時 | 0.13267
|  | 2014-09-12 | 9時 | 0.27872
|  | 2014-09-12 | 10時 | 0.074535
|  | 2014-09-12 | 11時 | 0.039612
|  | 2014-09-12 | 12時 | 0.17283
|  | 2014-09-12 | 13時 | 0.078266
|  | 2014-09-12 | 14時 | 0.055883
|  | 2014-09-12 | 15時 | 0.037647
|  | 2014-09-12 | 16時 | 0.06023
|  | 2014-09-12 | 17時 | 0.16336
|  | 2014-09-12 | 18時 | 0.27059
|  | 2014-09-12 | 19時 | 0.18715
|  | 2014-09-12 | 20時 | 0.15258
|  | 2014-09-12 | 21時 | 0.22063
|  | 2014-09-12 | 22時 | 0.23783
|  | 2014-09-12 | 23時 | 0.24933
|  | 2014-09-13 | 0時 | 0.13068
|  | 2014-09-13 | 1時 | 0.043398
|  | 2014-09-13 | 2時 | 0.046801
|  | 2014-09-13 | 3時 | 0.046801
|  | 2014-09-13 | 4時 | 0.043398
|  | 2014-09-13 | 5時 | 0.046801
|  | 2014-09-13 | 6時 | 0.18776
|  | 2014-09-13 | 7時 | 0.27298
|  | 2014-09-13 | 8時 | 0.15813
|  | 2014-09-13 | 9時 | 0.32924
|  | 2014-09-13 | 10時 | 0.090019
|  | 2014-09-13 | 11時 | 0.049103
|  | 2014-09-13 | 12時 | 0.20518
|  | 2014-09-13 | 13時 | 0.09439
|  | 2014-09-13 | 14時 | 0.068166
|  | 2014-09-13 | 15時 | 0.046801
|  | 2014-09-13 | 16時 | 0.073259
|  | 2014-09-13 | 17時 | 0.19408
|  | 2014-09-13 | 18時 | 0.31972
|  | 2014-09-13 | 19時 | 0.22795
|  | 2014-09-13 | 20時 | 0.18145
|  | 2014-09-13 | 21時 | 0.26118
|  | 2014-09-13 | 22時 | 0.28133
|  | 2014-09-13 | 23時 | 0.2948
|  | 2014-09-14 | 0時 | 0.1317
|  | 2014-09-14 | 1時 | 0.04381
|  | 2014-09-14 | 2時 | 0.047237
|  | 2014-09-14 | 3時 | 0.047237
|  | 2014-09-14 | 4時 | 0.04381
|  | 2014-09-14 | 5時 | 0.047237
|  | 2014-09-14 | 6時 | 0.18918
|  | 2014-09-14 | 7時 | 0.275
|  | 2014-09-14 | 8時 | 0.15935
|  | 2014-09-14 | 9時 | 0.33164
|  | 2014-09-14 | 10時 | 0.090756
|  | 2014-09-14 | 11時 | 0.049556
|  | 2014-09-14 | 12時 | 0.20672
|  | 2014-09-14 | 13時 | 0.095158
|  | 2014-09-14 | 14時 | 0.068751
|  | 2014-09-14 | 15時 | 0.047237
|  | 2014-09-14 | 16時 | 0.07388
|  | 2014-09-14 | 17時 | 0.19554
|  | 2014-09-14 | 18時 | 0.32206
|  | 2014-09-14 | 19時 | 0.2298
|  | 2014-09-14 | 20時 | 0.18283
|  | 2014-09-14 | 21時 | 0.26311
|  | 2014-09-14 | 22時 | 0.28341
|  | 2014-09-14 | 23時 | 0.29697
|  | 2014-09-15 | 0時 | 0.072278
|  | 2014-09-15 | 1時 | 0.032949
|  | 2014-09-15 | 2時 | 0.035751
|  | 2014-09-15 | 3時 | 0.035751
|  | 2014-09-15 | 4時 | 0.032949
|  | 2014-09-15 | 5時 | 0.035751
|  | 2014-09-15 | 6時 | 0.081362
|  | 2014-09-15 | 7時 | 0.1649
|  | 2014-09-15 | 8時 | 0.28141
|  | 2014-09-15 | 9時 | 0.087488
|  | 2014-09-15 | 10時 | 0.032949
|  | 2014-09-15 | 11時 | 0.035751
|  | 2014-09-15 | 12時 | 0.035751
|  | 2014-09-15 | 13時 | 0.032949
|  | 2014-09-15 | 14時 | 0.035751
|  | 2014-09-15 | 15時 | 0.035751
|  | 2014-09-15 | 16時 | 0.032949
|  | 2014-09-15 | 17時 | 0.035751
|  | 2014-09-15 | 18時 | 0.035751
|  | 2014-09-15 | 19時 | 0.032949
|  | 2014-09-15 | 20時 | 0.19931
|  | 2014-09-15 | 21時 | 0.23285
|  | 2014-09-15 | 22時 | 0.16497
|  | 2014-09-15 | 23時 | 0.20828
|  | 2014-09-16 | 0時 | 0.084651
|  | 2014-09-16 | 1時 | 0.039791
|  | 2014-09-16 | 2時 | 0.042987
|  | 2014-09-16 | 3時 | 0.042987
|  | 2014-09-16 | 4時 | 0.039791
|  | 2014-09-16 | 5時 | 0.042987
|  | 2014-09-16 | 6時 | 0.042987
|  | 2014-09-16 | 7時 | 0.14414
|  | 2014-09-16 | 8時 | 0.2615
|  | 2014-09-16 | 9時 | 0.32809
|  | 2014-09-16 | 10時 | 0.29424
|  | 2014-09-16 | 11時 | 0.27949
|  | 2014-09-16 | 12時 | 0.29049
|  | 2014-09-16 | 13時 | 0.11713
|  | 2014-09-16 | 14時 | 0.042987
|  | 2014-09-16 | 15時 | 0.042987
|  | 2014-09-16 | 16時 | 0.29212
|  | 2014-09-16 | 17時 | 0.33979
|  | 2014-09-16 | 18時 | 0.33488
|  | 2014-09-16 | 19時 | 0.12717
|  | 2014-09-16 | 20時 | 0.21601
|  | 2014-09-16 | 21時 | 0.29592
|  | 2014-09-16 | 22時 | 0.27924
|  | 2014-09-16 | 23時 | 0.19736
|  | 2014-09-17 | 0時 | 0.075823
|  | 2014-09-17 | 1時 | 0.03491
|  | 2014-09-17 | 2時 | 0.037824
|  | 2014-09-17 | 3時 | 0.037824
|  | 2014-09-17 | 4時 | 0.03491
|  | 2014-09-17 | 5時 | 0.037824
|  | 2014-09-17 | 6時 | 0.085274
|  | 2014-09-17 | 7時 | 0.17218
|  | 2014-09-17 | 8時 | 0.29338
|  | 2014-09-17 | 9時 | 0.091647
|  | 2014-09-17 | 10時 | 0.03491
|  | 2014-09-17 | 11時 | 0.037824
|  | 2014-09-17 | 12時 | 0.037824
|  | 2014-09-17 | 13時 | 0.03491
|  | 2014-09-17 | 14時 | 0.037824
|  | 2014-09-17 | 15時 | 0.037824
|  | 2014-09-17 | 16時 | 0.03491
|  | 2014-09-17 | 17時 | 0.037824
|  | 2014-09-17 | 18時 | 0.037824
|  | 2014-09-17 | 19時 | 0.03491
|  | 2014-09-17 | 20時 | 0.20797
|  | 2014-09-17 | 21時 | 0.24287
|  | 2014-09-17 | 22時 | 0.17225
|  | 2014-09-17 | 23時 | 0.21731
|  | 2014-09-18 | 0時 | 0.13601
|  | 2014-09-18 | 1時 | 0.045547
|  | 2014-09-18 | 2時 | 0.049074
|  | 2014-09-18 | 3時 | 0.049074
|  | 2014-09-18 | 4時 | 0.045547
|  | 2014-09-18 | 5時 | 0.049074
|  | 2014-09-18 | 6時 | 0.19516
|  | 2014-09-18 | 7時 | 0.28348
|  | 2014-09-18 | 8時 | 0.16445
|  | 2014-09-18 | 9時 | 0.34178
|  | 2014-09-18 | 10時 | 0.093863
|  | 2014-09-18 | 11時 | 0.05146
|  | 2014-09-18 | 12時 | 0.21321
|  | 2014-09-18 | 13時 | 0.098394
|  | 2014-09-18 | 14時 | 0.071216
|  | 2014-09-18 | 15時 | 0.049074
|  | 2014-09-18 | 16時 | 0.076494
|  | 2014-09-18 | 17時 | 0.20171
|  | 2014-09-18 | 18時 | 0.33192
|  | 2014-09-18 | 19時 | 0.23731
|  | 2014-09-18 | 20時 | 0.18862
|  | 2014-09-18 | 21時 | 0.27125
|  | 2014-09-18 | 22時 | 0.29214
|  | 2014-09-18 | 23時 | 0.30609
|  | 2014-09-19 | 0時 | 0.12026
|  | 2014-09-19 | 1時 | 0.03919
|  | 2014-09-19 | 2時 | 0.04235
|  | 2014-09-19 | 3時 | 0.04235
|  | 2014-09-19 | 4時 | 0.03919
|  | 2014-09-19 | 5時 | 0.04235
|  | 2014-09-19 | 6時 | 0.17327
|  | 2014-09-19 | 7時 | 0.25243
|  | 2014-09-19 | 8時 | 0.14576
|  | 2014-09-19 | 9時 | 0.30468
|  | 2014-09-19 | 10時 | 0.082491
|  | 2014-09-19 | 11時 | 0.044489
|  | 2014-09-19 | 12時 | 0.18945
|  | 2014-09-19 | 13時 | 0.086551
|  | 2014-09-19 | 14時 | 0.062194
|  | 2014-09-19 | 15時 | 0.04235
|  | 2014-09-19 | 16時 | 0.066925
|  | 2014-09-19 | 17時 | 0.17914
|  | 2014-09-19 | 18時 | 0.29584
|  | 2014-09-19 | 19時 | 0.20716
|  | 2014-09-19 | 20時 | 0.16742
|  | 2014-09-19 | 21時 | 0.24147
|  | 2014-09-19 | 22時 | 0.26018
|  | 2014-09-19 | 23時 | 0.27269
|  | 2014-09-20 | 0時 | 0.15455
|  | 2014-09-20 | 1時 | 0.053034
|  | 2014-09-20 | 2時 | 0.056992
|  | 2014-09-20 | 3時 | 0.056992
|  | 2014-09-20 | 4時 | 0.053034
|  | 2014-09-20 | 5時 | 0.056992
|  | 2014-09-20 | 6時 | 0.22093
|  | 2014-09-20 | 7時 | 0.32006
|  | 2014-09-20 | 8時 | 0.18648
|  | 2014-09-20 | 9時 | 0.38548
|  | 2014-09-20 | 10時 | 0.10726
|  | 2014-09-20 | 11時 | 0.05967
|  | 2014-09-20 | 12時 | 0.24119
|  | 2014-09-20 | 13時 | 0.11234
|  | 2014-09-20 | 14時 | 0.081841
|  | 2014-09-20 | 15時 | 0.056992
|  | 2014-09-20 | 16時 | 0.087765
|  | 2014-09-20 | 17時 | 0.22829
|  | 2014-09-20 | 18時 | 0.37441
|  | 2014-09-20 | 19時 | 0.27334
|  | 2014-09-20 | 20時 | 0.2136
|  | 2014-09-20 | 21時 | 0.30633
|  | 2014-09-20 | 22時 | 0.32977
|  | 2014-09-20 | 23時 | 0.34543
|  | 2014-09-21 | 0時 | 0.12151
|  | 2014-09-21 | 1時 | 0.039697
|  | 2014-09-21 | 2時 | 0.042887
|  | 2014-09-21 | 3時 | 0.042887
|  | 2014-09-21 | 4時 | 0.039697
|  | 2014-09-21 | 5時 | 0.042887
|  | 2014-09-21 | 6時 | 0.17502
|  | 2014-09-21 | 7時 | 0.25491
|  | 2014-09-21 | 8時 | 0.14725
|  | 2014-09-21 | 9時 | 0.30763
|  | 2014-09-21 | 10時 | 0.083398
|  | 2014-09-21 | 11時 | 0.045045
|  | 2014-09-21 | 12時 | 0.19134
|  | 2014-09-21 | 13時 | 0.087496
|  | 2014-09-21 | 14時 | 0.062913
|  | 2014-09-21 | 15時 | 0.042887
|  | 2014-09-21 | 16時 | 0.067688
|  | 2014-09-21 | 17時 | 0.18094
|  | 2014-09-21 | 18時 | 0.29871
|  | 2014-09-21 | 19時 | 0.20923
|  | 2014-09-21 | 20時 | 0.16911
|  | 2014-09-21 | 21時 | 0.24384
|  | 2014-09-21 | 22時 | 0.26273
|  | 2014-09-21 | 23時 | 0.27536
|  | 2014-09-22 | 0時 | 0.13899
|  | 2014-09-22 | 1時 | 0.046753
|  | 2014-09-22 | 2時 | 0.05035
|  | 2014-09-22 | 3時 | 0.05035
|  | 2014-09-22 | 4時 | 0.046753
|  | 2014-09-22 | 5時 | 0.05035
|  | 2014-09-22 | 6時 | 0.19931
|  | 2014-09-22 | 7時 | 0.28938
|  | 2014-09-22 | 8時 | 0.168
|  | 2014-09-22 | 9時 | 0.34882
|  | 2014-09-22 | 10時 | 0.096021
|  | 2014-09-22 | 11時 | 0.052783
|  | 2014-09-22 | 12時 | 0.21772
|  | 2014-09-22 | 13時 | 0.10064
|  | 2014-09-22 | 14時 | 0.072927
|  | 2014-09-22 | 15時 | 0.05035
|  | 2014-09-22 | 16時 | 0.07831
|  | 2014-09-22 | 17時 | 0.20599
|  | 2014-09-22 | 18時 | 0.33876
|  | 2014-09-22 | 19時 | 0.24403
|  | 2014-09-22 | 20時 | 0.19265
|  | 2014-09-22 | 21時 | 0.2769
|  | 2014-09-22 | 22時 | 0.2982
|  | 2014-09-22 | 23時 | 0.31243
|  | 2014-09-23 | 0時 | 0.08886
|  | 2014-09-23 | 1時 | 0.042119
|  | 2014-09-23 | 2時 | 0.045448
|  | 2014-09-23 | 3時 | 0.045448
|  | 2014-09-23 | 4時 | 0.042119
|  | 2014-09-23 | 5時 | 0.045448
|  | 2014-09-23 | 6時 | 0.045448
|  | 2014-09-23 | 7時 | 0.15084
|  | 2014-09-23 | 8時 | 0.27313
|  | 2014-09-23 | 9時 | 0.34251
|  | 2014-09-23 | 10時 | 0.30724
|  | 2014-09-23 | 11時 | 0.29187
|  | 2014-09-23 | 12時 | 0.30333
|  | 2014-09-23 | 13時 | 0.1227
|  | 2014-09-23 | 14時 | 0.045448
|  | 2014-09-23 | 15時 | 0.045448
|  | 2014-09-23 | 16時 | 0.30503
|  | 2014-09-23 | 17時 | 0.35469
|  | 2014-09-23 | 18時 | 0.34958
|  | 2014-09-23 | 19時 | 0.13443
|  | 2014-09-23 | 20時 | 0.22573
|  | 2014-09-23 | 21時 | 0.30899
|  | 2014-09-23 | 22時 | 0.29161
|  | 2014-09-23 | 23時 | 0.20629
|  | 2014-09-24 | 0時 | 0.099361
|  | 2014-09-24 | 1時 | 0.047926
|  | 2014-09-24 | 2時 | 0.05159
|  | 2014-09-24 | 3時 | 0.05159
|  | 2014-09-24 | 4時 | 0.047926
|  | 2014-09-24 | 5時 | 0.05159
|  | 2014-09-24 | 6時 | 0.05159
|  | 2014-09-24 | 7時 | 0.16757
|  | 2014-09-24 | 8時 | 0.30214
|  | 2014-09-24 | 9時 | 0.37849
|  | 2014-09-24 | 10時 | 0.33967
|  | 2014-09-24 | 11時 | 0.32276
|  | 2014-09-24 | 12時 | 0.33537
|  | 2014-09-24 | 13時 | 0.1366
|  | 2014-09-24 | 14時 | 0.05159
|  | 2014-09-24 | 15時 | 0.05159
|  | 2014-09-24 | 16時 | 0.33724
|  | 2014-09-24 | 17時 | 0.3919
|  | 2014-09-24 | 18時 | 0.38627
|  | 2014-09-24 | 19時 | 0.15335
|  | 2014-09-24 | 20時 | 0.24998
|  | 2014-09-24 | 21時 | 0.3416
|  | 2014-09-24 | 22時 | 0.32247
|  | 2014-09-24 | 23時 | 0.22859
|  | 2014-09-25 | 0時 | 0.13936
|  | 2014-09-25 | 1時 | 0.046903
|  | 2014-09-25 | 2時 | 0.050508
|  | 2014-09-25 | 3時 | 0.050508
|  | 2014-09-25 | 4時 | 0.046903
|  | 2014-09-25 | 5時 | 0.050508
|  | 2014-09-25 | 6時 | 0.19983
|  | 2014-09-25 | 7時 | 0.29011
|  | 2014-09-25 | 8時 | 0.16844
|  | 2014-09-25 | 9時 | 0.34969
|  | 2014-09-25 | 10時 | 0.096289
|  | 2014-09-25 | 11時 | 0.052947
|  | 2014-09-25 | 12時 | 0.21828
|  | 2014-09-25 | 13時 | 0.10092
|  | 2014-09-25 | 14時 | 0.07314
|  | 2014-09-25 | 15時 | 0.050508
|  | 2014-09-25 | 16時 | 0.078535
|  | 2014-09-25 | 17時 | 0.20652
|  | 2014-09-25 | 18時 | 0.33961
|  | 2014-09-25 | 19時 | 0.24445
|  | 2014-09-25 | 20時 | 0.19315
|  | 2014-09-25 | 21時 | 0.2776
|  | 2014-09-25 | 22時 | 0.29895
|  | 2014-09-25 | 23時 | 0.31322
|  | 2014-09-26 | 0時 | 0.1224
|  | 2014-09-26 | 1時 | 0.040052
|  | 2014-09-26 | 2時 | 0.043263
|  | 2014-09-26 | 3時 | 0.043263
|  | 2014-09-26 | 4時 | 0.040052
|  | 2014-09-26 | 5時 | 0.043263
|  | 2014-09-26 | 6時 | 0.17624
|  | 2014-09-26 | 7時 | 0.25664
|  | 2014-09-26 | 8時 | 0.14829
|  | 2014-09-26 | 9時 | 0.30971
|  | 2014-09-26 | 10時 | 0.084034
|  | 2014-09-26 | 11時 | 0.045435
|  | 2014-09-26 | 12時 | 0.19267
|  | 2014-09-26 | 13時 | 0.088158
|  | 2014-09-26 | 14時 | 0.063418
|  | 2014-09-26 | 15時 | 0.043263
|  | 2014-09-26 | 16時 | 0.068223
|  | 2014-09-26 | 17時 | 0.18221
|  | 2014-09-26 | 18時 | 0.30073
|  | 2014-09-26 | 19時 | 0.211
|  | 2014-09-26 | 20時 | 0.17029
|  | 2014-09-26 | 21時 | 0.24551
|  | 2014-09-26 | 22時 | 0.26452
|  | 2014-09-26 | 23時 | 0.27723
|  | 2014-09-27 | 0時 | 0.1401
|  | 2014-09-27 | 1時 | 0.047199
|  | 2014-09-27 | 2時 | 0.050821
|  | 2014-09-27 | 3時 | 0.050821
|  | 2014-09-27 | 4時 | 0.047199
|  | 2014-09-27 | 5時 | 0.050821
|  | 2014-09-27 | 6時 | 0.20084
|  | 2014-09-27 | 7時 | 0.29155
|  | 2014-09-27 | 8時 | 0.16931
|  | 2014-09-27 | 9時 | 0.35142
|  | 2014-09-27 | 10時 | 0.096818
|  | 2014-09-27 | 11時 | 0.053271
|  | 2014-09-27 | 12時 | 0.21938
|  | 2014-09-27 | 13時 | 0.10147
|  | 2014-09-27 | 14時 | 0.07356
|  | 2014-09-27 | 15時 | 0.050821
|  | 2014-09-27 | 16時 | 0.078981
|  | 2014-09-27 | 17時 | 0.20757
|  | 2014-09-27 | 18時 | 0.34129
|  | 2014-09-27 | 19時 | 0.24571
|  | 2014-09-27 | 20時 | 0.19414
|  | 2014-09-27 | 21時 | 0.27899
|  | 2014-09-27 | 22時 | 0.30044
|  | 2014-09-27 | 23時 | 0.31477
|  | 2014-09-28 | 0時 | 0.13991
|  | 2014-09-28 | 1時 | 0.047123
|  | 2014-09-28 | 2時 | 0.050741
|  | 2014-09-28 | 3時 | 0.050741
|  | 2014-09-28 | 4時 | 0.047123
|  | 2014-09-28 | 5時 | 0.050741
|  | 2014-09-28 | 6時 | 0.20058
|  | 2014-09-28 | 7時 | 0.29118
|  | 2014-09-28 | 8時 | 0.16909
|  | 2014-09-28 | 9時 | 0.35098
|  | 2014-09-28 | 10時 | 0.096683
|  | 2014-09-28 | 11時 | 0.053188
|  | 2014-09-28 | 12時 | 0.2191
|  | 2014-09-28 | 13時 | 0.10133
|  | 2014-09-28 | 14時 | 0.073452
|  | 2014-09-28 | 15時 | 0.050741
|  | 2014-09-28 | 16時 | 0.078867
|  | 2014-09-28 | 17時 | 0.20731
|  | 2014-09-28 | 18時 | 0.34086
|  | 2014-09-28 | 19時 | 0.247
|  | 2014-09-28 | 20時 | 0.19388
|  | 2014-09-28 | 21時 | 0.27864
|  | 2014-09-28 | 22時 | 0.30006
|  | 2014-09-28 | 23時 | 0.31438
|  | 2014-09-29 | 0時 | 0.13894
|  | 2014-09-29 | 1時 | 0.046732
|  | 2014-09-29 | 2時 | 0.050327
|  | 2014-09-29 | 3時 | 0.050327
|  | 2014-09-29 | 4時 | 0.046732
|  | 2014-09-29 | 5時 | 0.050327
|  | 2014-09-29 | 6時 | 0.19924
|  | 2014-09-29 | 7時 | 0.28927
|  | 2014-09-29 | 8時 | 0.16794
|  | 2014-09-29 | 9時 | 0.3487
|  | 2014-09-29 | 10時 | 0.095984
|  | 2014-09-29 | 11時 | 0.05276
|  | 2014-09-29 | 12時 | 0.21764
|  | 2014-09-29 | 13時 | 0.1006
|  | 2014-09-29 | 14時 | 0.072898
|  | 2014-09-29 | 15時 | 0.050327
|  | 2014-09-29 | 16時 | 0.078279
|  | 2014-09-29 | 17時 | 0.20592
|  | 2014-09-29 | 18時 | 0.33864
|  | 2014-09-29 | 19時 | 0.24282
|  | 2014-09-29 | 20時 | 0.19258
|  | 2014-09-29 | 21時 | 0.2768
|  | 2014-09-29 | 22時 | 0.29809
|  | 2014-09-29 | 23時 | 0.31232
|  | 2014-09-30 | 0時 | 0.074357
|  | 2014-09-30 | 1時 | 0.034099
|  | 2014-09-30 | 2時 | 0.036967
|  | 2014-09-30 | 3時 | 0.036967
|  | 2014-09-30 | 4時 | 0.034099
|  | 2014-09-30 | 5時 | 0.036967
|  | 2014-09-30 | 6時 | 0.036967
|  | 2014-09-30 | 7時 | 0.25407
|  | 2014-09-30 | 8時 | 0.35195
|  | 2014-09-30 | 9時 | 0.35195
|  | 2014-09-30 | 10時 | 0.26245
|  | 2014-09-30 | 11時 | 0.24921
|  | 2014-09-30 | 12時 | 0.25908
|  | 2014-09-30 | 13時 | 0.10351
|  | 2014-09-30 | 14時 | 0.036967
|  | 2014-09-30 | 15時 | 0.036967
|  | 2014-09-30 | 16時 | 0.26054
|  | 2014-09-30 | 17時 | 0.30332
|  | 2014-09-30 | 18時 | 0.29892
|  | 2014-09-30 | 19時 | 0.22427
|  | 2014-09-30 | 20時 | 0.35014
|  | 2014-09-30 | 21時 | 0.35195
|  | 2014-09-30 | 22時 | 0.24898
|  | 2014-09-30 | 23時 | 0.1755
|  | 2014-10-01 | 0時 | 0.07715
|  | 2014-10-01 | 1時 | 0.035644
|  | 2014-10-01 | 2時 | 0.0386
|  | 2014-10-01 | 3時 | 0.0386
|  | 2014-10-01 | 4時 | 0.035644
|  | 2014-10-01 | 5時 | 0.0386
|  | 2014-10-01 | 6時 | 0.086738
|  | 2014-10-01 | 7時 | 0.28791
|  | 2014-10-01 | 8時 | 0.36335
|  | 2014-10-01 | 9時 | 0.093203
|  | 2014-10-01 | 10時 | 0.035644
|  | 2014-10-01 | 11時 | 0.0386
|  | 2014-10-01 | 12時 | 0.0386
|  | 2014-10-01 | 13時 | 0.035644
|  | 2014-10-01 | 14時 | 0.0386
|  | 2014-10-01 | 15時 | 0.0386
|  | 2014-10-01 | 16時 | 0.035644
|  | 2014-10-01 | 17時 | 0.0386
|  | 2014-10-01 | 18時 | 0.0386
|  | 2014-10-01 | 19時 | 0.035644
|  | 2014-10-01 | 20時 | 0.21122
|  | 2014-10-01 | 21時 | 0.24662
|  | 2014-10-01 | 22時 | 0.17498
|  | 2014-10-01 | 23時 | 0.22069
|  | 2014-10-02 | 0時 | 0.12092
|  | 2014-10-02 | 1時 | 0.039456
|  | 2014-10-02 | 2時 | 0.042632
|  | 2014-10-02 | 3時 | 0.042632
|  | 2014-10-02 | 4時 | 0.039456
|  | 2014-10-02 | 5時 | 0.13965
|  | 2014-10-02 | 6時 | 0.2191
|  | 2014-10-02 | 7時 | 0.29681
|  | 2014-10-02 | 8時 | 0.1889
|  | 2014-10-02 | 9時 | 0.30623
|  | 2014-10-02 | 10時 | 0.082968
|  | 2014-10-02 | 11時 | 0.044782
|  | 2014-10-02 | 12時 | 0.19045
|  | 2014-10-02 | 13時 | 0.087048
|  | 2014-10-02 | 14時 | 0.062573
|  | 2014-10-02 | 15時 | 0.042632
|  | 2014-10-02 | 16時 | 0.067326
|  | 2014-10-02 | 17時 | 0.18009
|  | 2014-10-02 | 18時 | 0.29735
|  | 2014-10-02 | 19時 | 0.20774
|  | 2014-10-02 | 20時 | 0.23385
|  | 2014-10-02 | 21時 | 0.37397
|  | 2014-10-02 | 22時 | 0.3711
|  | 2014-10-02 | 23時 | 0.27409
|  | 2014-10-03 | 0時 | 0.11521
|  | 2014-10-03 | 1時 | 0.03715
|  | 2014-10-03 | 2時 | 0.040193
|  | 2014-10-03 | 3時 | 0.040193
|  | 2014-10-03 | 4時 | 0.03715
|  | 2014-10-03 | 5時 | 0.13461
|  | 2014-10-03 | 6時 | 0.20863
|  | 2014-10-03 | 7時 | 0.28428
|  | 2014-10-03 | 8時 | 0.18102
|  | 2014-10-03 | 9時 | 0.29277
|  | 2014-10-03 | 10時 | 0.078842
|  | 2014-10-03 | 11時 | 0.042252
|  | 2014-10-03 | 12時 | 0.18183
|  | 2014-10-03 | 13時 | 0.082751
|  | 2014-10-03 | 14時 | 0.059299
|  | 2014-10-03 | 15時 | 0.040193
|  | 2014-10-03 | 16時 | 0.063854
|  | 2014-10-03 | 17時 | 0.1719
|  | 2014-10-03 | 18時 | 0.28426
|  | 2014-10-03 | 19時 | 0.19708
|  | 2014-10-03 | 20時 | 0.16061
|  | 2014-10-03 | 21時 | 0.23191
|  | 2014-10-03 | 22時 | 0.24993
|  | 2014-10-03 | 23時 | 0.26198
|  | 2014-10-04 | 0時 | 0.12065
|  | 2014-10-04 | 1時 | 0.039348
|  | 2014-10-04 | 2時 | 0.042518
|  | 2014-10-04 | 3時 | 0.042518
|  | 2014-10-04 | 4時 | 0.039348
|  | 2014-10-04 | 5時 | 0.085034
|  | 2014-10-04 | 6時 | 0.21574
|  | 2014-10-04 | 7時 | 0.29504
|  | 2014-10-04 | 8時 | 0.18786
|  | 2014-10-04 | 9時 | 0.3056
|  | 2014-10-04 | 10時 | 0.082774
|  | 2014-10-04 | 11時 | 0.086289
|  | 2014-10-04 | 12時 | 0.23141
|  | 2014-10-04 | 13時 | 0.086846
|  | 2014-10-04 | 14時 | 0.062418
|  | 2014-10-04 | 15時 | 0.090047
|  | 2014-10-04 | 16時 | 0.1127
|  | 2014-10-04 | 17時 | 0.30975
|  | 2014-10-04 | 18時 | 0.36044
|  | 2014-10-04 | 19時 | 0.32224
|  | 2014-10-04 | 20時 | 0.29176
|  | 2014-10-04 | 21時 | 0.3907
|  | 2014-10-04 | 22時 | 0.3907
|  | 2014-10-04 | 23時 | 0.27352
|  | 2014-10-05 | 0時 | 0.085512
|  | 2014-10-05 | 1時 | 0.025162
|  | 2014-10-05 | 2時 | 0.027515
|  | 2014-10-05 | 3時 | 0.027515
|  | 2014-10-05 | 4時 | 0.025162
|  | 2014-10-05 | 5時 | 0.28597
|  | 2014-10-05 | 6時 | 0.21866
|  | 2014-10-05 | 7時 | 0.25292
|  | 2014-10-05 | 8時 | 0.13786
|  | 2014-10-05 | 9時 | 0.2228
|  | 2014-10-05 | 10時 | 0.057397
|  | 2014-10-05 | 11時 | 0.060166
|  | 2014-10-05 | 12時 | 0.16801
|  | 2014-10-05 | 13時 | 0.060419
|  | 2014-10-05 | 14時 | 0.042287
|  | 2014-10-05 | 15時 | 0.059023
|  | 2014-10-05 | 16時 | 0.077828
|  | 2014-10-05 | 17時 | 0.21098
|  | 2014-10-05 | 18時 | 0.24958
|  | 2014-10-05 | 19時 | 0.22119
|  | 2014-10-05 | 20時 | 0.20671
|  | 2014-10-05 | 21時 | 0.28597
|  | 2014-10-05 | 22時 | 0.28597
|  | 2014-10-05 | 23時 | 0.19899
|  | 2014-10-06 | 0時 | 0.10107
|  | 2014-10-06 | 1時 | 0.031443
|  | 2014-10-06 | 2時 | 0.034158
|  | 2014-10-06 | 3時 | 0.034158
|  | 2014-10-06 | 4時 | 0.031443
|  | 2014-10-06 | 5時 | 0.33234
|  | 2014-10-06 | 6時 | 0.22645
|  | 2014-10-06 | 7時 | 0.25352
|  | 2014-10-06 | 8時 | 0.15996
|  | 2014-10-06 | 9時 | 0.25946
|  | 2014-10-06 | 10時 | 0.068634
|  | 2014-10-06 | 11時 | 0.071249
|  | 2014-10-06 | 12時 | 0.19567
|  | 2014-10-06 | 13時 | 0.072121
|  | 2014-10-06 | 14時 | 0.051201
|  | 2014-10-06 | 15時 | 0.070789
|  | 2014-10-06 | 16時 | 0.092247
|  | 2014-10-06 | 17時 | 0.24666
|  | 2014-10-06 | 18時 | 0.28981
|  | 2014-10-06 | 19時 | 0.26485
|  | 2014-10-06 | 20時 | 0.24157
|  | 2014-10-06 | 21時 | 0.33234
|  | 2014-10-06 | 22時 | 0.33234
|  | 2014-10-06 | 23時 | 0.23199
|  | 2014-10-07 | 0時 | 0.068633
|  | 2014-10-07 | 1時 | 0.030934
|  | 2014-10-07 | 2時 | 0.033619
|  | 2014-10-07 | 3時 | 0.033619
|  | 2014-10-07 | 4時 | 0.030934
|  | 2014-10-07 | 5時 | 0.033619
|  | 2014-10-07 | 6時 | 0.033619
|  | 2014-10-07 | 7時 | 0.32859
|  | 2014-10-07 | 8時 | 0.32859
|  | 2014-10-07 | 9時 | 0.32859
|  | 2014-10-07 | 10時 | 0.28022
|  | 2014-10-07 | 11時 | 0.23237
|  | 2014-10-07 | 12時 | 0.27622
|  | 2014-10-07 | 13時 | 0.09593
|  | 2014-10-07 | 14時 | 0.033619
|  | 2014-10-07 | 15時 | 0.12398
|  | 2014-10-07 | 16時 | 0.32859
|  | 2014-10-07 | 17時 | 0.32859
|  | 2014-10-07 | 18時 | 0.31608
|  | 2014-10-07 | 19時 | 0.24673
|  | 2014-10-07 | 20時 | 0.32859
|  | 2014-10-07 | 21時 | 0.32859
|  | 2014-10-07 | 22時 | 0.23216
|  | 2014-10-07 | 23時 | 0.16335
|  | 2014-10-08 | 0時 | 0.079032
|  | 2014-10-08 | 1時 | 0.036684
|  | 2014-10-08 | 2時 | 0.039701
|  | 2014-10-08 | 3時 | 0.039701
|  | 2014-10-08 | 4時 | 0.036684
|  | 2014-10-08 | 5時 | 0.039701
|  | 2014-10-08 | 6時 | 0.039701
|  | 2014-10-08 | 7時 | 0.37104
|  | 2014-10-08 | 8時 | 0.37104
|  | 2014-10-08 | 9時 | 0.37104
|  | 2014-10-08 | 10時 | 0.27688
|  | 2014-10-08 | 11時 | 0.26296
|  | 2014-10-08 | 12時 | 0.31227
|  | 2014-10-08 | 13時 | 0.10969
|  | 2014-10-08 | 14時 | 0.039701
|  | 2014-10-08 | 15時 | 0.14087
|  | 2014-10-08 | 16時 | 0.37104
|  | 2014-10-08 | 17時 | 0.37104
|  | 2014-10-08 | 18時 | 0.35561
|  | 2014-10-08 | 19時 | 0.27942
|  | 2014-10-08 | 20時 | 0.369
|  | 2014-10-08 | 21時 | 0.37104
|  | 2014-10-08 | 22時 | 0.26272
|  | 2014-10-08 | 23時 | 0.18543
|  | 2014-10-09 | 0時 | 0.10402
|  | 2014-10-09 | 1時 | 0.032635
|  | 2014-10-09 | 2時 | 0.035418
|  | 2014-10-09 | 3時 | 0.035418
|  | 2014-10-09 | 4時 | 0.032635
|  | 2014-10-09 | 5時 | 0.2012
|  | 2014-10-09 | 6時 | 0.21006
|  | 2014-10-09 | 7時 | 0.27666
|  | 2014-10-09 | 8時 | 0.17823
|  | 2014-10-09 | 9時 | 0.26642
|  | 2014-10-09 | 10時 | 0.070766
|  | 2014-10-09 | 11時 | 0.13877
|  | 2014-10-09 | 12時 | 0.21928
|  | 2014-10-09 | 13時 | 0.074341
|  | 2014-10-09 | 14時 | 0.052892
|  | 2014-10-09 | 15時 | 0.089906
|  | 2014-10-09 | 16時 | 0.098573
|  | 2014-10-09 | 17時 | 0.27064
|  | 2014-10-09 | 18時 | 0.30624
|  | 2014-10-09 | 19時 | 0.27418
|  | 2014-10-09 | 20時 | 0.25207
|  | 2014-10-09 | 21時 | 0.34114
|  | 2014-10-09 | 22時 | 0.33869
|  | 2014-10-09 | 23時 | 0.23825
|  | 2014-10-10 | 0時 | 0.076077
|  | 2014-10-10 | 1時 | 0.03505
|  | 2014-10-10 | 2時 | 0.037973
|  | 2014-10-10 | 3時 | 0.037973
|  | 2014-10-10 | 4時 | 0.03505
|  | 2014-10-10 | 5時 | 0.037973
|  | 2014-10-10 | 6時 | 0.037973
|  | 2014-10-10 | 7時 | 0.3196
|  | 2014-10-10 | 8時 | 0.35897
|  | 2014-10-10 | 9時 | 0.35794
|  | 2014-10-10 | 10時 | 0.26776
|  | 2014-10-10 | 11時 | 0.25427
|  | 2014-10-10 | 12時 | 0.26433
|  | 2014-10-10 | 13時 | 0.10578
|  | 2014-10-10 | 14時 | 0.037973
|  | 2014-10-10 | 15時 | 0.037973
|  | 2014-10-10 | 16時 | 0.26582
|  | 2014-10-10 | 17時 | 0.34804
|  | 2014-10-10 | 18時 | 0.34441
|  | 2014-10-10 | 19時 | 0.27228
|  | 2014-10-10 | 20時 | 0.35897
|  | 2014-10-10 | 21時 | 0.35897
|  | 2014-10-10 | 22時 | 0.25404
|  | 2014-10-10 | 23時 | 0.17916
|  | 2014-10-11 | 0時 | 0.10475
|  | 2014-10-11 | 1時 | 0.032927
|  | 2014-10-11 | 2時 | 0.035727
|  | 2014-10-11 | 3時 | 0.035727
|  | 2014-10-11 | 4時 | 0.032927
|  | 2014-10-11 | 5時 | 0.33622
|  | 2014-10-11 | 6時 | 0.24109
|  | 2014-10-11 | 7時 | 0.27663
|  | 2014-10-11 | 8時 | 0.16628
|  | 2014-10-11 | 9時 | 0.26812
|  | 2014-10-11 | 10時 | 0.071288
|  | 2014-10-11 | 11時 | 0.073536
|  | 2014-10-11 | 12時 | 0.20154
|  | 2014-10-11 | 13時 | 0.074885
|  | 2014-10-11 | 14時 | 0.053307
|  | 2014-10-11 | 15時 | 0.072015
|  | 2014-10-11 | 16時 | 0.094419
|  | 2014-10-11 | 17時 | 0.25236
|  | 2014-10-11 | 18時 | 0.2989
|  | 2014-10-11 | 19時 | 0.27213
|  | 2014-10-11 | 20時 | 0.24411
|  | 2014-10-11 | 21時 | 0.3433
|  | 2014-10-11 | 22時 | 0.32712
|  | 2014-10-11 | 23時 | 0.23979
|  | 2014-10-12 | 0時 | 0.10814
|  | 2014-10-12 | 1時 | 0.034299
|  | 2014-10-12 | 2時 | 0.037178
|  | 2014-10-12 | 3時 | 0.037178
|  | 2014-10-12 | 4時 | 0.034299
|  | 2014-10-12 | 5時 | 0.19557
|  | 2014-10-12 | 6時 | 0.21071
|  | 2014-10-12 | 7時 | 0.27689
|  | 2014-10-12 | 8時 | 0.17427
|  | 2014-10-12 | 9時 | 0.27613
|  | 2014-10-12 | 10時 | 0.073742
|  | 2014-10-12 | 11時 | 0.098163
|  | 2014-10-12 | 12時 | 0.21158
|  | 2014-10-12 | 13時 | 0.07744
|  | 2014-10-12 | 14時 | 0.055253
|  | 2014-10-12 | 15時 | 0.09457
|  | 2014-10-12 | 16時 | 0.10296
|  | 2014-10-12 | 17時 | 0.27647
|  | 2014-10-12 | 18時 | 0.31508
|  | 2014-10-12 | 19時 | 0.28395
|  | 2014-10-12 | 20時 | 0.25219
|  | 2014-10-12 | 21時 | 0.35342
|  | 2014-10-12 | 22時 | 0.33922
|  | 2014-10-12 | 23時 | 0.247
|  | 2014-10-13 | 0時 | 0.12187
|  | 2014-10-13 | 1時 | 0.039841
|  | 2014-10-13 | 2時 | 0.043039
|  | 2014-10-13 | 3時 | 0.043039
|  | 2014-10-13 | 4時 | 0.039841
|  | 2014-10-13 | 5時 | 0.18506
|  | 2014-10-13 | 6時 | 0.22564
|  | 2014-10-13 | 7時 | 0.2981
|  | 2014-10-13 | 8時 | 0.18911
|  | 2014-10-13 | 9時 | 0.30848
|  | 2014-10-13 | 10時 | 0.083656
|  | 2014-10-13 | 11時 | 0.045203
|  | 2014-10-13 | 12時 | 0.19188
|  | 2014-10-13 | 13時 | 0.087765
|  | 2014-10-13 | 14時 | 0.063118
|  | 2014-10-13 | 15時 | 0.043039
|  | 2014-10-13 | 16時 | 0.067905
|  | 2014-10-13 | 17時 | 0.24664
|  | 2014-10-13 | 18時 | 0.29953
|  | 2014-10-13 | 19時 | 0.27531
|  | 2014-10-13 | 20時 | 0.23516
|  | 2014-10-13 | 21時 | 0.39434
|  | 2014-10-13 | 22時 | 0.37223
|  | 2014-10-13 | 23時 | 0.27611
|  | 2014-10-14 | 0時 | 0.08845
|  | 2014-10-14 | 1時 | 0.041892
|  | 2014-10-14 | 2時 | 0.045209
|  | 2014-10-14 | 3時 | 0.045209
|  | 2014-10-14 | 4時 | 0.041892
|  | 2014-10-14 | 5時 | 0.045209
|  | 2014-10-14 | 6時 | 0.045209
|  | 2014-10-14 | 7時 | 0.26325
|  | 2014-10-14 | 8時 | 0.40949
|  | 2014-10-14 | 9時 | 0.34111
|  | 2014-10-14 | 10時 | 0.30597
|  | 2014-10-14 | 11時 | 0.29066
|  | 2014-10-14 | 12時 | 0.30208
|  | 2014-10-14 | 13時 | 0.12216
|  | 2014-10-14 | 14時 | 0.045209
|  | 2014-10-14 | 15時 | 0.045209
|  | 2014-10-14 | 16時 | 0.30377
|  | 2014-10-14 | 17時 | 0.35325
|  | 2014-10-14 | 18時 | 0.34815
|  | 2014-10-14 | 19時 | 0.20064
|  | 2014-10-14 | 20時 | 0.22479
|  | 2014-10-14 | 21時 | 0.30772
|  | 2014-10-14 | 22時 | 0.29041
|  | 2014-10-14 | 23時 | 0.20543
|  | 2014-10-15 | 0時 | 0.057322
|  | 2014-10-15 | 1時 | 0.024679
|  | 2014-10-15 | 2時 | 0.027004
|  | 2014-10-15 | 3時 | 0.027004
|  | 2014-10-15 | 4時 | 0.024679
|  | 2014-10-15 | 5時 | 0.027004
|  | 2014-10-15 | 6時 | 0.064862
|  | 2014-10-15 | 7時 | 0.2374
|  | 2014-10-15 | 8時 | 0.28241
|  | 2014-10-15 | 9時 | 0.19618
|  | 2014-10-15 | 10時 | 0.10265
|  | 2014-10-15 | 11時 | 0.10491
|  | 2014-10-15 | 12時 | 0.057431
|  | 2014-10-15 | 13時 | 0.024679
|  | 2014-10-15 | 14時 | 0.027004
|  | 2014-10-15 | 15時 | 0.1052
|  | 2014-10-15 | 16時 | 0.10305
|  | 2014-10-15 | 17時 | 0.106
|  | 2014-10-15 | 18時 | 0.058105
|  | 2014-10-15 | 19時 | 0.15208
|  | 2014-10-15 | 20時 | 0.28241
|  | 2014-10-15 | 21時 | 0.28241
|  | 2014-10-15 | 22時 | 0.13426
|  | 2014-10-15 | 23時 | 0.17021
|  | 2014-10-16 | 0時 | 0.11087
|  | 2014-10-16 | 1時 | 0.035399
|  | 2014-10-16 | 2時 | 0.038341
|  | 2014-10-16 | 3時 | 0.038341
|  | 2014-10-16 | 4時 | 0.035399
|  | 2014-10-16 | 5時 | 0.28173
|  | 2014-10-16 | 6時 | 0.21721
|  | 2014-10-16 | 7時 | 0.2745
|  | 2014-10-16 | 8時 | 0.17384
|  | 2014-10-16 | 9時 | 0.28255
|  | 2014-10-16 | 10時 | 0.075709
|  | 2014-10-16 | 11時 | 0.077375
|  | 2014-10-16 | 12時 | 0.17528
|  | 2014-10-16 | 13時 | 0.079489
|  | 2014-10-16 | 14時 | 0.056814
|  | 2014-10-16 | 15時 | 0.038341
|  | 2014-10-16 | 16時 | 0.061218
|  | 2014-10-16 | 17時 | 0.26642
|  | 2014-10-16 | 18時 | 0.31537
|  | 2014-10-16 | 19時 | 0.29128
|  | 2014-10-16 | 20時 | 0.26018
|  | 2014-10-16 | 21時 | 0.36155
|  | 2014-10-16 | 22時 | 0.34884
|  | 2014-10-16 | 23時 | 0.25277
|  | 2014-10-17 | 0時 | 0.091229
|  | 2014-10-17 | 1時 | 0.02747
|  | 2014-10-17 | 2時 | 0.029956
|  | 2014-10-17 | 3時 | 0.029956
|  | 2014-10-17 | 4時 | 0.02747
|  | 2014-10-17 | 5時 | 0.30301
|  | 2014-10-17 | 6時 | 0.2104
|  | 2014-10-17 | 7時 | 0.23129
|  | 2014-10-17 | 8時 | 0.14595
|  | 2014-10-17 | 9時 | 0.23627
|  | 2014-10-17 | 10時 | 0.061526
|  | 2014-10-17 | 11時 | 0.063199
|  | 2014-10-17 | 12時 | 0.14565
|  | 2014-10-17 | 13時 | 0.064719
|  | 2014-10-17 | 14時 | 0.045562
|  | 2014-10-17 | 15時 | 0.062039
|  | 2014-10-17 | 16時 | 0.082064
|  | 2014-10-17 | 17時 | 0.2218
|  | 2014-10-17 | 18時 | 0.26438
|  | 2014-10-17 | 19時 | 0.23629
|  | 2014-10-17 | 20時 | 0.21769
|  | 2014-10-17 | 21時 | 0.30301
|  | 2014-10-17 | 22時 | 0.29348
|  | 2014-10-17 | 23時 | 0.21112
|  | 2014-10-18 | 0時 | 0.11761
|  | 2014-10-18 | 1時 | 0.038119
|  | 2014-10-18 | 2時 | 0.041218
|  | 2014-10-18 | 3時 | 0.041218
|  | 2014-10-18 | 4時 | 0.038119
|  | 2014-10-18 | 5時 | 0.38163
|  | 2014-10-18 | 6時 | 0.28248
|  | 2014-10-18 | 7時 | 0.29508
|  | 2014-10-18 | 8時 | 0.18558
|  | 2014-10-18 | 9時 | 0.29843
|  | 2014-10-18 | 10時 | 0.080576
|  | 2014-10-18 | 11時 | 0.083407
|  | 2014-10-18 | 12時 | 0.2256
|  | 2014-10-18 | 13時 | 0.084557
|  | 2014-10-18 | 14時 | 0.060675
|  | 2014-10-18 | 15時 | 0.08185
|  | 2014-10-18 | 16時 | 0.10811
|  | 2014-10-18 | 17時 | 0.28457
|  | 2014-10-18 | 18時 | 0.33266
|  | 2014-10-18 | 19時 | 0.30746
|  | 2014-10-18 | 20時 | 0.27265
|  | 2014-10-18 | 21時 | 0.38163
|  | 2014-10-18 | 22時 | 0.36438
|  | 2014-10-18 | 23時 | 0.26707
|  | 2014-10-19 | 0時 | 0.083442
|  | 2014-10-19 | 1時 | 0.024326
|  | 2014-10-19 | 2時 | 0.026631
|  | 2014-10-19 | 3時 | 0.026631
|  | 2014-10-19 | 4時 | 0.024326
|  | 2014-10-19 | 5時 | 0.22797
|  | 2014-10-19 | 6時 | 0.1893
|  | 2014-10-19 | 7時 | 0.2384
|  | 2014-10-19 | 8時 | 0.15223
|  | 2014-10-19 | 9時 | 0.21792
|  | 2014-10-19 | 10時 | 0.055902
|  | 2014-10-19 | 11時 | 0.1041
|  | 2014-10-19 | 12時 | 0.17929
|  | 2014-10-19 | 13時 | 0.058862
|  | 2014-10-19 | 14時 | 0.041101
|  | 2014-10-19 | 15時 | 0.10865
|  | 2014-10-19 | 16時 | 0.095972
|  | 2014-10-19 | 17時 | 0.26256
|  | 2014-10-19 | 18時 | 0.27697
|  | 2014-10-19 | 19時 | 0.23515
|  | 2014-10-19 | 20時 | 0.22481
|  | 2014-10-19 | 21時 | 0.2798
|  | 2014-10-19 | 22時 | 0.2798
|  | 2014-10-19 | 23時 | 0.1946
|  | 2014-10-20 | 0時 | 0.094339
|  | 2014-10-20 | 1時 | 0.028725
|  | 2014-10-20 | 2時 | 0.031283
|  | 2014-10-20 | 3時 | 0.031283
|  | 2014-10-20 | 4時 | 0.028725
|  | 2014-10-20 | 5時 | 0.25475
|  | 2014-10-20 | 6時 | 0.20827
|  | 2014-10-20 | 7時 | 0.26622
|  | 2014-10-20 | 8時 | 0.16992
|  | 2014-10-20 | 9時 | 0.2436
|  | 2014-10-20 | 10時 | 0.063772
|  | 2014-10-20 | 11時 | 0.13798
|  | 2014-10-20 | 12時 | 0.21226
|  | 2014-10-20 | 13時 | 0.067058
|  | 2014-10-20 | 14時 | 0.047344
|  | 2014-10-20 | 15時 | 0.13949
|  | 2014-10-20 | 16時 | 0.11887
|  | 2014-10-20 | 17時 | 0.31228
|  | 2014-10-20 | 18時 | 0.31228
|  | 2014-10-20 | 19時 | 0.26764
|  | 2014-10-20 | 20時 | 0.26902
|  | 2014-10-20 | 21時 | 0.31228
|  | 2014-10-20 | 22時 | 0.31228
|  | 2014-10-20 | 23時 | 0.21771
|  | 2014-10-21 | 0時 | 0.068017
|  | 2014-10-21 | 1時 | 0.030593
|  | 2014-10-21 | 2時 | 0.033259
|  | 2014-10-21 | 3時 | 0.033259
|  | 2014-10-21 | 4時 | 0.030593
|  | 2014-10-21 | 5時 | 0.033259
|  | 2014-10-21 | 6時 | 0.033259
|  | 2014-10-21 | 7時 | 0.32607
|  | 2014-10-21 | 8時 | 0.32607
|  | 2014-10-21 | 9時 | 0.32607
|  | 2014-10-21 | 10時 | 0.32607
|  | 2014-10-21 | 11時 | 0.32177
|  | 2014-10-21 | 12時 | 0.27557
|  | 2014-10-21 | 13時 | 0.095115
|  | 2014-10-21 | 14時 | 0.033259
|  | 2014-10-21 | 15時 | 0.12629
|  | 2014-10-21 | 16時 | 0.32607
|  | 2014-10-21 | 17時 | 0.32607
|  | 2014-10-21 | 18時 | 0.31627
|  | 2014-10-21 | 19時 | 0.26294
|  | 2014-10-21 | 20時 | 0.32607
|  | 2014-10-21 | 21時 | 0.32607
|  | 2014-10-21 | 22時 | 0.23035
|  | 2014-10-21 | 23時 | 0.16204
|  | 2014-10-22 | 0時 | 0.078469
|  | 2014-10-22 | 1時 | 0.036373
|  | 2014-10-22 | 2時 | 0.039371
|  | 2014-10-22 | 3時 | 0.039371
|  | 2014-10-22 | 4時 | 0.036373
|  | 2014-10-22 | 5時 | 0.039371
|  | 2014-10-22 | 6時 | 0.039371
|  | 2014-10-22 | 7時 | 0.36874
|  | 2014-10-22 | 8時 | 0.36874
|  | 2014-10-22 | 9時 | 0.36874
|  | 2014-10-22 | 10時 | 0.36874
|  | 2014-10-22 | 11時 | 0.30052
|  | 2014-10-22 | 12時 | 0.31011
|  | 2014-10-22 | 13時 | 0.10895
|  | 2014-10-22 | 14時 | 0.039371
|  | 2014-10-22 | 15時 | 0.13942
|  | 2014-10-22 | 16時 | 0.36874
|  | 2014-10-22 | 17時 | 0.36874
|  | 2014-10-22 | 18時 | 0.3558
|  | 2014-10-22 | 19時 | 0.28494
|  | 2014-10-22 | 20時 | 0.36874
|  | 2014-10-22 | 21時 | 0.36874
|  | 2014-10-22 | 22時 | 0.26107
|  | 2014-10-22 | 23時 | 0.18423
|  | 2014-10-23 | 0時 | 0.10188
|  | 2014-10-23 | 1時 | 0.03177
|  | 2014-10-23 | 2時 | 0.034504
|  | 2014-10-23 | 3時 | 0.034504
|  | 2014-10-23 | 4時 | 0.03177
|  | 2014-10-23 | 5時 | 0.33476
|  | 2014-10-23 | 6時 | 0.28214
|  | 2014-10-23 | 7時 | 0.3127
|  | 2014-10-23 | 8時 | 0.17371
|  | 2014-10-23 | 9時 | 0.26137
|  | 2014-10-23 | 10時 | 0.069218
|  | 2014-10-23 | 11時 | 0.072939
|  | 2014-10-23 | 12時 | 0.19807
|  | 2014-10-23 | 13時 | 0.07273
|  | 2014-10-23 | 14時 | 0.051665
|  | 2014-10-23 | 15時 | 0.071362
|  | 2014-10-23 | 16時 | 0.092984
|  | 2014-10-23 | 17時 | 0.24838
|  | 2014-10-23 | 18時 | 0.30315
|  | 2014-10-23 | 19時 | 0.26434
|  | 2014-10-23 | 20時 | 0.24761
|  | 2014-10-23 | 21時 | 0.33476
|  | 2014-10-23 | 22時 | 0.33476
|  | 2014-10-23 | 23時 | 0.23371
|  | 2014-10-24 | 0時 | 0.08841
|  | 2014-10-24 | 1時 | 0.026332
|  | 2014-10-24 | 2時 | 0.028752
|  | 2014-10-24 | 3時 | 0.028752
|  | 2014-10-24 | 4時 | 0.026332
|  | 2014-10-24 | 5時 | 0.24853
|  | 2014-10-24 | 6時 | 0.19603
|  | 2014-10-24 | 7時 | 0.24875
|  | 2014-10-24 | 8時 | 0.15838
|  | 2014-10-24 | 9時 | 0.22963
|  | 2014-10-24 | 10時 | 0.05949
|  | 2014-10-24 | 11時 | 0.1083
|  | 2014-10-24 | 12時 | 0.18911
|  | 2014-10-24 | 13時 | 0.062599
|  | 2014-10-24 | 14時 | 0.043947
|  | 2014-10-24 | 15時 | 0.099083
|  | 2014-10-24 | 16時 | 0.089772
|  | 2014-10-24 | 17時 | 0.24046
|  | 2014-10-24 | 18時 | 0.2673
|  | 2014-10-24 | 19時 | 0.23532
|  | 2014-10-24 | 20時 | 0.21479
|  | 2014-10-24 | 21時 | 0.29461
|  | 2014-10-24 | 22時 | 0.28838
|  | 2014-10-24 | 23時 | 0.20514
|  | 2014-10-25 | 0時 | 0.10603
|  | 2014-10-25 | 1時 | 0.033446
|  | 2014-10-25 | 2時 | 0.036276
|  | 2014-10-25 | 3時 | 0.036276
|  | 2014-10-25 | 4時 | 0.033446
|  | 2014-10-25 | 5時 | 0.2403
|  | 2014-10-25 | 6時 | 0.22032
|  | 2014-10-25 | 7時 | 0.28218
|  | 2014-10-25 | 8時 | 0.16746
|  | 2014-10-25 | 9時 | 0.27115
|  | 2014-10-25 | 10時 | 0.072216
|  | 2014-10-25 | 11時 | 0.076642
|  | 2014-10-25 | 12時 | 0.20546
|  | 2014-10-25 | 13時 | 0.075851
|  | 2014-10-25 | 14時 | 0.054043
|  | 2014-10-25 | 15時 | 0.07544
|  | 2014-10-25 | 16時 | 0.098335
|  | 2014-10-25 | 17時 | 0.28369
|  | 2014-10-25 | 18時 | 0.34622
|  | 2014-10-25 | 19時 | 0.29979
|  | 2014-10-25 | 20時 | 0.28692
|  | 2014-10-25 | 21時 | 0.34713
|  | 2014-10-25 | 22時 | 0.34713
|  | 2014-10-25 | 23時 | 0.24251
|  | 2014-10-26 | 0時 | 0.10261
|  | 2014-10-26 | 1時 | 0.032064
|  | 2014-10-26 | 2時 | 0.034814
|  | 2014-10-26 | 3時 | 0.034814
|  | 2014-10-26 | 4時 | 0.032064
|  | 2014-10-26 | 5時 | 0.33693
|  | 2014-10-26 | 6時 | 0.24488
|  | 2014-10-26 | 7時 | 0.28183
|  | 2014-10-26 | 8時 | 0.18117
|  | 2014-10-26 | 9時 | 0.26308
|  | 2014-10-26 | 10時 | 0.069744
|  | 2014-10-26 | 11時 | 0.072944
|  | 2014-10-26 | 12時 | 0.19972
|  | 2014-10-26 | 13時 | 0.073277
|  | 2014-10-26 | 14時 | 0.052082
|  | 2014-10-26 | 15時 | 0.072123
|  | 2014-10-26 | 16時 | 0.094554
|  | 2014-10-26 | 17時 | 0.26739
|  | 2014-10-26 | 18時 | 0.32831
|  | 2014-10-26 | 19時 | 0.29074
|  | 2014-10-26 | 20時 | 0.27696
|  | 2014-10-26 | 21時 | 0.33693
|  | 2014-10-26 | 22時 | 0.33693
|  | 2014-10-26 | 23時 | 0.23525
|  | 2014-10-27 | 0時 | 0.10492
|  | 2014-10-27 | 1時 | 0.032998
|  | 2014-10-27 | 2時 | 0.035802
|  | 2014-10-27 | 3時 | 0.035802
|  | 2014-10-27 | 4時 | 0.032998
|  | 2014-10-27 | 5時 | 0.34382
|  | 2014-10-27 | 6時 | 0.31242
|  | 2014-10-27 | 7時 | 0.28304
|  | 2014-10-27 | 8時 | 0.16699
|  | 2014-10-27 | 9時 | 0.26853
|  | 2014-10-27 | 10時 | 0.071414
|  | 2014-10-27 | 11時 | 0.074147
|  | 2014-10-27 | 12時 | 0.20265
|  | 2014-10-27 | 13時 | 0.075016
|  | 2014-10-27 | 14時 | 0.053407
|  | 2014-10-27 | 15時 | 0.073342
|  | 2014-10-27 | 16時 | 0.095802
|  | 2014-10-27 | 17時 | 0.25428
|  | 2014-10-27 | 18時 | 0.29961
|  | 2014-10-27 | 19時 | 0.27156
|  | 2014-10-27 | 20時 | 0.24768
|  | 2014-10-27 | 21時 | 0.34382
|  | 2014-10-27 | 22時 | 0.34382
|  | 2014-10-27 | 23時 | 0.24016
|  | 2014-10-28 | 0時 | 0.072982
|  | 2014-10-28 | 1時 | 0.033339
|  | 2014-10-28 | 2時 | 0.036163
|  | 2014-10-28 | 3時 | 0.036163
|  | 2014-10-28 | 4時 | 0.033339
|  | 2014-10-28 | 5時 | 0.036163
|  | 2014-10-28 | 6時 | 0.036163
|  | 2014-10-28 | 7時 | 0.34634
|  | 2014-10-28 | 8時 | 0.34634
|  | 2014-10-28 | 9時 | 0.34634
|  | 2014-10-28 | 10時 | 0.29474
|  | 2014-10-28 | 11時 | 0.24516
|  | 2014-10-28 | 12時 | 0.29097
|  | 2014-10-28 | 13時 | 0.10169
|  | 2014-10-28 | 14時 | 0.036163
|  | 2014-10-28 | 15時 | 0.13077
|  | 2014-10-28 | 16時 | 0.34634
|  | 2014-10-28 | 17時 | 0.34634
|  | 2014-10-28 | 18時 | 0.33425
|  | 2014-10-28 | 19時 | 0.26488
|  | 2014-10-28 | 20時 | 0.34634
|  | 2014-10-28 | 21時 | 0.34634
|  | 2014-10-28 | 22時 | 0.24494
|  | 2014-10-28 | 23時 | 0.17258
|  | 2014-10-29 | 0時 | 0.058721
|  | 2014-10-29 | 1時 | 0.025453
|  | 2014-10-29 | 2時 | 0.027823
|  | 2014-10-29 | 3時 | 0.027823
|  | 2014-10-29 | 4時 | 0.025453
|  | 2014-10-29 | 5時 | 0.027823
|  | 2014-10-29 | 6時 | 0.066406
|  | 2014-10-29 | 7時 | 0.28812
|  | 2014-10-29 | 8時 | 0.28812
|  | 2014-10-29 | 9時 | 0.205
|  | 2014-10-29 | 10時 | 0.15498
|  | 2014-10-29 | 11時 | 0.10759
|  | 2014-10-29 | 12時 | 0.059325
|  | 2014-10-29 | 13時 | 0.025453
|  | 2014-10-29 | 14時 | 0.027823
|  | 2014-10-29 | 15時 | 0.10878
|  | 2014-10-29 | 16時 | 0.10666
|  | 2014-10-29 | 17時 | 0.11687
|  | 2014-10-29 | 18時 | 0.060022
|  | 2014-10-29 | 19時 | 0.1591
|  | 2014-10-29 | 20時 | 0.28812
|  | 2014-10-29 | 21時 | 0.28812
|  | 2014-10-29 | 22時 | 0.13713
|  | 2014-10-29 | 23時 | 0.17377
|  | 2014-10-30 | 0時 | 0.11315
|  | 2014-10-30 | 1時 | 0.03632
|  | 2014-10-30 | 2時 | 0.039316
|  | 2014-10-30 | 3時 | 0.039316
|  | 2014-10-30 | 4時 | 0.03632
|  | 2014-10-30 | 5時 | 0.23933
|  | 2014-10-30 | 6時 | 0.22812
|  | 2014-10-30 | 7時 | 0.29222
|  | 2014-10-30 | 8時 | 0.17917
|  | 2014-10-30 | 9時 | 0.28793
|  | 2014-10-30 | 10時 | 0.077358
|  | 2014-10-30 | 11時 | 0.079532
|  | 2014-10-30 | 12時 | 0.17872
|  | 2014-10-30 | 13時 | 0.081206
|  | 2014-10-30 | 14時 | 0.058122
|  | 2014-10-30 | 15時 | 0.0783
|  | 2014-10-30 | 16時 | 0.10286
|  | 2014-10-30 | 17時 | 0.27088
|  | 2014-10-30 | 18時 | 0.32092
|  | 2014-10-30 | 19時 | 0.29607
|  | 2014-10-30 | 20時 | 0.26225
|  | 2014-10-30 | 21時 | 0.36835
|  | 2014-10-30 | 22時 | 0.35203
|  | 2014-10-30 | 23時 | 0.25762
|  | 2014-10-31 | 0時 | 0.093463
|  | 2014-10-31 | 1時 | 0.028371
|  | 2014-10-31 | 2時 | 0.030909
|  | 2014-10-31 | 3時 | 0.030909
|  | 2014-10-31 | 4時 | 0.028371
|  | 2014-10-31 | 5時 | 0.2225
|  | 2014-10-31 | 6時 | 0.19086
|  | 2014-10-31 | 7時 | 0.23468
|  | 2014-10-31 | 8時 | 0.14788
|  | 2014-10-31 | 9時 | 0.24153
|  | 2014-10-31 | 10時 | 0.063139
|  | 2014-10-31 | 11時 | 0.066912
|  | 2014-10-31 | 12時 | 0.18348
|  | 2014-10-31 | 13時 | 0.066399
|  | 2014-10-31 | 14時 | 0.046842
|  | 2014-10-31 | 15時 | 0.066644
|  | 2014-10-31 | 16時 | 0.088881
|  | 2014-10-31 | 17時 | 0.249
|  | 2014-10-31 | 18時 | 0.29315
|  | 2014-10-31 | 19時 | 0.25044
|  | 2014-10-31 | 20時 | 0.2446
|  | 2014-10-31 | 21時 | 0.30967
|  | 2014-10-31 | 22時 | 0.30967
|  | 2014-10-31 | 23時 | 0.21585
|  | 2014-11-01 | 0時 | 0.10611
|  | 2014-11-01 | 1時 | 0.033478
|  | 2014-11-01 | 2時 | 0.03631
|  | 2014-11-01 | 3時 | 0.03631
|  | 2014-11-01 | 4時 | 0.033478
|  | 2014-11-01 | 5時 | 0.34737
|  | 2014-11-01 | 6時 | 0.34737
|  | 2014-11-01 | 7時 | 0.34737
|  | 2014-11-01 | 8時 | 0.2361
|  | 2014-11-01 | 9時 | 0.27134
|  | 2014-11-01 | 10時 | 0.072274
|  | 2014-11-01 | 11時 | 0.086433
|  | 2014-11-01 | 12時 | 0.20845
|  | 2014-11-01 | 13時 | 0.075912
|  | 2014-11-01 | 14時 | 0.054089
|  | 2014-11-01 | 15時 | 0.097986
|  | 2014-11-01 | 16時 | 0.1315
|  | 2014-11-01 | 17時 | 0.34737
|  | 2014-11-01 | 18時 | 0.34737
|  | 2014-11-01 | 19時 | 0.29876
|  | 2014-11-01 | 20時 | 0.34737
|  | 2014-11-01 | 21時 | 0.34737
|  | 2014-11-01 | 22時 | 0.34737
|  | 2014-11-01 | 23時 | 0.24268
|  | 2014-11-02 | 0時 | 0.086625
|  | 2014-11-02 | 1時 | 0.025611
|  | 2014-11-02 | 2時 | 0.02799
|  | 2014-11-02 | 3時 | 0.02799
|  | 2014-11-02 | 4時 | 0.025611
|  | 2014-11-02 | 5時 | 0.28929
|  | 2014-11-02 | 6時 | 0.28929
|  | 2014-11-02 | 7時 | 0.28929
|  | 2014-11-02 | 8時 | 0.14401
|  | 2014-11-02 | 9時 | 0.22542
|  | 2014-11-02 | 10時 | 0.058201
|  | 2014-11-02 | 11時 | 0.061478
|  | 2014-11-02 | 12時 | 0.17012
|  | 2014-11-02 | 13時 | 0.061256
|  | 2014-11-02 | 14時 | 0.042925
|  | 2014-11-02 | 15時 | 0.060159
|  | 2014-11-02 | 16時 | 0.079911
|  | 2014-11-02 | 17時 | 0.2175
|  | 2014-11-02 | 18時 | 0.26948
|  | 2014-11-02 | 19時 | 0.23355
|  | 2014-11-02 | 20時 | 0.24135
|  | 2014-11-02 | 21時 | 0.28929
|  | 2014-11-02 | 22時 | 0.28929
|  | 2014-11-02 | 23時 | 0.20135
|  | 2014-11-03 | 0時 | 0.070898
|  | 2014-11-03 | 1時 | 0.032187
|  | 2014-11-03 | 2時 | 0.034944
|  | 2014-11-03 | 3時 | 0.034944
|  | 2014-11-03 | 4時 | 0.032187
|  | 2014-11-03 | 5時 | 0.034944
|  | 2014-11-03 | 6時 | 0.034944
|  | 2014-11-03 | 7時 | 0.33783
|  | 2014-11-03 | 8時 | 0.33783
|  | 2014-11-03 | 9時 | 0.33783
|  | 2014-11-03 | 10時 | 0.33783
|  | 2014-11-03 | 11時 | 0.33129
|  | 2014-11-03 | 12時 | 0.28426
|  | 2014-11-03 | 13時 | 0.098929
|  | 2014-11-03 | 14時 | 0.034944
|  | 2014-11-03 | 15時 | 0.12843
|  | 2014-11-03 | 16時 | 0.33783
|  | 2014-11-03 | 17時 | 0.33783
|  | 2014-11-03 | 18時 | 0.32513
|  | 2014-11-03 | 19時 | 0.25469
|  | 2014-11-03 | 20時 | 0.33783
|  | 2014-11-03 | 21時 | 0.33783
|  | 2014-11-03 | 22時 | 0.23882
|  | 2014-11-03 | 23時 | 0.16816
|  | 2014-11-04 | 0時 | 0.068972
|  | 2014-11-04 | 1時 | 0.031121
|  | 2014-11-04 | 2時 | 0.033818
|  | 2014-11-04 | 3時 | 0.033818
|  | 2014-11-04 | 4時 | 0.031121
|  | 2014-11-04 | 5時 | 0.033818
|  | 2014-11-04 | 6時 | 0.033818
|  | 2014-11-04 | 7時 | 0.32997
|  | 2014-11-04 | 8時 | 0.32997
|  | 2014-11-04 | 9時 | 0.32997
|  | 2014-11-04 | 10時 | 0.32997
|  | 2014-11-04 | 11時 | 0.32997
|  | 2014-11-04 | 12時 | 0.2944
|  | 2014-11-04 | 13時 | 0.096379
|  | 2014-11-04 | 14時 | 0.033818
|  | 2014-11-04 | 15時 | 0.1888
|  | 2014-11-04 | 16時 | 0.32997
|  | 2014-11-04 | 17時 | 0.32997
|  | 2014-11-04 | 18時 | 0.32997
|  | 2014-11-04 | 19時 | 0.2832
|  | 2014-11-04 | 20時 | 0.32997
|  | 2014-11-04 | 21時 | 0.32997
|  | 2014-11-04 | 22時 | 0.23316
|  | 2014-11-04 | 23時 | 0.16407
|  | 2014-11-05 | 0時 | 0.078725
|  | 2014-11-05 | 1時 | 0.036515
|  | 2014-11-05 | 2時 | 0.039521
|  | 2014-11-05 | 3時 | 0.039521
|  | 2014-11-05 | 4時 | 0.036515
|  | 2014-11-05 | 5時 | 0.039521
|  | 2014-11-05 | 6時 | 0.039521
|  | 2014-11-05 | 7時 | 0.36978
|  | 2014-11-05 | 8時 | 0.36978
|  | 2014-11-05 | 9時 | 0.36978
|  | 2014-11-05 | 10時 | 0.36978
|  | 2014-11-05 | 11時 | 0.36978
|  | 2014-11-05 | 12時 | 0.31732
|  | 2014-11-05 | 13時 | 0.10929
|  | 2014-11-05 | 14時 | 0.039521
|  | 2014-11-05 | 15時 | 0.20413
|  | 2014-11-05 | 16時 | 0.36978
|  | 2014-11-05 | 17時 | 0.36978
|  | 2014-11-05 | 18時 | 0.36978
|  | 2014-11-05 | 19時 | 0.3201
|  | 2014-11-05 | 20時 | 0.36978
|  | 2014-11-05 | 21時 | 0.36978
|  | 2014-11-05 | 22時 | 0.26182
|  | 2014-11-05 | 23時 | 0.18478
|  | 2014-11-06 | 0時 | 0.098516
|  | 2014-11-06 | 1時 | 0.030412
|  | 2014-11-06 | 2時 | 0.033067
|  | 2014-11-06 | 3時 | 0.033067
|  | 2014-11-06 | 4時 | 0.030412
|  | 2014-11-06 | 5時 | 0.32473
|  | 2014-11-06 | 6時 | 0.32473
|  | 2014-11-06 | 7時 | 0.31441
|  | 2014-11-06 | 8時 | 0.16388
|  | 2014-11-06 | 9時 | 0.25344
|  | 2014-11-06 | 10時 | 0.066789
|  | 2014-11-06 | 11時 | 0.072997
|  | 2014-11-06 | 12時 | 0.19371
|  | 2014-11-06 | 13時 | 0.070199
|  | 2014-11-06 | 14時 | 0.049737
|  | 2014-11-06 | 15時 | 0.071553
|  | 2014-11-06 | 16時 | 0.093457
|  | 2014-11-06 | 17時 | 0.31491
|  | 2014-11-06 | 18時 | 0.32473
|  | 2014-11-06 | 19時 | 0.27534
|  | 2014-11-06 | 20時 | 0.32473
|  | 2014-11-06 | 21時 | 0.32473
|  | 2014-11-06 | 22時 | 0.32473
|  | 2014-11-06 | 23時 | 0.22657
|  | 2014-11-07 | 0時 | 0.086485
|  | 2014-11-07 | 1時 | 0.025554
|  | 2014-11-07 | 2時 | 0.02793
|  | 2014-11-07 | 3時 | 0.02793
|  | 2014-11-07 | 4時 | 0.025554
|  | 2014-11-07 | 5時 | 0.28887
|  | 2014-11-07 | 6時 | 0.28887
|  | 2014-11-07 | 7時 | 0.28887
|  | 2014-11-07 | 8時 | 0.16874
|  | 2014-11-07 | 9時 | 0.22509
|  | 2014-11-07 | 10時 | 0.058099
|  | 2014-11-07 | 11時 | 0.062889
|  | 2014-11-07 | 12時 | 0.17094
|  | 2014-11-07 | 13時 | 0.061151
|  | 2014-11-07 | 14時 | 0.042844
|  | 2014-11-07 | 15時 | 0.061177
|  | 2014-11-07 | 16時 | 0.080384
|  | 2014-11-07 | 17時 | 0.24144
|  | 2014-11-07 | 18時 | 0.28887
|  | 2014-11-07 | 19時 | 0.24055
|  | 2014-11-07 | 20時 | 0.24775
|  | 2014-11-07 | 21時 | 0.28887
|  | 2014-11-07 | 22時 | 0.28887
|  | 2014-11-07 | 23時 | 0.20105
|  | 2014-11-08 | 0時 | 0.10154
|  | 2014-11-08 | 1時 | 0.031633
|  | 2014-11-08 | 2時 | 0.034359
|  | 2014-11-08 | 3時 | 0.034359
|  | 2014-11-08 | 4時 | 0.031633
|  | 2014-11-08 | 5時 | 0.33375
|  | 2014-11-08 | 6時 | 0.26693
|  | 2014-11-08 | 7時 | 0.30609
|  | 2014-11-08 | 8時 | 0.18908
|  | 2014-11-08 | 9時 | 0.26057
|  | 2014-11-08 | 10時 | 0.068974
|  | 2014-11-08 | 11時 | 0.12202
|  | 2014-11-08 | 12時 | 0.20655
|  | 2014-11-08 | 13時 | 0.072475
|  | 2014-11-08 | 14時 | 0.051471
|  | 2014-11-08 | 15時 | 0.12458
|  | 2014-11-08 | 16時 | 0.11215
|  | 2014-11-08 | 17時 | 0.29395
|  | 2014-11-08 | 18時 | 0.31375
|  | 2014-11-08 | 19時 | 0.28221
|  | 2014-11-08 | 20時 | 0.25472
|  | 2014-11-08 | 21時 | 0.33375
|  | 2014-11-08 | 22時 | 0.33375
|  | 2014-11-08 | 23時 | 0.23299
|  | 2014-11-09 | 0時 | 0.10733
|  | 2014-11-09 | 1時 | 0.033972
|  | 2014-11-09 | 2時 | 0.036832
|  | 2014-11-09 | 3時 | 0.036832
|  | 2014-11-09 | 4時 | 0.033972
|  | 2014-11-09 | 5時 | 0.31987
|  | 2014-11-09 | 6時 | 0.22946
|  | 2014-11-09 | 7時 | 0.26771
|  | 2014-11-09 | 8時 | 0.17059
|  | 2014-11-09 | 9時 | 0.27422
|  | 2014-11-09 | 10時 | 0.073157
|  | 2014-11-09 | 11時 | 0.078185
|  | 2014-11-09 | 12時 | 0.20913
|  | 2014-11-09 | 13時 | 0.076831
|  | 2014-11-09 | 14時 | 0.054789
|  | 2014-11-09 | 15時 | 0.07846
|  | 2014-11-09 | 16時 | 0.10138
|  | 2014-11-09 | 17時 | 0.2681
|  | 2014-11-09 | 18時 | 0.35101
|  | 2014-11-09 | 19時 | 0.30448
|  | 2014-11-09 | 20時 | 0.33212
|  | 2014-11-09 | 21時 | 0.35101
|  | 2014-11-09 | 22時 | 0.35101
|  | 2014-11-09 | 23時 | 0.24528
|  | 2014-11-10 | 0時 | 0.089827
|  | 2014-11-10 | 1時 | 0.026904
|  | 2014-11-10 | 2時 | 0.029357
|  | 2014-11-10 | 3時 | 0.029357
|  | 2014-11-10 | 4時 | 0.026904
|  | 2014-11-10 | 5時 | 0.29883
|  | 2014-11-10 | 6時 | 0.29883
|  | 2014-11-10 | 7時 | 0.29883
|  | 2014-11-10 | 8時 | 0.29883
|  | 2014-11-10 | 9時 | 0.23297
|  | 2014-11-10 | 10時 | 0.060513
|  | 2014-11-10 | 11時 | 0.2285
|  | 2014-11-10 | 12時 | 0.17919
|  | 2014-11-10 | 13時 | 0.063665
|  | 2014-11-10 | 14時 | 0.044759
|  | 2014-11-10 | 15時 | 0.12992
|  | 2014-11-10 | 16時 | 0.1285
|  | 2014-11-10 | 17時 | 0.29883
|  | 2014-11-10 | 18時 | 0.29883
|  | 2014-11-10 | 19時 | 0.24992
|  | 2014-11-10 | 20時 | 0.29116
|  | 2014-11-10 | 21時 | 0.29883
|  | 2014-11-10 | 22時 | 0.29883
|  | 2014-11-10 | 23時 | 0.20814
|  | 2014-11-11 | 0時 | 0.071956
|  | 2014-11-11 | 1時 | 0.032772
|  | 2014-11-11 | 2時 | 0.035563
|  | 2014-11-11 | 3時 | 0.035563
|  | 2014-11-11 | 4時 | 0.032772
|  | 2014-11-11 | 5時 | 0.035563
|  | 2014-11-11 | 6時 | 0.035563
|  | 2014-11-11 | 7時 | 0.34215
|  | 2014-11-11 | 8時 | 0.34215
|  | 2014-11-11 | 9時 | 0.34215
|  | 2014-11-11 | 10時 | 0.34215
|  | 2014-11-11 | 11時 | 0.34215
|  | 2014-11-11 | 12時 | 0.29348
|  | 2014-11-11 | 13時 | 0.10033
|  | 2014-11-11 | 14時 | 0.035563
|  | 2014-11-11 | 15時 | 0.20276
|  | 2014-11-11 | 16時 | 0.34215
|  | 2014-11-11 | 17時 | 0.34215
|  | 2014-11-11 | 18時 | 0.34215
|  | 2014-11-11 | 19時 | 0.29239
|  | 2014-11-11 | 20時 | 0.34215
|  | 2014-11-11 | 21時 | 0.34215
|  | 2014-11-11 | 22時 | 0.24193
|  | 2014-11-11 | 23時 | 0.17041
|  | 2014-11-12 | 0時 | 0.048389
|  | 2014-11-12 | 1時 | 0.01974
|  | 2014-11-12 | 2時 | 0.02178
|  | 2014-11-12 | 3時 | 0.02178
|  | 2014-11-12 | 4時 | 0.01974
|  | 2014-11-12 | 5時 | 0.02178
|  | 2014-11-12 | 6時 | 0.055007
|  | 2014-11-12 | 7時 | 0.24594
|  | 2014-11-12 | 8時 | 0.24594
|  | 2014-11-12 | 9時 | 0.24245
|  | 2014-11-12 | 10時 | 0.1792
|  | 2014-11-12 | 11時 | 0.1383
|  | 2014-11-12 | 12時 | 0.093503
|  | 2014-11-12 | 13時 | 0.01974
|  | 2014-11-12 | 14時 | 0.02178
|  | 2014-11-12 | 15時 | 0.24594
|  | 2014-11-12 | 16時 | 0.20656
|  | 2014-11-12 | 17時 | 0.20912
|  | 2014-11-12 | 18時 | 0.10735
|  | 2014-11-12 | 19時 | 0.24594
|  | 2014-11-12 | 20時 | 0.24594
|  | 2014-11-12 | 21時 | 0.24594
|  | 2014-11-12 | 22時 | 0.11592
|  | 2014-11-12 | 23時 | 0.14746
|  | 2014-11-13 | 0時 | 0.089901
|  | 2014-11-13 | 1時 | 0.026933
|  | 2014-11-13 | 2時 | 0.029389
|  | 2014-11-13 | 3時 | 0.029389
|  | 2014-11-13 | 4時 | 0.026933
|  | 2014-11-13 | 5時 | 0.29905
|  | 2014-11-13 | 6時 | 0.29905
|  | 2014-11-13 | 7時 | 0.29905
|  | 2014-11-13 | 8時 | 0.17792
|  | 2014-11-13 | 9時 | 0.23314
|  | 2014-11-13 | 10時 | 0.060566
|  | 2014-11-13 | 11時 | 0.19754
|  | 2014-11-13 | 12時 | 0.24377
|  | 2014-11-13 | 13時 | 0.06372
|  | 2014-11-13 | 14時 | 0.044801
|  | 2014-11-13 | 15時 | 0.22437
|  | 2014-11-13 | 16時 | 0.16835
|  | 2014-11-13 | 17時 | 0.29905
|  | 2014-11-13 | 18時 | 0.29905
|  | 2014-11-13 | 19時 | 0.24988
|  | 2014-11-13 | 20時 | 0.29905
|  | 2014-11-13 | 21時 | 0.29905
|  | 2014-11-13 | 22時 | 0.29905
|  | 2014-11-13 | 23時 | 0.2083
|  | 2014-11-14 | 0時 | 0.080739
|  | 2014-11-14 | 1時 | 0.023235
|  | 2014-11-14 | 2時 | 0.025477
|  | 2014-11-14 | 3時 | 0.025477
|  | 2014-11-14 | 4時 | 0.023235
|  | 2014-11-14 | 5時 | 0.27174
|  | 2014-11-14 | 6時 | 0.27174
|  | 2014-11-14 | 7時 | 0.27174
|  | 2014-11-14 | 8時 | 0.21102
|  | 2014-11-14 | 9時 | 0.21155
|  | 2014-11-14 | 10時 | 0.053949
|  | 2014-11-14 | 11時 | 0.087788
|  | 2014-11-14 | 12時 | 0.16312
|  | 2014-11-14 | 13時 | 0.056829
|  | 2014-11-14 | 14時 | 0.039552
|  | 2014-11-14 | 15時 | 0.15163
|  | 2014-11-14 | 16時 | 0.1441
|  | 2014-11-14 | 17時 | 0.27174
|  | 2014-11-14 | 18時 | 0.27174
|  | 2014-11-14 | 19時 | 0.22202
|  | 2014-11-14 | 20時 | 0.27174
|  | 2014-11-14 | 21時 | 0.27174
|  | 2014-11-14 | 22時 | 0.27174
|  | 2014-11-14 | 23時 | 0.18886
|  | 2014-11-15 | 0時 | 0.1115
|  | 2014-11-15 | 1時 | 0.035653
|  | 2014-11-15 | 2時 | 0.03861
|  | 2014-11-15 | 3時 | 0.03861
|  | 2014-11-15 | 4時 | 0.035653
|  | 2014-11-15 | 5時 | 0.36342
|  | 2014-11-15 | 6時 | 0.36342
|  | 2014-11-15 | 7時 | 0.36342
|  | 2014-11-15 | 8時 | 0.26151
|  | 2014-11-15 | 9時 | 0.28403
|  | 2014-11-15 | 10時 | 0.076165
|  | 2014-11-15 | 11時 | 0.11635
|  | 2014-11-15 | 12時 | 0.22059
|  | 2014-11-15 | 13時 | 0.079963
|  | 2014-11-15 | 14時 | 0.057175
|  | 2014-11-15 | 15時 | 0.12668
|  | 2014-11-15 | 16時 | 0.1651
|  | 2014-11-15 | 17時 | 0.36342
|  | 2014-11-15 | 18時 | 0.36342
|  | 2014-11-15 | 19時 | 0.31357
|  | 2014-11-15 | 20時 | 0.36342
|  | 2014-11-15 | 21時 | 0.36342
|  | 2014-11-15 | 22時 | 0.36342
|  | 2014-11-15 | 23時 | 0.25411
|  | 2014-11-16 | 0時 | 0.086784
|  | 2014-11-16 | 1時 | 0.025675
|  | 2014-11-16 | 2時 | 0.028058
|  | 2014-11-16 | 3時 | 0.028058
|  | 2014-11-16 | 4時 | 0.025675
|  | 2014-11-16 | 5時 | 0.28976
|  | 2014-11-16 | 6時 | 0.28976
|  | 2014-11-16 | 7時 | 0.28976
|  | 2014-11-16 | 8時 | 0.15441
|  | 2014-11-16 | 9時 | 0.2258
|  | 2014-11-16 | 10時 | 0.058316
|  | 2014-11-16 | 11時 | 0.065231
|  | 2014-11-16 | 12時 | 0.17334
|  | 2014-11-16 | 13時 | 0.061376
|  | 2014-11-16 | 14時 | 0.043016
|  | 2014-11-16 | 15時 | 0.06398
|  | 2014-11-16 | 16時 | 0.099294
|  | 2014-11-16 | 17時 | 0.28976
|  | 2014-11-16 | 18時 | 0.28976
|  | 2014-11-16 | 19時 | 0.24011
|  | 2014-11-16 | 20時 | 0.28976
|  | 2014-11-16 | 21時 | 0.28976
|  | 2014-11-16 | 22時 | 0.28976
|  | 2014-11-16 | 23時 | 0.20169
|  | 2014-11-17 | 0時 | 0.081746
|  | 2014-11-17 | 1時 | 0.023641
|  | 2014-11-17 | 2時 | 0.025907
|  | 2014-11-17 | 3時 | 0.025907
|  | 2014-11-17 | 4時 | 0.023641
|  | 2014-11-17 | 5時 | 0.27474
|  | 2014-11-17 | 6時 | 0.27474
|  | 2014-11-17 | 7時 | 0.27474
|  | 2014-11-17 | 8時 | 0.27474
|  | 2014-11-17 | 9時 | 0.21392
|  | 2014-11-17 | 10時 | 0.054677
|  | 2014-11-17 | 11時 | 0.27474
|  | 2014-11-17 | 12時 | 0.27474
|  | 2014-11-17 | 13時 | 0.057587
|  | 2014-11-17 | 14時 | 0.040129
|  | 2014-11-17 | 15時 | 0.27474
|  | 2014-11-17 | 16時 | 0.25341
|  | 2014-11-17 | 17時 | 0.27474
|  | 2014-11-17 | 18時 | 0.27474
|  | 2014-11-17 | 19時 | 0.22339
|  | 2014-11-17 | 20時 | 0.27474
|  | 2014-11-17 | 21時 | 0.27474
|  | 2014-11-17 | 22時 | 0.27474
|  | 2014-11-17 | 23時 | 0.191
|  | 2014-11-18 | 0時 | 0.074278
|  | 2014-11-18 | 1時 | 0.034056
|  | 2014-11-18 | 2時 | 0.036921
|  | 2014-11-18 | 3時 | 0.036921
|  | 2014-11-18 | 4時 | 0.034056
|  | 2014-11-18 | 5時 | 0.036921
|  | 2014-11-18 | 6時 | 0.036921
|  | 2014-11-18 | 7時 | 0.35163
|  | 2014-11-18 | 8時 | 0.35163
|  | 2014-11-18 | 9時 | 0.35163
|  | 2014-11-18 | 10時 | 0.35163
|  | 2014-11-18 | 11時 | 0.35163
|  | 2014-11-18 | 12時 | 0.30042
|  | 2014-11-18 | 13時 | 0.1034
|  | 2014-11-18 | 14時 | 0.036921
|  | 2014-11-18 | 15時 | 0.18063
|  | 2014-11-18 | 16時 | 0.35163
|  | 2014-11-18 | 17時 | 0.35163
|  | 2014-11-18 | 18時 | 0.35163
|  | 2014-11-18 | 19時 | 0.30173
|  | 2014-11-18 | 20時 | 0.35163
|  | 2014-11-18 | 21時 | 0.35163
|  | 2014-11-18 | 22時 | 0.24875
|  | 2014-11-18 | 23時 | 0.17534
|  | 2014-11-19 | 0時 | 0.081278
|  | 2014-11-19 | 1時 | 0.037926
|  | 2014-11-19 | 2時 | 0.041014
|  | 2014-11-19 | 3時 | 0.041014
|  | 2014-11-19 | 4時 | 0.037926
|  | 2014-11-19 | 5時 | 0.041014
|  | 2014-11-19 | 6時 | 0.041014
|  | 2014-11-19 | 7時 | 0.38021
|  | 2014-11-19 | 8時 | 0.38021
|  | 2014-11-19 | 9時 | 0.38021
|  | 2014-11-19 | 10時 | 0.38021
|  | 2014-11-19 | 11時 | 0.38021
|  | 2014-11-19 | 12時 | 0.38021
|  | 2014-11-19 | 13時 | 0.11267
|  | 2014-11-19 | 14時 | 0.041014
|  | 2014-11-19 | 15時 | 0.38021
|  | 2014-11-19 | 16時 | 0.38021
|  | 2014-11-19 | 17時 | 0.38021
|  | 2014-11-19 | 18時 | 0.38021
|  | 2014-11-19 | 19時 | 0.33065
|  | 2014-11-19 | 20時 | 0.38021
|  | 2014-11-19 | 21時 | 0.38021
|  | 2014-11-19 | 22時 | 0.26933
|  | 2014-11-19 | 23時 | 0.1902
|  | 2014-11-20 | 0時 | 0.093204
|  | 2014-11-20 | 1時 | 0.028267
|  | 2014-11-20 | 2時 | 0.030799
|  | 2014-11-20 | 3時 | 0.030799
|  | 2014-11-20 | 4時 | 0.028267
|  | 2014-11-20 | 5時 | 0.3089
|  | 2014-11-20 | 6時 | 0.2865
|  | 2014-11-20 | 7時 | 0.28877
|  | 2014-11-20 | 8時 | 0.2032
|  | 2014-11-20 | 9時 | 0.24092
|  | 2014-11-20 | 10時 | 0.062952
|  | 2014-11-20 | 11時 | 0.16841
|  | 2014-11-20 | 12時 | 0.22212
|  | 2014-11-20 | 13時 | 0.066204
|  | 2014-11-20 | 14時 | 0.046694
|  | 2014-11-20 | 15時 | 0.25113
|  | 2014-11-20 | 16時 | 0.2181
|  | 2014-11-20 | 17時 | 0.3089
|  | 2014-11-20 | 18時 | 0.3089
|  | 2014-11-20 | 19時 | 0.26038
|  | 2014-11-20 | 20時 | 0.3089
|  | 2014-11-20 | 21時 | 0.3089
|  | 2014-11-20 | 22時 | 0.3089
|  | 2014-11-20 | 23時 | 0.2153
|  | 2014-11-21 | 0時 | 0.08478
|  | 2014-11-21 | 1時 | 0.024866
|  | 2014-11-21 | 2時 | 0.027202
|  | 2014-11-21 | 3時 | 0.027202
|  | 2014-11-21 | 4時 | 0.024866
|  | 2014-11-21 | 5時 | 0.28379
|  | 2014-11-21 | 6時 | 0.28379
|  | 2014-11-21 | 7時 | 0.28379
|  | 2014-11-21 | 8時 | 0.17147
|  | 2014-11-21 | 9時 | 0.22107
|  | 2014-11-21 | 10時 | 0.056868
|  | 2014-11-21 | 11時 | 0.1122
|  | 2014-11-21 | 12時 | 0.17008
|  | 2014-11-21 | 13時 | 0.059869
|  | 2014-11-21 | 14時 | 0.041868
|  | 2014-11-21 | 15時 | 0.10444
|  | 2014-11-21 | 16時 | 0.13222
|  | 2014-11-21 | 17時 | 0.28379
|  | 2014-11-21 | 18時 | 0.28379
|  | 2014-11-21 | 19時 | 0.23317
|  | 2014-11-21 | 20時 | 0.28379
|  | 2014-11-21 | 21時 | 0.28379
|  | 2014-11-21 | 22時 | 0.28379
|  | 2014-11-21 | 23時 | 0.19744
|  | 2014-11-22 | 0時 | 0.099094
|  | 2014-11-22 | 1時 | 0.030645
|  | 2014-11-22 | 2時 | 0.033314
|  | 2014-11-22 | 3時 | 0.033314
|  | 2014-11-22 | 4時 | 0.030645
|  | 2014-11-22 | 5時 | 0.32645
|  | 2014-11-22 | 6時 | 0.32645
|  | 2014-11-22 | 7時 | 0.32645
|  | 2014-11-22 | 8時 | 0.23022
|  | 2014-11-22 | 9時 | 0.2548
|  | 2014-11-22 | 10時 | 0.067206
|  | 2014-11-22 | 11時 | 0.12216
|  | 2014-11-22 | 12時 | 0.19601
|  | 2014-11-22 | 13時 | 0.070634
|  | 2014-11-22 | 14時 | 0.050068
|  | 2014-11-22 | 15時 | 0.13884
|  | 2014-11-22 | 16時 | 0.13557
|  | 2014-11-22 | 17時 | 0.32645
|  | 2014-11-22 | 18時 | 0.32645
|  | 2014-11-22 | 19時 | 0.27701
|  | 2014-11-22 | 20時 | 0.3153
|  | 2014-11-22 | 21時 | 0.32645
|  | 2014-11-22 | 22時 | 0.32645
|  | 2014-11-22 | 23時 | 0.2278
|  | 2014-11-23 | 0時 | 0.072715
|  | 2014-11-23 | 1時 | 0.033191
|  | 2014-11-23 | 2時 | 0.036007
|  | 2014-11-23 | 3時 | 0.036007
|  | 2014-11-23 | 4時 | 0.033191
|  | 2014-11-23 | 5時 | 0.036007
|  | 2014-11-23 | 6時 | 0.036007
|  | 2014-11-23 | 7時 | 0.34525
|  | 2014-11-23 | 8時 | 0.34525
|  | 2014-11-23 | 9時 | 0.34525
|  | 2014-11-23 | 10時 | 0.34525
|  | 2014-11-23 | 11時 | 0.34525
|  | 2014-11-23 | 12時 | 0.33205
|  | 2014-11-23 | 13時 | 0.10133
|  | 2014-11-23 | 14時 | 0.036007
|  | 2014-11-23 | 15時 | 0.30777
|  | 2014-11-23 | 16時 | 0.34525
|  | 2014-11-23 | 17時 | 0.34525
|  | 2014-11-23 | 18時 | 0.34525
|  | 2014-11-23 | 19時 | 0.29837
|  | 2014-11-23 | 20時 | 0.34525
|  | 2014-11-23 | 21時 | 0.34525
|  | 2014-11-23 | 22時 | 0.24416
|  | 2014-11-23 | 23時 | 0.17202
|  | 2014-11-24 | 0時 | 0.097862
|  | 2014-11-24 | 1時 | 0.030148
|  | 2014-11-24 | 2時 | 0.032788
|  | 2014-11-24 | 3時 | 0.032788
|  | 2014-11-24 | 4時 | 0.030148
|  | 2014-11-24 | 5時 | 0.32278
|  | 2014-11-24 | 6時 | 0.31081
|  | 2014-11-24 | 7時 | 0.31939
|  | 2014-11-24 | 8時 | 0.19706
|  | 2014-11-24 | 9時 | 0.2519
|  | 2014-11-24 | 10時 | 0.066316
|  | 2014-11-24 | 11時 | 0.076014
|  | 2014-11-24 | 12時 | 0.19629
|  | 2014-11-24 | 13時 | 0.069707
|  | 2014-11-24 | 14時 | 0.049363
|  | 2014-11-24 | 15時 | 0.17054
|  | 2014-11-24 | 16時 | 0.21251
|  | 2014-11-24 | 17時 | 0.32278
|  | 2014-11-24 | 18時 | 0.32278
|  | 2014-11-24 | 19時 | 0.27228
|  | 2014-11-24 | 20時 | 0.32278
|  | 2014-11-24 | 21時 | 0.32278
|  | 2014-11-24 | 22時 | 0.32278
|  | 2014-11-24 | 23時 | 0.22519
|  | 2014-11-25 | 0時 | 0.072004
|  | 2014-11-25 | 1時 | 0.032798
|  | 2014-11-25 | 2時 | 0.035591
|  | 2014-11-25 | 3時 | 0.035591
|  | 2014-11-25 | 4時 | 0.032798
|  | 2014-11-25 | 5時 | 0.035591
|  | 2014-11-25 | 6時 | 0.035591
|  | 2014-11-25 | 7時 | 0.34235
|  | 2014-11-25 | 8時 | 0.34235
|  | 2014-11-25 | 9時 | 0.34235
|  | 2014-11-25 | 10時 | 0.34235
|  | 2014-11-25 | 11時 | 0.34235
|  | 2014-11-25 | 12時 | 0.32607
|  | 2014-11-25 | 13時 | 0.10039
|  | 2014-11-25 | 14時 | 0.035591
|  | 2014-11-25 | 15時 | 0.34235
|  | 2014-11-25 | 16時 | 0.34235
|  | 2014-11-25 | 17時 | 0.34235
|  | 2014-11-25 | 18時 | 0.34235
|  | 2014-11-25 | 19時 | 0.29091
|  | 2014-11-25 | 20時 | 0.34235
|  | 2014-11-25 | 21時 | 0.34235
|  | 2014-11-25 | 22時 | 0.24207
|  | 2014-11-25 | 23時 | 0.17051
|  | 2014-11-26 | 0時 | 0.059752
|  | 2014-11-26 | 1時 | 0.026023
|  | 2014-11-26 | 2時 | 0.028425
|  | 2014-11-26 | 3時 | 0.028425
|  | 2014-11-26 | 4時 | 0.026023
|  | 2014-11-26 | 5時 | 0.028425
|  | 2014-11-26 | 6時 | 0.067543
|  | 2014-11-26 | 7時 | 0.29233
|  | 2014-11-26 | 8時 | 0.29233
|  | 2014-11-26 | 9時 | 0.22069
|  | 2014-11-26 | 10時 | 0.16277
|  | 2014-11-26 | 11時 | 0.12146
|  | 2014-11-26 | 12時 | 0.081055
|  | 2014-11-26 | 13時 | 0.026023
|  | 2014-11-26 | 14時 | 0.028425
|  | 2014-11-26 | 15時 | 0.21041
|  | 2014-11-26 | 16時 | 0.20162
|  | 2014-11-26 | 17時 | 0.2072
|  | 2014-11-26 | 18時 | 0.10883
|  | 2014-11-26 | 19時 | 0.26449
|  | 2014-11-26 | 20時 | 0.29233
|  | 2014-11-26 | 21時 | 0.29233
|  | 2014-11-26 | 22時 | 0.13925
|  | 2014-11-26 | 23時 | 0.17639
|  | 2014-11-27 | 0時 | 0.10398
|  | 2014-11-27 | 1時 | 0.032619
|  | 2014-11-27 | 2時 | 0.035402
|  | 2014-11-27 | 3時 | 0.035402
|  | 2014-11-27 | 4時 | 0.032619
|  | 2014-11-27 | 5時 | 0.34103
|  | 2014-11-27 | 6時 | 0.34103
|  | 2014-11-27 | 7時 | 0.34103
|  | 2014-11-27 | 8時 | 0.19166
|  | 2014-11-27 | 9時 | 0.26633
|  | 2014-11-27 | 10時 | 0.070738
|  | 2014-11-27 | 11時 | 0.076227
|  | 2014-11-27 | 12時 | 0.20343
|  | 2014-11-27 | 13時 | 0.074312
|  | 2014-11-27 | 14時 | 0.05287
|  | 2014-11-27 | 15時 | 0.076363
|  | 2014-11-27 | 16時 | 0.11308
|  | 2014-11-27 | 17時 | 0.31518
|  | 2014-11-27 | 18時 | 0.34103
|  | 2014-11-27 | 19時 | 0.29286
|  | 2014-11-27 | 20時 | 0.32775
|  | 2014-11-27 | 21時 | 0.34103
|  | 2014-11-27 | 22時 | 0.34103
|  | 2014-11-27 | 23時 | 0.23817
|  | 2014-11-28 | 0時 | 0.076065
|  | 2014-11-28 | 1時 | 0.021348
|  | 2014-11-28 | 2時 | 0.023481
|  | 2014-11-28 | 3時 | 0.023481
|  | 2014-11-28 | 4時 | 0.021348
|  | 2014-11-28 | 5時 | 0.25781
|  | 2014-11-28 | 6時 | 0.25781
|  | 2014-11-28 | 7時 | 0.25781
|  | 2014-11-28 | 8時 | 0.20478
|  | 2014-11-28 | 9時 | 0.20054
|  | 2014-11-28 | 10時 | 0.050574
|  | 2014-11-28 | 11時 | 0.20751
|  | 2014-11-28 | 12時 | 0.21787
|  | 2014-11-28 | 13時 | 0.053314
|  | 2014-11-28 | 14時 | 0.036874
|  | 2014-11-28 | 15時 | 0.21694
|  | 2014-11-28 | 16時 | 0.13647
|  | 2014-11-28 | 17時 | 0.25781
|  | 2014-11-28 | 18時 | 0.25781
|  | 2014-11-28 | 19時 | 0.20991
|  | 2014-11-28 | 20時 | 0.25447
|  | 2014-11-28 | 21時 | 0.25781
|  | 2014-11-28 | 22時 | 0.25781
|  | 2014-11-28 | 23時 | 0.17895
|  | 2014-11-29 | 0時 | 0.10716
|  | 2014-11-29 | 1時 | 0.033901
|  | 2014-11-29 | 2時 | 0.036758
|  | 2014-11-29 | 3時 | 0.036758
|  | 2014-11-29 | 4時 | 0.033901
|  | 2014-11-29 | 5時 | 0.35049
|  | 2014-11-29 | 6時 | 0.31534
|  | 2014-11-29 | 7時 | 0.35049
|  | 2014-11-29 | 8時 | 0.24839
|  | 2014-11-29 | 9時 | 0.27381
|  | 2014-11-29 | 10時 | 0.073031
|  | 2014-11-29 | 11時 | 0.19835
|  | 2014-11-29 | 12時 | 0.25617
|  | 2014-11-29 | 13時 | 0.0767
|  | 2014-11-29 | 14時 | 0.054689
|  | 2014-11-29 | 15時 | 0.23104
|  | 2014-11-29 | 16時 | 0.19106
|  | 2014-11-29 | 17時 | 0.35049
|  | 2014-11-29 | 18時 | 0.35049
|  | 2014-11-29 | 19時 | 0.30234
|  | 2014-11-29 | 20時 | 0.35049
|  | 2014-11-29 | 21時 | 0.35049
|  | 2014-11-29 | 22時 | 0.35049
|  | 2014-11-29 | 23時 | 0.24491
|  | 2014-11-30 | 0時 | 0.077024
|  | 2014-11-30 | 1時 | 0.021735
|  | 2014-11-30 | 2時 | 0.023891
|  | 2014-11-30 | 3時 | 0.023891
|  | 2014-11-30 | 4時 | 0.021735
|  | 2014-11-30 | 5時 | 0.26067
|  | 2014-11-30 | 6時 | 0.26067
|  | 2014-11-30 | 7時 | 0.26067
|  | 2014-11-30 | 8時 | 0.26067
|  | 2014-11-30 | 9時 | 0.2028
|  | 2014-11-30 | 10時 | 0.051267
|  | 2014-11-30 | 11時 | 0.19916
|  | 2014-11-30 | 12時 | 0.18781
|  | 2014-11-30 | 13時 | 0.054036
|  | 2014-11-30 | 14時 | 0.037424
|  | 2014-11-30 | 15時 | 0.1459
|  | 2014-11-30 | 16時 | 0.13284
|  | 2014-11-30 | 17時 | 0.26067
|  | 2014-11-30 | 18時 | 0.26067
|  | 2014-11-30 | 19時 | 0.21052
|  | 2014-11-30 | 20時 | 0.26067
|  | 2014-11-30 | 21時 | 0.26067
|  | 2014-11-30 | 22時 | 0.26067
|  | 2014-11-30 | 23時 | 0.18098
|  | 2014-12-01 | 0時 | 0.10052
|  | 2014-12-01 | 1時 | 0.031221
|  | 2014-12-01 | 2時 | 0.033922
|  | 2014-12-01 | 3時 | 0.033922
|  | 2014-12-01 | 4時 | 0.031221
|  | 2014-12-01 | 5時 | 0.3307
|  | 2014-12-01 | 6時 | 0.32025
|  | 2014-12-01 | 7時 | 0.29269
|  | 2014-12-01 | 8時 | 0.16468
|  | 2014-12-01 | 9時 | 0.25816
|  | 2014-12-01 | 10時 | 0.068235
|  | 2014-12-01 | 11時 | 0.10337
|  | 2014-12-01 | 12時 | 0.19987
|  | 2014-12-01 | 13時 | 0.071706
|  | 2014-12-01 | 14時 | 0.050885
|  | 2014-12-01 | 15時 | 0.13658
|  | 2014-12-01 | 16時 | 0.15428
|  | 2014-12-01 | 17時 | 0.3307
|  | 2014-12-01 | 18時 | 0.3307
|  | 2014-12-01 | 19時 | 0.28037
|  | 2014-12-01 | 20時 | 0.3307
|  | 2014-12-01 | 21時 | 0.3307
|  | 2014-12-01 | 22時 | 0.3307
|  | 2014-12-01 | 23時 | 0.23082
|  | 2014-12-02 | 0時 | 0.071106
|  | 2014-12-02 | 1時 | 0.032301
|  | 2014-12-02 | 2時 | 0.035065
|  | 2014-12-02 | 3時 | 0.035065
|  | 2014-12-02 | 4時 | 0.032301
|  | 2014-12-02 | 5時 | 0.035065
|  | 2014-12-02 | 6時 | 0.035065
|  | 2014-12-02 | 7時 | 0.33868
|  | 2014-12-02 | 8時 | 0.33868
|  | 2014-12-02 | 9時 | 0.33868
|  | 2014-12-02 | 10時 | 0.33868
|  | 2014-12-02 | 11時 | 0.33868
|  | 2014-12-02 | 12時 | 0.33868
|  | 2014-12-02 | 13時 | 0.099203
|  | 2014-12-02 | 14時 | 0.035065
|  | 2014-12-02 | 15時 | 0.33301
|  | 2014-12-02 | 16時 | 0.33868
|  | 2014-12-02 | 17時 | 0.33868
|  | 2014-12-02 | 18時 | 0.33868
|  | 2014-12-02 | 19時 | 0.28752
|  | 2014-12-02 | 20時 | 0.33868
|  | 2014-12-02 | 21時 | 0.33868
|  | 2014-12-02 | 22時 | 0.23943
|  | 2014-12-02 | 23時 | 0.1686
|  | 2014-12-03 | 0時 | 0.085092
|  | 2014-12-03 | 1時 | 0.040035
|  | 2014-12-03 | 2時 | 0.043245
|  | 2014-12-03 | 3時 | 0.043245
|  | 2014-12-03 | 4時 | 0.040035
|  | 2014-12-03 | 5時 | 0.043245
|  | 2014-12-03 | 6時 | 0.043245
|  | 2014-12-03 | 7時 | 0.39578
|  | 2014-12-03 | 8時 | 0.39578
|  | 2014-12-03 | 9時 | 0.39578
|  | 2014-12-03 | 10時 | 0.39578
|  | 2014-12-03 | 11時 | 0.39578
|  | 2014-12-03 | 12時 | 0.33762
|  | 2014-12-03 | 13時 | 0.11772
|  | 2014-12-03 | 14時 | 0.043245
|  | 2014-12-03 | 15時 | 0.18464
|  | 2014-12-03 | 16時 | 0.39578
|  | 2014-12-03 | 17時 | 0.39578
|  | 2014-12-03 | 18時 | 0.39578
|  | 2014-12-03 | 19時 | 0.34612
|  | 2014-12-03 | 20時 | 0.39578
|  | 2014-12-03 | 21時 | 0.39578
|  | 2014-12-03 | 22時 | 0.28053
|  | 2014-12-03 | 23時 | 0.1983
|  | 2014-12-04 | 0時 | 0.098461
|  | 2014-12-04 | 1時 | 0.030389
|  | 2014-12-04 | 2時 | 0.033043
|  | 2014-12-04 | 3時 | 0.033043
|  | 2014-12-04 | 4時 | 0.030389
|  | 2014-12-04 | 5時 | 0.32456
|  | 2014-12-04 | 6時 | 0.32456
|  | 2014-12-04 | 7時 | 0.32456
|  | 2014-12-04 | 8時 | 0.25275
|  | 2014-12-04 | 9時 | 0.25331
|  | 2014-12-04 | 10時 | 0.066748
|  | 2014-12-04 | 11時 | 0.07432
|  | 2014-12-04 | 12時 | 0.19459
|  | 2014-12-04 | 13時 | 0.070157
|  | 2014-12-04 | 14時 | 0.049705
|  | 2014-12-04 | 15時 | 0.14177
|  | 2014-12-04 | 16時 | 0.14993
|  | 2014-12-04 | 17時 | 0.32456
|  | 2014-12-04 | 18時 | 0.32456
|  | 2014-12-04 | 19時 | 0.27421
|  | 2014-12-04 | 20時 | 0.32456
|  | 2014-12-04 | 21時 | 0.32456
|  | 2014-12-04 | 22時 | 0.32456
|  | 2014-12-04 | 23時 | 0.22646
|  | 2014-12-05 | 0時 | 0.073165
|  | 2014-12-05 | 1時 | 0.020177
|  | 2014-12-05 | 2時 | 0.022243
|  | 2014-12-05 | 3時 | 0.022243
|  | 2014-12-05 | 4時 | 0.020177
|  | 2014-12-05 | 5時 | 0.24917
|  | 2014-12-05 | 6時 | 0.24917
|  | 2014-12-05 | 7時 | 0.24917
|  | 2014-12-05 | 8時 | 0.24917
|  | 2014-12-05 | 9時 | 0.1937
|  | 2014-12-05 | 10時 | 0.048479
|  | 2014-12-05 | 11時 | 0.2429
|  | 2014-12-05 | 12時 | 0.21145
|  | 2014-12-05 | 13時 | 0.051133
|  | 2014-12-05 | 14時 | 0.035213
|  | 2014-12-05 | 15時 | 0.23034
|  | 2014-12-05 | 16時 | 0.16248
|  | 2014-12-05 | 17時 | 0.24917
|  | 2014-12-05 | 18時 | 0.24917
|  | 2014-12-05 | 19時 | 0.19809
|  | 2014-12-05 | 20時 | 0.24917
|  | 2014-12-05 | 21時 | 0.24917
|  | 2014-12-05 | 22時 | 0.24917
|  | 2014-12-05 | 23時 | 0.1728
|  | 2014-12-06 | 0時 | 0.08249
|  | 2014-12-06 | 1時 | 0.023941
|  | 2014-12-06 | 2時 | 0.026224
|  | 2014-12-06 | 3時 | 0.026224
|  | 2014-12-06 | 4時 | 0.023941
|  | 2014-12-06 | 5時 | 0.27696
|  | 2014-12-06 | 6時 | 0.27696
|  | 2014-12-06 | 7時 | 0.27696
|  | 2014-12-06 | 8時 | 0.27696
|  | 2014-12-06 | 9時 | 0.21568
|  | 2014-12-06 | 10時 | 0.055214
|  | 2014-12-06 | 11時 | 0.27696
|  | 2014-12-06 | 12時 | 0.27696
|  | 2014-12-06 | 13時 | 0.058146
|  | 2014-12-06 | 14時 | 0.040555
|  | 2014-12-06 | 15時 | 0.27696
|  | 2014-12-06 | 16時 | 0.27696
|  | 2014-12-06 | 17時 | 0.27696
|  | 2014-12-06 | 18時 | 0.27696
|  | 2014-12-06 | 19時 | 0.22458
|  | 2014-12-06 | 20時 | 0.27696
|  | 2014-12-06 | 21時 | 0.27696
|  | 2014-12-06 | 22時 | 0.27696
|  | 2014-12-06 | 23時 | 0.19258
|  | 2014-12-07 | 0時 | 0.093007
|  | 2014-12-07 | 1時 | 0.028187
|  | 2014-12-07 | 2時 | 0.030715
|  | 2014-12-07 | 3時 | 0.030715
|  | 2014-12-07 | 4時 | 0.028187
|  | 2014-12-07 | 5時 | 0.30831
|  | 2014-12-07 | 6時 | 0.30831
|  | 2014-12-07 | 7時 | 0.30831
|  | 2014-12-07 | 8時 | 0.25762
|  | 2014-12-07 | 9時 | 0.24046
|  | 2014-12-07 | 10時 | 0.06281
|  | 2014-12-07 | 11時 | 0.19914
|  | 2014-12-07 | 12時 | 0.18728
|  | 2014-12-07 | 13時 | 0.066056
|  | 2014-12-07 | 14時 | 0.046581
|  | 2014-12-07 | 15時 | 0.20421
|  | 2014-12-07 | 16時 | 0.18974
|  | 2014-12-07 | 17時 | 0.30831
|  | 2014-12-07 | 18時 | 0.30831
|  | 2014-12-07 | 19時 | 0.25696
|  | 2014-12-07 | 20時 | 0.30831
|  | 2014-12-07 | 21時 | 0.30831
|  | 2014-12-07 | 22時 | 0.30831
|  | 2014-12-07 | 23時 | 0.21489
|  | 2014-12-08 | 0時 | 0.087131
|  | 2014-12-08 | 1時 | 0.025815
|  | 2014-12-08 | 2時 | 0.028206
|  | 2014-12-08 | 3時 | 0.028206
|  | 2014-12-08 | 4時 | 0.025815
|  | 2014-12-08 | 5時 | 0.29079
|  | 2014-12-08 | 6時 | 0.29079
|  | 2014-12-08 | 7時 | 0.29079
|  | 2014-12-08 | 8時 | 0.17397
|  | 2014-12-08 | 9時 | 0.22661
|  | 2014-12-08 | 10時 | 0.058566
|  | 2014-12-08 | 11時 | 0.29079
|  | 2014-12-08 | 12時 | 0.26752
|  | 2014-12-08 | 13時 | 0.061637
|  | 2014-12-08 | 14時 | 0.043214
|  | 2014-12-08 | 15時 | 0.29079
|  | 2014-12-08 | 16時 | 0.24965
|  | 2014-12-08 | 17時 | 0.29079
|  | 2014-12-08 | 18時 | 0.29079
|  | 2014-12-08 | 19時 | 0.23789
|  | 2014-12-08 | 20時 | 0.29079
|  | 2014-12-08 | 21時 | 0.29079
|  | 2014-12-08 | 22時 | 0.29079
|  | 2014-12-08 | 23時 | 0.20242
|  | 2014-12-09 | 0時 | 0.073369
|  | 2014-12-09 | 1時 | 0.033553
|  | 2014-12-09 | 2時 | 0.036389
|  | 2014-12-09 | 3時 | 0.036389
|  | 2014-12-09 | 4時 | 0.033553
|  | 2014-12-09 | 5時 | 0.036389
|  | 2014-12-09 | 6時 | 0.036389
|  | 2014-12-09 | 7時 | 0.34792
|  | 2014-12-09 | 8時 | 0.34792
|  | 2014-12-09 | 9時 | 0.34792
|  | 2014-12-09 | 10時 | 0.34792
|  | 2014-12-09 | 11時 | 0.34792
|  | 2014-12-09 | 12時 | 0.34139
|  | 2014-12-09 | 13時 | 0.1022
|  | 2014-12-09 | 14時 | 0.036389
|  | 2014-12-09 | 15時 | 0.34792
|  | 2014-12-09 | 16時 | 0.34792
|  | 2014-12-09 | 17時 | 0.34792
|  | 2014-12-09 | 18時 | 0.34792
|  | 2014-12-09 | 19時 | 0.29524
|  | 2014-12-09 | 20時 | 0.34792
|  | 2014-12-09 | 21時 | 0.34792
|  | 2014-12-09 | 22時 | 0.24608
|  | 2014-12-09 | 23時 | 0.17341
|  | 2014-12-10 | 0時 | 0.049382
|  | 2014-12-10 | 1時 | 0.020289
|  | 2014-12-10 | 2時 | 0.022361
|  | 2014-12-10 | 3時 | 0.022361
|  | 2014-12-10 | 4時 | 0.020289
|  | 2014-12-10 | 5時 | 0.022361
|  | 2014-12-10 | 6時 | 0.056102
|  | 2014-12-10 | 7時 | 0.24999
|  | 2014-12-10 | 8時 | 0.24999
|  | 2014-12-10 | 9時 | 0.24999
|  | 2014-12-10 | 10時 | 0.23489
|  | 2014-12-10 | 11時 | 0.18941
|  | 2014-12-10 | 12時 | 0.10181
|  | 2014-12-10 | 13時 | 0.020289
|  | 2014-12-10 | 14時 | 0.022361
|  | 2014-12-10 | 15時 | 0.24999
|  | 2014-12-10 | 16時 | 0.24065
|  | 2014-12-10 | 17時 | 0.23912
|  | 2014-12-10 | 18時 | 0.1593
|  | 2014-12-10 | 19時 | 0.24999
|  | 2014-12-10 | 20時 | 0.24999
|  | 2014-12-10 | 21時 | 0.24999
|  | 2014-12-10 | 22時 | 0.11795
|  | 2014-12-10 | 23時 | 0.14999
|  | 2014-12-11 | 0時 | 0.089097
|  | 2014-12-11 | 1時 | 0.026609
|  | 2014-12-11 | 2時 | 0.029045
|  | 2014-12-11 | 3時 | 0.029045
|  | 2014-12-11 | 4時 | 0.026609
|  | 2014-12-11 | 5時 | 0.29665
|  | 2014-12-11 | 6時 | 0.29665
|  | 2014-12-11 | 7時 | 0.29665
|  | 2014-12-11 | 8時 | 0.24412
|  | 2014-12-11 | 9時 | 0.23125
|  | 2014-12-11 | 10時 | 0.059986
|  | 2014-12-11 | 11時 | 0.29665
|  | 2014-12-11 | 12時 | 0.28026
|  | 2014-12-11 | 13時 | 0.063115
|  | 2014-12-11 | 14時 | 0.044341
|  | 2014-12-11 | 15時 | 0.26233
|  | 2014-12-11 | 16時 | 0.19205
|  | 2014-12-11 | 17時 | 0.29665
|  | 2014-12-11 | 18時 | 0.29665
|  | 2014-12-11 | 19時 | 0.24721
|  | 2014-12-11 | 20時 | 0.29665
|  | 2014-12-11 | 21時 | 0.29665
|  | 2014-12-11 | 22時 | 0.29665
|  | 2014-12-11 | 23時 | 0.20659
|  | 2014-12-12 | 0時 | 0.074784
|  | 2014-12-12 | 1時 | 0.020831
|  | 2014-12-12 | 2時 | 0.022934
|  | 2014-12-12 | 3時 | 0.022934
|  | 2014-12-12 | 4時 | 0.020831
|  | 2014-12-12 | 5時 | 0.25399
|  | 2014-12-12 | 6時 | 0.25399
|  | 2014-12-12 | 7時 | 0.25399
|  | 2014-12-12 | 8時 | 0.25399
|  | 2014-12-12 | 9時 | 0.19752
|  | 2014-12-12 | 10時 | 0.049649
|  | 2014-12-12 | 11時 | 0.20673
|  | 2014-12-12 | 12時 | 0.23353
|  | 2014-12-12 | 13時 | 0.052351
|  | 2014-12-12 | 14時 | 0.036141
|  | 2014-12-12 | 15時 | 0.25399
|  | 2014-12-12 | 16時 | 0.18264
|  | 2014-12-12 | 17時 | 0.25399
|  | 2014-12-12 | 18時 | 0.25399
|  | 2014-12-12 | 19時 | 0.20306
|  | 2014-12-12 | 20時 | 0.25399
|  | 2014-12-12 | 21時 | 0.25399
|  | 2014-12-12 | 22時 | 0.25399
|  | 2014-12-12 | 23時 | 0.17623
|  | 2014-12-13 | 0時 | 0.10205
|  | 2014-12-13 | 1時 | 0.031838
|  | 2014-12-13 | 2時 | 0.034575
|  | 2014-12-13 | 3時 | 0.034575
|  | 2014-12-13 | 4時 | 0.031838
|  | 2014-12-13 | 5時 | 0.33526
|  | 2014-12-13 | 6時 | 0.33526
|  | 2014-12-13 | 7時 | 0.33526
|  | 2014-12-13 | 8時 | 0.29866
|  | 2014-12-13 | 9時 | 0.26176
|  | 2014-12-13 | 10時 | 0.069339
|  | 2014-12-13 | 11時 | 0.19138
|  | 2014-12-13 | 12時 | 0.29673
|  | 2014-12-13 | 13時 | 0.072856
|  | 2014-12-13 | 14時 | 0.051761
|  | 2014-12-13 | 15時 | 0.33526
|  | 2014-12-13 | 16時 | 0.332
|  | 2014-12-13 | 17時 | 0.33526
|  | 2014-12-13 | 18時 | 0.33526
|  | 2014-12-13 | 19時 | 0.28266
|  | 2014-12-13 | 20時 | 0.33526
|  | 2014-12-13 | 21時 | 0.33526
|  | 2014-12-13 | 22時 | 0.33526
|  | 2014-12-13 | 23時 | 0.23407
|  | 2014-12-14 | 0時 | 0.085129
|  | 2014-12-14 | 1時 | 0.025007
|  | 2014-12-14 | 2時 | 0.027351
|  | 2014-12-14 | 3時 | 0.027351
|  | 2014-12-14 | 4時 | 0.025007
|  | 2014-12-14 | 5時 | 0.28483
|  | 2014-12-14 | 6時 | 0.28483
|  | 2014-12-14 | 7時 | 0.28483
|  | 2014-12-14 | 8時 | 0.16276
|  | 2014-12-14 | 9時 | 0.22189
|  | 2014-12-14 | 10時 | 0.05712
|  | 2014-12-14 | 11時 | 0.09589
|  | 2014-12-14 | 12時 | 0.17275
|  | 2014-12-14 | 13時 | 0.060131
|  | 2014-12-14 | 14時 | 0.042067
|  | 2014-12-14 | 15時 | 0.17809
|  | 2014-12-14 | 16時 | 0.16422
|  | 2014-12-14 | 17時 | 0.28483
|  | 2014-12-14 | 18時 | 0.28483
|  | 2014-12-14 | 19時 | 0.23319
|  | 2014-12-14 | 20時 | 0.28483
|  | 2014-12-14 | 21時 | 0.28483
|  | 2014-12-14 | 22時 | 0.28483
|  | 2014-12-14 | 23時 | 0.19818
|  | 2014-12-15 | 0時 | 0.086264
|  | 2014-12-15 | 1時 | 0.025465
|  | 2014-12-15 | 2時 | 0.027836
|  | 2014-12-15 | 3時 | 0.027836
|  | 2014-12-15 | 4時 | 0.025465
|  | 2014-12-15 | 5時 | 0.28821
|  | 2014-12-15 | 6時 | 0.28821
|  | 2014-12-15 | 7時 | 0.28821
|  | 2014-12-15 | 8時 | 0.28821
|  | 2014-12-15 | 9時 | 0.22457
|  | 2014-12-15 | 10時 | 0.05794
|  | 2014-12-15 | 11時 | 0.28821
|  | 2014-12-15 | 12時 | 0.24714
|  | 2014-12-15 | 13時 | 0.060985
|  | 2014-12-15 | 14時 | 0.042718
|  | 2014-12-15 | 15時 | 0.28821
|  | 2014-12-15 | 16時 | 0.28821
|  | 2014-12-15 | 17時 | 0.28821
|  | 2014-12-15 | 18時 | 0.28821
|  | 2014-12-15 | 19時 | 0.23532
|  | 2014-12-15 | 20時 | 0.28821
|  | 2014-12-15 | 21時 | 0.28821
|  | 2014-12-15 | 22時 | 0.28821
|  | 2014-12-15 | 23時 | 0.20058
|  | 2014-12-16 | 0時 | 0.075209
|  | 2014-12-16 | 1時 | 0.03457
|  | 2014-12-16 | 2時 | 0.037465
|  | 2014-12-16 | 3時 | 0.037465
|  | 2014-12-16 | 4時 | 0.03457
|  | 2014-12-16 | 5時 | 0.037465
|  | 2014-12-16 | 6時 | 0.037465
|  | 2014-12-16 | 7時 | 0.35543
|  | 2014-12-16 | 8時 | 0.35543
|  | 2014-12-16 | 9時 | 0.35543
|  | 2014-12-16 | 10時 | 0.35543
|  | 2014-12-16 | 11時 | 0.35543
|  | 2014-12-16 | 12時 | 0.31932
|  | 2014-12-16 | 13時 | 0.10463
|  | 2014-12-16 | 14時 | 0.037465
|  | 2014-12-16 | 15時 | 0.35543
|  | 2014-12-16 | 16時 | 0.35543
|  | 2014-12-16 | 17時 | 0.35543
|  | 2014-12-16 | 18時 | 0.35543
|  | 2014-12-16 | 19時 | 0.30168
|  | 2014-12-16 | 20時 | 0.35543
|  | 2014-12-16 | 21時 | 0.35543
|  | 2014-12-16 | 22時 | 0.25149
|  | 2014-12-16 | 23時 | 0.17731
|  | 2014-12-17 | 0時 | 0.085957
|  | 2014-12-17 | 1時 | 0.040514
|  | 2014-12-17 | 2時 | 0.043751
|  | 2014-12-17 | 3時 | 0.043751
|  | 2014-12-17 | 4時 | 0.040514
|  | 2014-12-17 | 5時 | 0.043751
|  | 2014-12-17 | 6時 | 0.043751
|  | 2014-12-17 | 7時 | 0.39931
|  | 2014-12-17 | 8時 | 0.39931
|  | 2014-12-17 | 9時 | 0.39931
|  | 2014-12-17 | 10時 | 0.39931
|  | 2014-12-17 | 11時 | 0.39931
|  | 2014-12-17 | 12時 | 0.34733
|  | 2014-12-17 | 13時 | 0.11886
|  | 2014-12-17 | 14時 | 0.043751
|  | 2014-12-17 | 15時 | 0.39931
|  | 2014-12-17 | 16時 | 0.39931
|  | 2014-12-17 | 17時 | 0.39931
|  | 2014-12-17 | 18時 | 0.39931
|  | 2014-12-17 | 19時 | 0.3454
|  | 2014-12-17 | 20時 | 0.39931
|  | 2014-12-17 | 21時 | 0.39931
|  | 2014-12-17 | 22時 | 0.28308
|  | 2014-12-17 | 23時 | 0.20013
|  | 2014-12-18 | 0時 | 0.099576
|  | 2014-12-18 | 1時 | 0.03084
|  | 2014-12-18 | 2時 | 0.03352
|  | 2014-12-18 | 3時 | 0.03352
|  | 2014-12-18 | 4時 | 0.03084
|  | 2014-12-18 | 5時 | 0.32789
|  | 2014-12-18 | 6時 | 0.32789
|  | 2014-12-18 | 7時 | 0.32789
|  | 2014-12-18 | 8時 | 0.31138
|  | 2014-12-18 | 9時 | 0.25594
|  | 2014-12-18 | 10時 | 0.067554
|  | 2014-12-18 | 11時 | 0.092111
|  | 2014-12-18 | 12時 | 0.20042
|  | 2014-12-18 | 13時 | 0.070997
|  | 2014-12-18 | 14時 | 0.050345
|  | 2014-12-18 | 15時 | 0.16185
|  | 2014-12-18 | 16時 | 0.19663
|  | 2014-12-18 | 17時 | 0.32789
|  | 2014-12-18 | 18時 | 0.32789
|  | 2014-12-18 | 19時 | 0.27522
|  | 2014-12-18 | 20時 | 0.32789
|  | 2014-12-18 | 21時 | 0.32789
|  | 2014-12-18 | 22時 | 0.32789
|  | 2014-12-18 | 23時 | 0.22882
|  | 2014-12-19 | 0時 | 0.074534
|  | 2014-12-19 | 1時 | 0.020729
|  | 2014-12-19 | 2時 | 0.022827
|  | 2014-12-19 | 3時 | 0.022827
|  | 2014-12-19 | 4時 | 0.020729
|  | 2014-12-19 | 5時 | 0.25325
|  | 2014-12-19 | 6時 | 0.25325
|  | 2014-12-19 | 7時 | 0.25325
|  | 2014-12-19 | 8時 | 0.25325
|  | 2014-12-19 | 9時 | 0.19693
|  | 2014-12-19 | 10時 | 0.049468
|  | 2014-12-19 | 11時 | 0.25228
|  | 2014-12-19 | 12時 | 0.23336
|  | 2014-12-19 | 13時 | 0.052163
|  | 2014-12-19 | 14時 | 0.035997
|  | 2014-12-19 | 15時 | 0.25325
|  | 2014-12-19 | 16時 | 0.20157
|  | 2014-12-19 | 17時 | 0.25325
|  | 2014-12-19 | 18時 | 0.25325
|  | 2014-12-19 | 19時 | 0.20054
|  | 2014-12-19 | 20時 | 0.25325
|  | 2014-12-19 | 21時 | 0.25325
|  | 2014-12-19 | 22時 | 0.25325
|  | 2014-12-19 | 23時 | 0.1757
|  | 2014-12-20 | 0時 | 0.099275
|  | 2014-12-20 | 1時 | 0.030718
|  | 2014-12-20 | 2時 | 0.033391
|  | 2014-12-20 | 3時 | 0.033391
|  | 2014-12-20 | 4時 | 0.030718
|  | 2014-12-20 | 5時 | 0.32699
|  | 2014-12-20 | 6時 | 0.32699
|  | 2014-12-20 | 7時 | 0.32699
|  | 2014-12-20 | 8時 | 0.23507
|  | 2014-12-20 | 9時 | 0.25523
|  | 2014-12-20 | 10時 | 0.067336
|  | 2014-12-20 | 11時 | 0.095926
|  | 2014-12-20 | 12時 | 0.19929
|  | 2014-12-20 | 13時 | 0.07077
|  | 2014-12-20 | 14時 | 0.050172
|  | 2014-12-20 | 15時 | 0.21971
|  | 2014-12-20 | 16時 | 0.22174
|  | 2014-12-20 | 17時 | 0.32699
|  | 2014-12-20 | 18時 | 0.32699
|  | 2014-12-20 | 19時 | 0.27419
|  | 2014-12-20 | 20時 | 0.32699
|  | 2014-12-20 | 21時 | 0.32699
|  | 2014-12-20 | 22時 | 0.32699
|  | 2014-12-20 | 23時 | 0.22818
|  | 2014-12-21 | 0時 | 0.089009
|  | 2014-12-21 | 1時 | 0.026573
|  | 2014-12-21 | 2時 | 0.029008
|  | 2014-12-21 | 3時 | 0.029008
|  | 2014-12-21 | 4時 | 0.026573
|  | 2014-12-21 | 5時 | 0.29639
|  | 2014-12-21 | 6時 | 0.29639
|  | 2014-12-21 | 7時 | 0.29639
|  | 2014-12-21 | 8時 | 0.29639
|  | 2014-12-21 | 9時 | 0.23104
|  | 2014-12-21 | 10時 | 0.059922
|  | 2014-12-21 | 11時 | 0.24422
|  | 2014-12-21 | 12時 | 0.28021
|  | 2014-12-21 | 13時 | 0.063049
|  | 2014-12-21 | 14時 | 0.04429
|  | 2014-12-21 | 15時 | 0.29639
|  | 2014-12-21 | 16時 | 0.2393
|  | 2014-12-21 | 17時 | 0.29639
|  | 2014-12-21 | 18時 | 0.29639
|  | 2014-12-21 | 19時 | 0.24402
|  | 2014-12-21 | 20時 | 0.29639
|  | 2014-12-21 | 21時 | 0.29639
|  | 2014-12-21 | 22時 | 0.29639
|  | 2014-12-21 | 23時 | 0.20641
|  | 2014-12-22 | 0時 | 0.10245
|  | 2014-12-22 | 1時 | 0.031999
|  | 2014-12-22 | 2時 | 0.034746
|  | 2014-12-22 | 3時 | 0.034746
|  | 2014-12-22 | 4時 | 0.031999
|  | 2014-12-22 | 5時 | 0.33645
|  | 2014-12-22 | 6時 | 0.33645
|  | 2014-12-22 | 7時 | 0.33645
|  | 2014-12-22 | 8時 | 0.21484
|  | 2014-12-22 | 9時 | 0.2627
|  | 2014-12-22 | 10時 | 0.069628
|  | 2014-12-22 | 11時 | 0.081099
|  | 2014-12-22 | 12時 | 0.20463
|  | 2014-12-22 | 13時 | 0.073156
|  | 2014-12-22 | 14時 | 0.05199
|  | 2014-12-22 | 15時 | 0.19269
|  | 2014-12-22 | 16時 | 0.20062
|  | 2014-12-22 | 17時 | 0.33645
|  | 2014-12-22 | 18時 | 0.33645
|  | 2014-12-22 | 19時 | 0.28479
|  | 2014-12-22 | 20時 | 0.33645
|  | 2014-12-22 | 21時 | 0.33645
|  | 2014-12-22 | 22時 | 0.33645
|  | 2014-12-22 | 23時 | 0.23491
|  | 2014-12-23 | 0時 | 0.077696
|  | 2014-12-23 | 1時 | 0.035946
|  | 2014-12-23 | 2時 | 0.03892
|  | 2014-12-23 | 3時 | 0.03892
|  | 2014-12-23 | 4時 | 0.035946
|  | 2014-12-23 | 5時 | 0.03892
|  | 2014-12-23 | 6時 | 0.03892
|  | 2014-12-23 | 7時 | 0.36559
|  | 2014-12-23 | 8時 | 0.36559
|  | 2014-12-23 | 9時 | 0.36559
|  | 2014-12-23 | 10時 | 0.36559
|  | 2014-12-23 | 11時 | 0.36559
|  | 2014-12-23 | 12時 | 0.31425
|  | 2014-12-23 | 13時 | 0.10793
|  | 2014-12-23 | 14時 | 0.03892
|  | 2014-12-23 | 15時 | 0.30435
|  | 2014-12-23 | 16時 | 0.36559
|  | 2014-12-23 | 17時 | 0.36559
|  | 2014-12-23 | 18時 | 0.36559
|  | 2014-12-23 | 19時 | 0.31417
|  | 2014-12-23 | 20時 | 0.36559
|  | 2014-12-23 | 21時 | 0.36559
|  | 2014-12-23 | 22時 | 0.2588
|  | 2014-12-23 | 23時 | 0.18259
|  | 2014-12-24 | 0時 | 0.045483
|  | 2014-12-24 | 1時 | 0.018132
|  | 2014-12-24 | 2時 | 0.020081
|  | 2014-12-24 | 3時 | 0.020081
|  | 2014-12-24 | 4時 | 0.018132
|  | 2014-12-24 | 5時 | 0.020081
|  | 2014-12-24 | 6時 | 0.0518
|  | 2014-12-24 | 7時 | 0.23407
|  | 2014-12-24 | 8時 | 0.23407
|  | 2014-12-24 | 9時 | 0.23407
|  | 2014-12-24 | 10時 | 0.23407
|  | 2014-12-24 | 11時 | 0.23407
|  | 2014-12-24 | 12時 | 0.23407
|  | 2014-12-24 | 13時 | 0.018132
|  | 2014-12-24 | 14時 | 0.020081
|  | 2014-12-24 | 15時 | 0.23407
|  | 2014-12-24 | 16時 | 0.23407
|  | 2014-12-24 | 17時 | 0.23407
|  | 2014-12-24 | 18時 | 0.20354
|  | 2014-12-24 | 19時 | 0.23407
|  | 2014-12-24 | 20時 | 0.23407
|  | 2014-12-24 | 21時 | 0.23407
|  | 2014-12-24 | 22時 | 0.10995
|  | 2014-12-24 | 23時 | 0.14006
|  | 2014-12-25 | 0時 | 0.09435
|  | 2014-12-25 | 1時 | 0.02873
|  | 2014-12-25 | 2時 | 0.031288
|  | 2014-12-25 | 3時 | 0.031288
|  | 2014-12-25 | 4時 | 0.02873
|  | 2014-12-25 | 5時 | 0.31231
|  | 2014-12-25 | 6時 | 0.31231
|  | 2014-12-25 | 7時 | 0.31231
|  | 2014-12-25 | 8時 | 0.31231
|  | 2014-12-25 | 9時 | 0.24362
|  | 2014-12-25 | 10時 | 0.06378
|  | 2014-12-25 | 11時 | 0.17023
|  | 2014-12-25 | 12時 | 0.19265
|  | 2014-12-25 | 13時 | 0.067066
|  | 2014-12-25 | 14時 | 0.04735
|  | 2014-12-25 | 15時 | 0.26377
|  | 2014-12-25 | 16時 | 0.25364
|  | 2014-12-25 | 17時 | 0.31231
|  | 2014-12-25 | 18時 | 0.31231
|  | 2014-12-25 | 19時 | 0.25794
|  | 2014-12-25 | 20時 | 0.31231
|  | 2014-12-25 | 21時 | 0.31231
|  | 2014-12-25 | 22時 | 0.31231
|  | 2014-12-25 | 23時 | 0.21774
|  | 2014-12-26 | 0時 | 0.076076
|  | 2014-12-26 | 1時 | 0.021352
|  | 2014-12-26 | 2時 | 0.023486
|  | 2014-12-26 | 3時 | 0.023486
|  | 2014-12-26 | 4時 | 0.021352
|  | 2014-12-26 | 5時 | 0.25784
|  | 2014-12-26 | 6時 | 0.25784
|  | 2014-12-26 | 7時 | 0.25784
|  | 2014-12-26 | 8時 | 0.25784
|  | 2014-12-26 | 9時 | 0.20056
|  | 2014-12-26 | 10時 | 0.050582
|  | 2014-12-26 | 11時 | 0.22346
|  | 2014-12-26 | 12時 | 0.21047
|  | 2014-12-26 | 13時 | 0.053322
|  | 2014-12-26 | 14時 | 0.03688
|  | 2014-12-26 | 15時 | 0.25784
|  | 2014-12-26 | 16時 | 0.23092
|  | 2014-12-26 | 17時 | 0.25784
|  | 2014-12-26 | 18時 | 0.25784
|  | 2014-12-26 | 19時 | 0.20289
|  | 2014-12-26 | 20時 | 0.25784
|  | 2014-12-26 | 21時 | 0.25784
|  | 2014-12-26 | 22時 | 0.25784
|  | 2014-12-26 | 23時 | 0.17897
|  | 2014-12-27 | 0時 | 0.10629
|  | 2014-12-27 | 1時 | 0.03355
|  | 2014-12-27 | 2時 | 0.036386
|  | 2014-12-27 | 3時 | 0.036386
|  | 2014-12-27 | 4時 | 0.03355
|  | 2014-12-27 | 5時 | 0.3479
|  | 2014-12-27 | 6時 | 0.3479
|  | 2014-12-27 | 7時 | 0.3479
|  | 2014-12-27 | 8時 | 0.3479
|  | 2014-12-27 | 9時 | 0.27176
|  | 2014-12-27 | 10時 | 0.072402
|  | 2014-12-27 | 11時 | 0.22149
|  | 2014-12-27 | 12時 | 0.26077
|  | 2014-12-27 | 13時 | 0.076045
|  | 2014-12-27 | 14時 | 0.054191
|  | 2014-12-27 | 15時 | 0.3479
|  | 2014-12-27 | 16時 | 0.28706
|  | 2014-12-27 | 17時 | 0.3479
|  | 2014-12-27 | 18時 | 0.3479
|  | 2014-12-27 | 19時 | 0.29256
|  | 2014-12-27 | 20時 | 0.3479
|  | 2014-12-27 | 21時 | 0.3479
|  | 2014-12-27 | 22時 | 0.3479
|  | 2014-12-27 | 23時 | 0.24306
|  | 2014-12-28 | 0時 | 0.075477
|  | 2014-12-28 | 1時 | 0.02111
|  | 2014-12-28 | 2時 | 0.02323
|  | 2014-12-28 | 3時 | 0.02323
|  | 2014-12-28 | 4時 | 0.02111
|  | 2014-12-28 | 5時 | 0.25606
|  | 2014-12-28 | 6時 | 0.25606
|  | 2014-12-28 | 7時 | 0.25606
|  | 2014-12-28 | 8時 | 0.25606
|  | 2014-12-28 | 9時 | 0.19915
|  | 2014-12-28 | 10時 | 0.050149
|  | 2014-12-28 | 11時 | 0.22052
|  | 2014-12-28 | 12時 | 0.25606
|  | 2014-12-28 | 13時 | 0.052872
|  | 2014-12-28 | 14時 | 0.036538
|  | 2014-12-28 | 15時 | 0.25606
|  | 2014-12-28 | 16時 | 0.22836
|  | 2014-12-28 | 17時 | 0.25606
|  | 2014-12-28 | 18時 | 0.25606
|  | 2014-12-28 | 19時 | 0.20081
|  | 2014-12-28 | 20時 | 0.25606
|  | 2014-12-28 | 21時 | 0.25606
|  | 2014-12-28 | 22時 | 0.25606
|  | 2014-12-28 | 23時 | 0.1777
|  | 2014-12-29 | 0時 | 0.088061
|  | 2014-12-29 | 1時 | 0.026191
|  | 2014-12-29 | 2時 | 0.028603
|  | 2014-12-29 | 3時 | 0.028603
|  | 2014-12-29 | 4時 | 0.026191
|  | 2014-12-29 | 5時 | 0.29357
|  | 2014-12-29 | 6時 | 0.29357
|  | 2014-12-29 | 7時 | 0.29357
|  | 2014-12-29 | 8時 | 0.29357
|  | 2014-12-29 | 9時 | 0.22881
|  | 2014-12-29 | 10時 | 0.059238
|  | 2014-12-29 | 11時 | 0.29357
|  | 2014-12-29 | 12時 | 0.29357
|  | 2014-12-29 | 13時 | 0.062336
|  | 2014-12-29 | 14時 | 0.043747
|  | 2014-12-29 | 15時 | 0.29357
|  | 2014-12-29 | 16時 | 0.29357
|  | 2014-12-29 | 17時 | 0.29357
|  | 2014-12-29 | 18時 | 0.29357
|  | 2014-12-29 | 19時 | 0.24065
|  | 2014-12-29 | 20時 | 0.29357
|  | 2014-12-29 | 21時 | 0.29357
|  | 2014-12-29 | 22時 | 0.29357
|  | 2014-12-29 | 23時 | 0.2044
|  | 2014-12-30 | 0時 | 0.046444
|  | 2014-12-30 | 1時 | 0.018664
|  | 2014-12-30 | 2時 | 0.020643
|  | 2014-12-30 | 3時 | 0.020643
|  | 2014-12-30 | 4時 | 0.018664
|  | 2014-12-30 | 5時 | 0.020643
|  | 2014-12-30 | 6時 | 0.052861
|  | 2014-12-30 | 7時 | 0.238
|  | 2014-12-30 | 8時 | 0.238
|  | 2014-12-30 | 9時 | 0.238
|  | 2014-12-30 | 10時 | 0.238
|  | 2014-12-30 | 11時 | 0.238
|  | 2014-12-30 | 12時 | 0.19052
|  | 2014-12-30 | 13時 | 0.018664
|  | 2014-12-30 | 14時 | 0.020643
|  | 2014-12-30 | 15時 | 0.238
|  | 2014-12-30 | 16時 | 0.238
|  | 2014-12-30 | 17時 | 0.238
|  | 2014-12-30 | 18時 | 0.22746
|  | 2014-12-30 | 19時 | 0.238
|  | 2014-12-30 | 20時 | 0.238
|  | 2014-12-30 | 21時 | 0.238
|  | 2014-12-30 | 22時 | 0.11192
|  | 2014-12-30 | 23時 | 0.14251
|  | 2014-12-31 | 0時 | 0.076976
|  | 2014-12-31 | 1時 | 0.035548
|  | 2014-12-31 | 2時 | 0.038499
|  | 2014-12-31 | 3時 | 0.038499
|  | 2014-12-31 | 4時 | 0.035548
|  | 2014-12-31 | 5時 | 0.038499
|  | 2014-12-31 | 6時 | 0.038499
|  | 2014-12-31 | 7時 | 0.36265
|  | 2014-12-31 | 8時 | 0.36265
|  | 2014-12-31 | 9時 | 0.36265
|  | 2014-12-31 | 10時 | 0.36265
|  | 2014-12-31 | 11時 | 0.36265
|  | 2014-12-31 | 12時 | 0.36265
|  | 2014-12-31 | 13時 | 0.10697
|  | 2014-12-31 | 14時 | 0.038499
|  | 2014-12-31 | 15時 | 0.36265
|  | 2014-12-31 | 16時 | 0.36265
|  | 2014-12-31 | 17時 | 0.36265
|  | 2014-12-31 | 18時 | 0.36265
|  | 2014-12-31 | 19時 | 0.31045
|  | 2014-12-31 | 20時 | 0.36265
|  | 2014-12-31 | 21時 | 0.36265
|  | 2014-12-31 | 22時 | 0.25668
|  | 2014-12-31 | 23時 | 0.18106

## 計算過程
見出し１ | 設計一次 エネルギー消費量 | 暖房設備 | 冷房設備 | 機械換気設備 | 照明設備 | 給湯設備 | エネルギー利用効率化設備 | その他 | 見出し１ |  | 暖房設備 | [13 empty] | 冷房設備 |  |  |  |  | 機械換気 | 全般換気 | 局所換気 | 照明設備 | 電力需要 | 家電 | コージェネレーション設備 | 太陽光発電設備 |  |  | コージェネレーション設備 | 見出し１ | 給湯設備 | [11 empty] | コージェネレーション設備
見出し２ |  | 設計一次 エネルギー消費量 | 設計一次 エネルギー消費量 | 設計一次 エネルギー消費量 | 設計一次 エネルギー消費量 | 設計一次 エネルギー消費量 | 設計一次 エネルギー消費量 | 設計一次 エネルギー消費量 | 見出し２ |  | 設計一次 エネルギー消費量 | 未処理暖房負荷 | 住戸全体を連続的に暖房する方式 |  |  |  | 居室のみを暖房する方式でかつ主たる居室とその他の居室ともに温水暖房を設置する場合 |  |  |  | 居室のみを暖房する方式でかつ主たる居室とその他の居室ともに温水暖房を設置する場合に該当しない場合 |  |  |  | 設計一次 エネルギー消費量 | 消費電力量 | ガス消費量 | 灯油消費量 | その他の一次 エネルギー消費量 | 消費電力量 | 消費電力量 | 消費電力量 | 消費電力量 |  | 消費電力量 | 温水暖房 | 消費電力削減量 | 売電量 | 売電量 | 発電量 | 見出し２ | 設計一次 エネルギー消費量 | 消費電力量 | ガス消費量 | 灯油消費量 | その他の一次 エネルギー消費量 | 太陽熱補正給湯熱負荷 | [6 empty] | 設計一次エネルギー消費量
見出し３ | [8 empty] | 見出し３ |  |  |  | 消費電力量 | ガス消費量 | 灯油消費量 | その他の一次エネルギー消費量 | 消費電力量 | ガス消費量 | 灯油消費量 | その他の一次エネルギー消費量 | 消費電力量 | ガス消費量 | 灯油消費量 | その他の一次エネルギー消費量 | [11 empty] | 熱負荷 |  | 一次エネ | 二次エネ |  | 見出し３ | [5 empty] | 台所水栓 | 浴室シャワー水栓 | 洗面水栓 | 浴槽水栓湯はり | 浴槽自動湯はり | 浴槽水栓さし湯 | 浴槽追炊 |  | 見出し1 | 見出し2 | 式番号 | 記号 | 単位
式番号 | （1） | （2） | （3） | （4） | （5） | （6） | （7） | （8） | 式番号 |  | （9） | （10a）（10b） | （11-a-1） | （11-a-2） | （11-a-3） | （11-a-4） | （11-b-1） | （11-b-2） | （11-b-3） | （11-b-4） | （11-c-1） | （11-c-2） | （11-c-3） | （11-c-4） | （12） | （13-a-1）（13-b-1） | （13-a-2）（13-b-2） | （13-a-3）（13-b-3） | （13-a-4）（13-b-4） | （14） | （15） | （16） | （17） | （20） | （21） | （22-a-1）（22-b）（22-c） | （24） | （25） | （26） | - | 式番号 | （18） | （19a） | （19b） | （19c） | （19d） | （23） | （23） | （23） | （23） | （23） | （23） | （23） | - | 処理暖房負荷 | 主たる居室 | （11-b-5）（22-a-2） | Q_(T,H,R,MR) | MJ/h | 18126.4235
記号 | E_(T,act) | E_(H,act) | E_(C,act) | E_(V,act) | E_(L,act) | E_(W,act) | E_(S,act) | E_(M,act) | 記号 |  | E_(H,act,d,t) | E_(UT,H,act,d,t) | E_(E_H,act,d,t) | E_(G_H,act,d,t) | E_(K_H,act,d,t) | E_(M_H,act,d,t) | E_(E_H,act,d,t) | E_(G_H,act,d,t) | E_(K_H,act,d,t) | E_(M_H,act,d,t) | E_(E_H,act,d,t) | E_(G_H,act,d,t) | E_(K_H,act,d,t) | E_(M_H,act,d,t) | E_(C,act,d,t) | E_(E,C,act,d,t) | E_(G,C,act,d,t) | E_(K,C,act,d,t) | E_(M,C,act,d,t) | E_(E,V,act,d,t) | E_(E,VG,act,d,t) | E_(E,VL,act,d,t) | E_(E,L,act,d,t) | E_(E,dmd,act,d,t) | E_(E,AP,act,d,t) | L_(HWH,act,d,t) | E_(E,PV,h) | E_(PV,sell) | E_(E,PV,sell) | E_(E,CG,gen,d,t) | 記号 | E_(W,act,d) | E_(E,W,act,d) | E_(G,W,act,d) | E_(K,W,act,d) | E_(M,W,act,d) | L''_(k,act,d) | L''_(s,act,d) | L''_(w,act,d) | L''_(b1,act,d) | L''_(b2,act,d) | L''_(ba1,act,d) | L''_(ba2,act,d) | E_(CG,act,d) |  | その他の居室 | （11-b-6）（22-a-3） | Q_(T,H,R,OR) | MJ/h | 5670.1236
単位 | MJ/年 | MJ/年 | MJ/年 | MJ/年 | MJ/年 | MJ/年 | MJ/年 | MJ/年 | 単位 |  | MJ/h | MJ/h | kWh/h | MJ/h | MJ/h | MJ/h | kWh/h | MJ/h | MJ/h | MJ/h | kWh/h | MJ/h | MJ/h | MJ/h | MJ/h | kWh/h | MJ/h | MJ/h | MJ/h | kWh/h | kWh/h | kWh/h | kWh/h | kWh/h | kWh/h | MJ/h | kWh/h | kWh/h | kWh/h | kWh/h | 単位 | MJ/日 | kWh/日 | MJ/日 | MJ/日 | MJ/日 | MJ/日 | MJ/日 | MJ/日 | MJ/日 | MJ/日 | MJ/日 | MJ/日 | MJ/日 | 電気の量1ｋWhを熱量に換算する係数 |  | 付録2B | f_prim | - | 9760
| 15992.6876 | 13287.0957 | 611.1724 | 2291.8485 | 5428.5746 | 0 | 20423.6836 | 14797.68 | 2014-01-01 | 0時 | 0 | 0 | 0 | 0 | 0 | 0 | 0 | 0 | 0 | 0 | 0 | 0 | 0 | 0 | 0 | 0 | 0 | 0 | 0 | 0.024026 | 0.023776 | 0.00025017 | 0 | 0.18186 | 0.15783 | 0 | 0.094206 | -0.91945 | -0.094206 | 0.08765 | 2014-01-01 | 0 | 0 | 0 | 0 | 0 | 19.2847 | 19.5948 | 4.8222 | 0 | 27.109 | 0 | 3.8323 | 188.0998 | 仮想居住人数 |  | 付録2D（1） | n_p | 人 | 2.0013
[9 empty] | 2014-01-01 | 1時 | 0 | 0 | 0 | 0 | 0 | 0 | 0 | 0 | 0 | 0 | 0 | 0 | 0 | 0 | 0 | 0 | 0 | 0 | 0 | 0.024026 | 0.023776 | 0.00025017 | 0 | 0.072356 | 0.04833 | 0 | 0.030907 | -0.30165 | -0.030907 | 0.04145 | 2014-01-02 | 0 | 0 | 0 | 0 | 0 | 6.662 | 4.5523 | 2.4205 | 0 | 27.2172 | 0 | 3.6668 | 138.0896
[9 empty] | 2014-01-01 | 2時 | 0 | 0 | 0 | 0 | 0 | 0 | 0 | 0 | 0 | 0 | 0 | 0 | 0 | 0 | 0 | 0 | 0 | 0 | 0 | 0.024026 | 0.023776 | 0.00025017 | 0 | 0.080156 | 0.05613 | 0 | 0.035416 | -0.34566 | -0.035416 | 0.044741 | 2014-01-03 | 0 | 0 | 0 | 0 | 0 | 6.6595 | 16.6366 | 2.4205 | 0 | 0.03632 | 0 | 0.0076174 | 112.4092
[9 empty] | 2014-01-01 | 3時 | 0 | 0 | 0 | 0 | 0 | 0 | 0 | 0 | 0 | 0 | 0 | 0 | 0 | 0 | 0 | 0 | 0 | 0 | 0 | 0.024026 | 0.023776 | 0.00025017 | 0 | 0.080156 | 0.05613 | 0 | 0.035416 | -0.34566 | -0.035416 | 0.044741 | 2014-01-04 | 0 | 0 | 0 | 0 | 0 | 6.6259 | 4.5277 | 2.4074 | 0 | 27.07 | 0 | 3.7447 | 137.7603
[9 empty] | 2014-01-01 | 4時 | 0 | 0 | 0 | 0 | 0 | 0 | 0 | 0 | 0 | 0 | 0 | 0 | 0 | 0 | 0 | 0 | 0 | 0 | 0 | 0.024026 | 0.023776 | 0.00025017 | 0 | 0.072356 | 0.04833 | 0 | 0.030907 | -0.30165 | -0.030907 | 0.04145 | 2014-01-05 | 0 | 0 | 0 | 0 | 0 | 6.5971 | 4.508 | 2.3969 | 0 | 26.952 | 0 | 4.0209 | 138.2602
[9 empty] | 2014-01-01 | 5時 | 0 | 0 | 0 | 0 | 0 | 0 | 0 | 0 | 0 | 0 | 0 | 0 | 0 | 0 | 0 | 0 | 0 | 0 | 0 | 0.024026 | 0.023776 | 0.00025017 | 0 | 0.080156 | 0.05613 | 0 | 0.035416 | -0.34566 | -0.035416 | 0.044741 | 2014-01-06 | 0 | 0 | 0 | 0 | 0 | 6.6003 | 4.5102 | 2.3981 | 0 | 26.9651 | 0 | 4.0884 | 138.5571
[9 empty] | 2014-01-01 | 6時 | 0 | 0 | 0 | 0 | 0 | 0 | 0 | 0 | 0 | 0 | 0 | 0 | 0 | 0 | 0 | 0 | 0 | 0 | 0 | 0.024026 | 0.023776 | 0.00025017 | 0 | 0.080156 | 0.05613 | 0 | 0.035416 | -0.34566 | -0.035416 | 0.044741 | 2014-01-07 | 0 | 0 | 0 | 0 | 0 | 14.4051 | 10.5159 | 3.5993 | 0 | 26.9946 | 0 | 3.9886 | 163.3951
[9 empty] | 2014-01-01 | 7時 | 22.8023 | 0.81802 | 0 | 0 | 0 | 0 | 0 | 0 | 0 | 0 | 2.2525 | 0 | 0 | 0 | 0 | 0 | 0 | 0 | 0 | 0.024857 | 0.023776 | 0.0010807 | 0.023666 | 0.23404 | 0.18552 | 0 | -0.17218 | 1.6804 | 0.17218 | 0.40622 | 2014-01-08 | 0 | 0 | 0 | 0 | 0 | 5.6975 | 3.0146 | 1.8019 | 0 | 0 | 0 | 0 | 77.7332
[9 empty] | 2014-01-01 | 8時 | 9.9139 | 0 | 0 | 0 | 0 | 0 | 0 | 0 | 0 | 0 | 1.0158 | 0 | 0 | 0 | 0 | 0 | 0 | 0 | 0 | 0.031371 | 0.023776 | 0.0075951 | 0.11401 | 0.4267 | 0.28132 | 0 | 0.020477 | -0.19985 | -0.020477 | 0.40622 | 2014-01-09 | 0 | 0 | 0 | 0 | 0 | 6.6317 | 4.5317 | 2.4095 | 0 | 27.0936 | 0 | 3.7969 | 138.0441
[9 empty] | 2014-01-01 | 9時 | 5.9535 | 0 | 0 | 0 | 0 | 0 | 0 | 0 | 0 | 0 | 0.60999 | 0 | 0 | 0 | 0 | 0 | 0 | 0 | 0 | 0.024446 | 0.023776 | 0.00067044 | 0.22373 | 0.50028 | 0.2521 | 0 | 0.094059 | -0.91802 | -0.094059 | 0.40622 | 2014-01-10 | 0 | 0 | 0 | 0 | 0 | 6.6231 | 16.5458 | 2.4073 | 0 | 0.036122 | 0 | 0.0083104 | 112.9402
[9 empty] | 2014-01-01 | 10時 | 4.9086 | 0 | 0 | 0 | 0 | 0 | 0 | 0 | 0 | 0 | 0.50293 | 0 | 0 | 0 | 0 | 0 | 0 | 0 | 0 | 0.024857 | 0.023776 | 0.0010807 | 0.18888 | 0.44125 | 0.22751 | 0 | 0.035028 | -0.34187 | -0.035028 | 0.40622 | 2014-01-11 | 0 | 0 | 0 | 0 | 0 | 14.4963 | 10.583 | 3.6231 | 0 | 27.167 | 0 | 4.0199 | 164.3661
[9 empty] | 2014-01-01 | 11時 | 2.6942 | 0 | 0 | 0 | 0 | 0 | 0 | 0 | 0 | 0 | 0.27604 | 0 | 0 | 0 | 0 | 0 | 0 | 0 | 0 | 0.024446 | 0.023776 | 0.00067044 | 0.17015 | 0.4299 | 0.23531 | 0 | 0.023679 | -0.23111 | -0.023679 | 0.40622 | 2014-01-12 | 0 | 0 | 0 | 0 | 0 | 6.6695 | 16.6616 | 2.4242 | 0 | 0.036375 | 0 | 0.0082937 | 113.5275
[9 empty] | 2014-01-01 | 12時 | 1.5365 | 0 | 0 | 0 | 0 | 0 | 0 | 0 | 0 | 0 | 0.15743 | 0 | 0 | 0 | 0 | 0 | 0 | 0 | 0 | 0.03053 | 0.023776 | 0.0067545 | 0.15008 | 0.45344 | 0.27283 | 0 | 0.047225 | -0.46091 | -0.047225 | 0.40622 | 2014-01-13 | 0 | 0 | 0 | 0 | 0 | 6.7015 | 4.5794 | 2.4349 | 0 | 27.3789 | 0 | 3.9377 | 139.7276
[9 empty] | 2014-01-01 | 13時 | 0 | 0 | 0 | 0 | 0 | 0 | 0 | 0 | 0 | 0 | 0 | 0 | 0 | 0 | 0 | 0 | 0 | 0 | 0 | 0.024446 | 0.023776 | 0.00067044 | 0.093998 | 0.16677 | 0.04833 | 0 | 0.045672 | -0.44576 | -0.045672 | 0.1211 | 2014-01-14 | 0 | 0 | 0 | 0 | 0 | 14.7446 | 10.7637 | 3.6841 | 0 | 27.6307 | 0 | 3.8664 | 166.0996
[9 empty] | 2014-01-01 | 14時 | 0 | 0 | 0 | 0 | 0 | 0 | 0 | 0 | 0 | 0 | 0 | 0 | 0 | 0 | 0 | 0 | 0 | 0 | 0 | 0.024026 | 0.023776 | 0.00025017 | 0 | 0.080156 | 0.05613 | 0 | 0.035416 | -0.34566 | -0.035416 | 0.044741 | 2014-01-15 | 0 | 0 | 0 | 0 | 0 | 19.7085 | 20.0253 | 4.9281 | 0 | 27.7047 | 0 | 3.9436 | 192.0747
[9 empty] | 2014-01-01 | 15時 | 6.7779 | 0 | 0 | 0 | 0 | 0 | 0 | 0 | 0 | 0 | 0.69446 | 0 | 0 | 0 | 0 | 0 | 0 | 0 | 0 | 0.024026 | 0.023776 | 0.00025017 | 0 | 0.080156 | 0.05613 | 0 | -0.32606 | 3.1824 | 0.32606 | 0.40622 | 2014-01-16 | 0 | 0 | 0 | 0 | 0 | 6.7698 | 4.626 | 2.4597 | 0 | 27.6577 | 0 | 3.9643 | 140.9762
[9 empty] | 2014-01-01 | 16時 | 5.7211 | 0 | 0 | 0 | 0 | 0 | 0 | 0 | 0 | 0 | 0.58618 | 0 | 0 | 0 | 0 | 0 | 0 | 0 | 0 | 0.024857 | 0.023776 | 0.0010807 | 0.070329 | 0.37035 | 0.27516 | 0 | -0.035874 | 0.35013 | 0.035874 | 0.40622 | 2014-01-17 | 0 | 0 | 0 | 0 | 0 | 6.7431 | 16.8456 | 2.4509 | 0 | 0.036776 | 0 | 0.0077354 | 113.6819
[9 empty] | 2014-01-01 | 17時 | 5.7241 | 0 | 0 | 0 | 0 | 0 | 0 | 0 | 0 | 0 | 0.58648 | 0 | 0 | 0 | 0 | 0 | 0 | 0 | 0 | 0.036624 | 0.023776 | 0.012849 | 0.13006 | 0.44491 | 0.27822 | 0 | 0.038689 | -0.3776 | -0.038689 | 0.40622 | 2014-01-18 | 0 | 0 | 0 | 0 | 0 | 6.69 | 4.5715 | 2.4307 | 0 | 27.3318 | 0 | 3.8545 | 139.2338
[9 empty] | 2014-01-01 | 18時 | 2.944 | 0 | 0 | 0 | 0 | 0 | 0 | 0 | 0 | 0 | 0.30164 | 0 | 0 | 0 | 0 | 0 | 0 | 0 | 0 | 0.036624 | 0.023776 | 0.012849 | 0.15964 | 0.41407 | 0.21781 | 0 | 0.007855 | -0.076664 | -0.007855 | 0.40622 | 2014-01-19 | 0 | 0 | 0 | 0 | 0 | 6.6696 | 4.5576 | 2.4233 | 0 | 27.2485 | 0 | 4.1235 | 139.8575
[9 empty] | 2014-01-01 | 19時 | 7.6092 | 0 | 0 | 0 | 0 | 0 | 0 | 0 | 0 | 0 | 0.77963 | 0 | 0 | 0 | 0 | 0 | 0 | 0 | 0 | 0.024026 | 0.023776 | 0.00025017 | 0.067685 | 0.2273 | 0.13559 | 0 | -0.12556 | 1.2255 | 0.12556 | 0.35286 | 2014-01-20 | 0 | 0 | 0 | 0 | 0 | 6.7182 | 4.5908 | 2.4409 | 0 | 27.4469 | 0 | 4.0681 | 140.4793
[9 empty] | 2014-01-01 | 20時 | 5.513 | 0 | 0 | 0 | 0 | 0 | 0 | 0 | 0 | 0 | 0.56485 | 0 | 0 | 0 | 0 | 0 | 0 | 0 | 0 | 0.024446 | 0.023776 | 0.00067044 | 0.14104 | 0.29311 | 0.12762 | 0 | -0.11311 | 1.104 | 0.11311 | 0.40622 | 2014-01-21 | 0 | 0 | 0 | 0 | 0 | 14.722 | 10.7472 | 3.6784 | 0 | 27.5884 | 0 | 3.9492 | 166.2178
[9 empty] | 2014-01-01 | 21時 | 5.3302 | 0 | 0 | 0 | 0 | 0 | 0 | 0 | 0 | 0 | 0.54612 | 0 | 0 | 0 | 0 | 0 | 0 | 0 | 0 | 0.036344 | 0.023776 | 0.012568 | 0.16291 | 0.4405 | 0.24124 | 0 | 0.034276 | -0.33453 | -0.034276 | 0.40622 | 2014-01-22 | 0 | 0 | 0 | 0 | 0 | 5.8192 | 3.079 | 1.8404 | 0 | 0 | 0 | 0 | 79.1277
[9 empty] | 2014-01-01 | 22時 | 0 | 0 | 0 | 0 | 0 | 0 | 0 | 0 | 0 | 0 | 0 | 0 | 0 | 0 | 0 | 0 | 0 | 0 | 0 | 0.036764 | 0.023776 | 0.012989 | 0.16493 | 0.38136 | 0.17966 | 0 | 0.093302 | -0.91063 | -0.093302 | 0.28805 | 2014-01-23 | 0 | 0 | 0 | 0 | 0 | 6.7718 | 4.6274 | 2.4604 | 0 | 27.6659 | 0 | 4.0328 | 141.2577
[9 empty] | 2014-01-01 | 23時 | 0 | 0 | 0 | 0 | 0 | 0 | 0 | 0 | 0 | 0 | 0 | 0 | 0 | 0 | 0 | 0 | 0 | 0 | 0 | 0.03039 | 0.023776 | 0.0066144 | 0.1312 | 0.31942 | 0.15783 | 0 | 0.11569 | -1.1291 | -0.11569 | 0.20373 | 2014-01-24 | 0 | 0 | 0 | 0 | 0 | 6.7777 | 16.932 | 2.4635 | 0 | 0.036965 | 0 | 0.0088854 | 115.8262
[9 empty] | 2014-01-02 | 0時 | 0 | 0 | 0 | 0 | 0 | 0 | 0 | 0 | 0 | 0 | 0 | 0 | 0 | 0 | 0 | 0 | 0 | 0 | 0 | 0.024026 | 0.023776 | 0.00025017 | 0.045276 | 0.22713 | 0.15783 | 0 | 0.12984 | -1.2672 | -0.12984 | 0.097297 | 2014-01-25 | 0 | 0 | 0 | 0 | 0 | 14.8673 | 10.8539 | 3.7158 | 0 | 27.8622 | 0 | 3.9618 | 167.6226
[9 empty] | 2014-01-02 | 1時 | 0 | 0 | 0 | 0 | 0 | 0 | 0 | 0 | 0 | 0 | 0 | 0 | 0 | 0 | 0 | 0 | 0 | 0 | 0 | 0.024026 | 0.023776 | 0.00025017 | 0 | 0.072356 | 0.04833 | 0 | 0.042437 | -0.41418 | -0.042437 | 0.029919 | 2014-01-26 | 0 | 0 | 0 | 0 | 0 | 6.8143 | 17.0233 | 2.4768 | 0 | 0.037164 | 0 | 0.0081361 | 115.2049
[9 empty] | 2014-01-02 | 2時 | 0 | 0 | 0 | 0 | 0 | 0 | 0 | 0 | 0 | 0 | 0 | 0 | 0 | 0 | 0 | 0 | 0 | 0 | 0 | 0.024026 | 0.023776 | 0.00025017 | 0 | 0.080156 | 0.05613 | 0 | 0.04761 | -0.46467 | -0.04761 | 0.032546 | 2014-01-27 | 0 | 0 | 0 | 0 | 0 | 6.7917 | 4.641 | 2.4677 | 0 | 27.7472 | 0 | 3.9855 | 141.4232
[9 empty] | 2014-01-02 | 3時 | 0 | 0 | 0 | 0 | 0 | 0 | 0 | 0 | 0 | 0 | 0 | 0 | 0 | 0 | 0 | 0 | 0 | 0 | 0 | 0.024026 | 0.023776 | 0.00025017 | 0 | 0.080156 | 0.05613 | 0 | 0.04761 | -0.46467 | -0.04761 | 0.032546 | 2014-01-28 | 0 | 0 | 0 | 0 | 0 | 14.9394 | 10.9059 | 3.7328 | 0 | 27.9959 | 0 | 4.0753 | 168.7671
[9 empty] | 2014-01-02 | 4時 | 0 | 0 | 0 | 0 | 0 | 0 | 0 | 0 | 0 | 0 | 0 | 0 | 0 | 0 | 0 | 0 | 0 | 0 | 0 | 0.024026 | 0.023776 | 0.00025017 | 0 | 0.072356 | 0.04833 | 0 | 0.042437 | -0.41418 | -0.042437 | 0.029919 | 2014-01-29 | 0 | 0 | 0 | 0 | 0 | 20.0111 | 20.3328 | 5.0038 | 0 | 28.13 | 0 | 4.0315 | 194.9532
[9 empty] | 2014-01-02 | 5時 | 18.807 | 1.3178 | 0 | 0 | 0 | 0 | 0 | 0 | 0 | 0 | 1.7919 | 0 | 0 | 0 | 0 | 0 | 0 | 0 | 0 | 0.024026 | 0.023776 | 0.00025017 | 0 | 0.080156 | 0.05613 | 0 | -0.24094 | 2.3516 | 0.24094 | 0.32109 | 2014-01-30 | 0 | 0 | 0 | 0 | 0 | 6.8717 | 4.6957 | 2.4967 | 0 | 28.0742 | 0 | 4.1554 | 143.3929
[9 empty] | 2014-01-02 | 6時 | 4.9372 | 0 | 0 | 0 | 0 | 0 | 0 | 0 | 0 | 0 | 0.50586 | 0 | 0 | 0 | 0 | 0 | 0 | 0 | 0 | 0.03053 | 0.023776 | 0.0067545 | 0.018231 | 0.30998 | 0.26122 | 0 | -0.011112 | 0.10846 | 0.011112 | 0.32109 | 2014-01-31 | 0 | 0 | 0 | 0 | 0 | 6.8764 | 17.1784 | 2.4994 | 0 | 0.037503 | 0 | 0.0090639 | 117.3947
[9 empty] | 2014-01-02 | 7時 | 4.101 | 0 | 0 | 0 | 0 | 0 | 0 | 0 | 0 | 0 | 0.42019 | 0 | 0 | 0 | 0 | 0 | 0 | 0 | 0 | 0.024857 | 0.023776 | 0.0010807 | 0.11469 | 0.3877 | 0.24816 | 0 | 0.066609 | -0.65011 | -0.066609 | 0.32109 | 2014-02-01 | 0 | 0 | 0 | 0 | 0 | 6.9182 | 4.7275 | 2.5136 | 0 | 28.2642 | 0 | 3.8876 | 143.2042
[9 empty] | 2014-01-02 | 8時 | 2.3834 | 0 | 0 | 0 | 0 | 0 | 0 | 0 | 0 | 0 | 0.2442 | 0 | 0 | 0 | 0 | 0 | 0 | 0 | 0 | 0.024857 | 0.023776 | 0.0010807 | 0.064563 | 0.2343 | 0.14488 | 0 | -0.048625 | 0.47458 | 0.048625 | 0.28292 | 2014-02-02 | 0 | 0 | 0 | 0 | 0 | 6.8976 | 4.7134 | 2.5061 | 0 | 28.18 | 0 | 3.9455 | 143.0666
[9 empty] | 2014-01-02 | 9時 | 0 | 0 | 0 | 0 | 0 | 0 | 0 | 0 | 0 | 0 | 0 | 0 | 0 | 0 | 0 | 0 | 0 | 0 | 0 | 0.024026 | 0.023776 | 0.00025017 | 0.16544 | 0.52635 | 0.33688 | 0 | 0.27578 | -2.6916 | -0.27578 | 0.25057 | 2014-02-03 | 0 | 0 | 0 | 0 | 0 | 6.8847 | 4.7045 | 2.5014 | 0 | 28.127 | 0 | 3.8929 | 142.6569
[9 empty] | 2014-01-02 | 10時 | 0 | 0 | 0 | 0 | 0 | 0 | 0 | 0 | 0 | 0 | 0 | 0 | 0 | 0 | 0 | 0 | 0 | 0 | 0 | 0.024446 | 0.023776 | 0.00067044 | 0.053027 | 0.1258 | 0.04833 | 0 | 0.059896 | -0.58458 | -0.059896 | 0.065908 | 2014-02-04 | 0 | 0 | 0 | 0 | 0 | 14.9441 | 10.9093 | 3.7339 | 0 | 28.0046 | 0 | 3.9029 | 168.1183
[9 empty] | 2014-01-02 | 11時 | 2.1172 | 0 | 0 | 0 | 0 | 0 | 0 | 0 | 0 | 0 | 0.21692 | 0 | 0 | 0 | 0 | 0 | 0 | 0 | 0 | 0.024026 | 0.023776 | 0.00025017 | 0.0026381 | 0.082794 | 0.05613 | 0 | -0.097598 | 0.95256 | 0.097598 | 0.18039 | 2014-02-05 | 0 | 0 | 0 | 0 | 0 | 5.9087 | 3.1263 | 1.8687 | 0 | 0 | 0 | 0 | 80.125
[9 empty] | 2014-01-02 | 12時 | 0.92809 | 0 | 0 | 0 | 0 | 0 | 0 | 0 | 0 | 0 | 0.095092 | 0 | 0 | 0 | 0 | 0 | 0 | 0 | 0 | 0.03053 | 0.023776 | 0.0067545 | 0.029502 | 0.33286 | 0.27283 | 0 | 0.11403 | -1.1129 | -0.11403 | 0.21883 | 2014-02-06 | 0 | 0 | 0 | 0 | 0 | 6.8782 | 4.7001 | 2.4991 | 0 | 28.1006 | 0 | 3.9189 | 142.642
[9 empty] | 2014-01-02 | 13時 | 0 | 0 | 0 | 0 | 0 | 0 | 0 | 0 | 0 | 0 | 0 | 0 | 0 | 0 | 0 | 0 | 0 | 0 | 0 | 0.024446 | 0.023776 | 0.00067044 | 0.058042 | 0.13082 | 0.04833 | 0 | 0.061536 | -0.60059 | -0.061536 | 0.069282 | 2014-02-07 | 0 | 0 | 0 | 0 | 0 | 6.86 | 17.1374 | 2.4934 | 0 | 0.037413 | 0 | 0.0085528 | 116.4208
[9 empty] | 2014-01-02 | 14時 | 0 | 0 | 0 | 0 | 0 | 0 | 0 | 0 | 0 | 0 | 0 | 0 | 0 | 0 | 0 | 0 | 0 | 0 | 0 | 0.024026 | 0.023776 | 0.00025017 | 0.024487 | 0.10464 | 0.05613 | 0 | 0.055605 | -0.5427 | -0.055605 | 0.049039 | 2014-02-08 | 0 | 0 | 0 | 0 | 0 | 14.9305 | 10.9 | 3.7316 | 0 | 27.9806 | 0 | 3.9865 | 168.3151
[9 empty] | 2014-01-02 | 15時 | 3.2401 | 0 | 0 | 0 | 0 | 0 | 0 | 0 | 0 | 0 | 0.33198 | 0 | 0 | 0 | 0 | 0 | 0 | 0 | 0 | 0.024026 | 0.023776 | 0.00025017 | 0 | 0.080156 | 0.05613 | 0 | -0.17594 | 1.7171 | 0.17594 | 0.25609 | 2014-02-09 | 0 | 0 | 0 | 0 | 0 | 6.8339 | 17.0722 | 2.4839 | 0 | 0.037271 | 0 | 0.0083715 | 115.809
[9 empty] | 2014-01-02 | 16時 | 2.2986 | 0 | 0 | 0 | 0 | 0 | 0 | 0 | 0 | 0 | 0.23551 | 0 | 0 | 0 | 0 | 0 | 0 | 0 | 0 | 0.024446 | 0.023776 | 0.00067044 | 0.033816 | 0.10659 | 0.04833 | 0 | -0.10496 | 1.0245 | 0.10496 | 0.21156 | 2014-02-10 | 0 | 0 | 0 | 0 | 0 | 6.7986 | 4.6457 | 2.4702 | 0 | 27.7756 | 0 | 3.8069 | 140.8955
[9 empty] | 2014-01-02 | 17時 | 5.3948 | 0 | 0 | 0 | 0 | 0 | 0 | 0 | 0 | 0 | 0.55274 | 0 | 0 | 0 | 0 | 0 | 0 | 0 | 0 | 0.024446 | 0.023776 | 0.00067044 | 0.056835 | 0.28621 | 0.20493 | 0 | -0.034884 | 0.34047 | 0.034884 | 0.32109 | 2014-02-11 | 0 | 0 | 0 | 0 | 0 | 14.7026 | 10.7331 | 3.6736 | 0 | 27.552 | 0 | 3.6718 | 164.9336
[9 empty] | 2014-01-02 | 18時 | 3.203 | 0 | 0 | 0 | 0 | 0 | 0 | 0 | 0 | 0 | 0.32817 | 0 | 0 | 0 | 0 | 0 | 0 | 0 | 0 | 0.036624 | 0.023776 | 0.012849 | 0.066494 | 0.4419 | 0.33878 | 0 | 0.1208 | -1.179 | -0.1208 | 0.32109 | 2014-02-12 | 0 | 0 | 0 | 0 | 0 | 19.5066 | 19.8202 | 4.8777 | 0 | 27.4209 | 0 | 3.8723 | 190.1016
[9 empty] | 2014-01-02 | 19時 | 4.2746 | 0 | 0 | 0 | 0 | 0 | 0 | 0 | 0 | 0 | 0.43797 | 0 | 0 | 0 | 0 | 0 | 0 | 0 | 0 | 0.036624 | 0.023776 | 0.012849 | 0.16307 | 0.33458 | 0.13488 | 0 | 0.065253 | -0.63687 | -0.065253 | 0.26932 | 2014-02-13 | 0 | 0 | 0 | 0 | 0 | 6.7009 | 4.579 | 2.4347 | 0 | 27.3764 | 0 | 3.8032 | 139.2344
[9 empty] | 2014-01-02 | 20時 | 4.0515 | 0 | 0 | 0 | 0 | 0 | 0 | 0 | 0 | 0 | 0.41512 | 0 | 0 | 0 | 0 | 0 | 0 | 0 | 0 | 0.024446 | 0.023776 | 0.00067044 | 0.088224 | 0.24028 | 0.12761 | 0 | -0.080815 | 0.78875 | 0.080815 | 0.32109 | 2014-02-14 | 0 | 0 | 0 | 0 | 0 | 6.6795 | 16.6866 | 2.4278 | 0 | 0.036429 | 0 | 0.0081437 | 113.4399
[9 empty] | 2014-01-02 | 21時 | 4.7736 | 0 | 0 | 0 | 0 | 0 | 0 | 0 | 0 | 0 | 0.48909 | 0 | 0 | 0 | 0 | 0 | 0 | 0 | 0 | 0.024446 | 0.023776 | 0.00067044 | 0.14284 | 0.35471 | 0.18743 | 0 | 0.033616 | -0.32809 | -0.033616 | 0.32109 | 2014-02-15 | 0 | 0 | 0 | 0 | 0 | 6.6664 | 4.5553 | 2.4221 | 0 | 27.2352 | 0 | 3.725 | 138.3717
[9 empty] | 2014-01-02 | 22時 | 3.5287 | 0 | 0 | 0 | 0 | 0 | 0 | 0 | 0 | 0 | 0.36155 | 0 | 0 | 0 | 0 | 0 | 0 | 0 | 0 | 0.036344 | 0.023776 | 0.012568 | 0.16493 | 0.39307 | 0.19179 | 0 | 0.071973 | -0.70246 | -0.071973 | 0.32109 | 2014-02-16 | 0 | 0 | 0 | 0 | 0 | 6.6294 | 4.5301 | 2.4087 | 0 | 27.0841 | 0 | 3.659 | 137.513
[9 empty] | 2014-01-02 | 23時 | 0 | 0 | 0 | 0 | 0 | 0 | 0 | 0 | 0 | 0 | 0 | 0 | 0 | 0 | 0 | 0 | 0 | 0 | 0 | 0.037175 | 0.023776 | 0.013399 | 0.17268 | 0.42753 | 0.21768 | 0 | 0.20355 | -1.9866 | -0.20355 | 0.22399 | 2014-02-17 | 0 | 0 | 0 | 0 | 0 | 6.5907 | 4.5037 | 2.3946 | 0 | 26.9262 | 0 | 3.9148 | 137.7734
[9 empty] | 2014-01-03 | 0時 | 0 | 0 | 0 | 0 | 0 | 0 | 0 | 0 | 0 | 0 | 0 | 0 | 0 | 0 | 0 | 0 | 0 | 0 | 0 | 0.024026 | 0.023776 | 0.00025017 | 0.045276 | 0.22713 | 0.15783 | 0 | 0.14889 | -1.4532 | -0.14889 | 0.078239 | 2014-02-18 | 0 | 0 | 0 | 0 | 0 | 14.359 | 10.4822 | 3.5877 | 0 | 26.9081 | 0 | 4.0221 | 163.0934
[9 empty] | 2014-01-03 | 1時 | 0 | 0 | 0 | 0 | 0 | 0 | 0 | 0 | 0 | 0 | 0 | 0 | 0 | 0 | 0 | 0 | 0 | 0 | 0 | 0.024026 | 0.023776 | 0.00025017 | 0 | 0.072356 | 0.04833 | 0 | 0.050131 | -0.48928 | -0.050131 | 0.022225 | 2014-02-19 | 0 | 0 | 0 | 0 | 0 | 5.6892 | 3.0102 | 1.7993 | 0 | 0 | 0 | 0 | 77.6677
[9 empty] | 2014-01-03 | 2時 | 0 | 0 | 0 | 0 | 0 | 0 | 0 | 0 | 0 | 0 | 0 | 0 | 0 | 0 | 0 | 0 | 0 | 0 | 0 | 0.024026 | 0.023776 | 0.00025017 | 0 | 0.080156 | 0.05613 | 0 | 0.055747 | -0.54409 | -0.055747 | 0.024409 | 2014-02-20 | 0 | 0 | 0 | 0 | 0 | 6.6246 | 4.5268 | 2.407 | 0 | 27.0647 | 0 | 4.1069 | 139.0362
[9 empty] | 2014-01-03 | 3時 | 0 | 0 | 0 | 0 | 0 | 0 | 0 | 0 | 0 | 0 | 0 | 0 | 0 | 0 | 0 | 0 | 0 | 0 | 0 | 0.024026 | 0.023776 | 0.00025017 | 0 | 0.080156 | 0.05613 | 0 | 0.055747 | -0.54409 | -0.055747 | 0.024409 | 2014-02-21 | 0 | 0 | 0 | 0 | 0 | 6.6612 | 16.6408 | 2.4211 | 0 | 0.036329 | 0 | 0.0084333 | 113.6221
[9 empty] | 2014-01-03 | 4時 | 0 | 0 | 0 | 0 | 0 | 0 | 0 | 0 | 0 | 0 | 0 | 0 | 0 | 0 | 0 | 0 | 0 | 0 | 0 | 0.024026 | 0.023776 | 0.00025017 | 0 | 0.072356 | 0.04833 | 0 | 0.050131 | -0.48928 | -0.050131 | 0.022225 | 2014-02-22 | 0 | 0 | 0 | 0 | 0 | 14.61 | 10.666 | 3.6515 | 0 | 27.38 | 0 | 3.9546 | 165.176
[9 empty] | 2014-01-03 | 5時 | 18.5536 | 0.84016 | 0 | 0 | 0 | 0 | 0 | 0 | 0 | 0 | 1.8149 | 0 | 0 | 0 | 0 | 0 | 0 | 0 | 0 | 0.024026 | 0.023776 | 0.00025017 | 0 | 0.080156 | 0.05613 | 0 | -0.18414 | 1.7972 | 0.18414 | 0.26429 | 2014-02-23 | 0 | 0 | 0 | 0 | 0 | 6.7059 | 16.7526 | 2.4374 | 0 | 0.036573 | 0 | 0.0088431 | 114.8148
[9 empty] | 2014-01-03 | 6時 | 4.5392 | 0 | 0 | 0 | 0 | 0 | 0 | 0 | 0 | 0 | 0.46508 | 0 | 0 | 0 | 0 | 0 | 0 | 0 | 0 | 0.03053 | 0.023776 | 0.0067545 | 0.018231 | 0.30998 | 0.26122 | 0 | 0.045691 | -0.44594 | -0.045691 | 0.26429 | 2014-02-24 | 0 | 0 | 0 | 0 | 0 | 6.7545 | 4.6156 | 2.4541 | 0 | 27.5954 | 0 | 4.1891 | 141.5326
[9 empty] | 2014-01-03 | 7時 | 3.1018 | 0 | 0 | 0 | 0 | 0 | 0 | 0 | 0 | 0 | 0.31781 | 0 | 0 | 0 | 0 | 0 | 0 | 0 | 0 | 0.024857 | 0.023776 | 0.0010807 | 0.11469 | 0.3877 | 0.24816 | 0 | 0.12341 | -1.2045 | -0.12341 | 0.26429 | 2014-02-25 | 0 | 0 | 0 | 0 | 0 | 14.8648 | 10.8514 | 3.7141 | 0 | 27.856 | 0 | 4.0571 | 167.9923
[9 empty] | 2014-01-03 | 8時 | 2.0055 | 0 | 0 | 0 | 0 | 0 | 0 | 0 | 0 | 0 | 0.20548 | 0 | 0 | 0 | 0 | 0 | 0 | 0 | 0 | 0.024857 | 0.023776 | 0.0010807 | 0.064563 | 0.2343 | 0.14488 | 0 | 0.023414 | -0.22852 | -0.023414 | 0.21088 | 2014-02-26 | 0 | 0 | 0 | 0 | 0 | 19.9597 | 20.2806 | 4.991 | 0 | 28.0578 | 0 | 3.6896 | 193.0423
[9 empty] | 2014-01-03 | 9時 | 0 | 0 | 0 | 0 | 0 | 0 | 0 | 0 | 0 | 0 | 0 | 0 | 0 | 0 | 0 | 0 | 0 | 0 | 0 | 0.024026 | 0.023776 | 0.00025017 | 0.16544 | 0.52635 | 0.33688 | 0 | 0.32069 | -3.1299 | -0.32069 | 0.20566 | 2014-02-27 | 0 | 0 | 0 | 0 | 0 | 6.8723 | 4.696 | 2.4969 | 0 | 28.0764 | 0 | 3.5964 | 141.3783
[9 empty] | 2014-01-03 | 10時 | 0 | 0 | 0 | 0 | 0 | 0 | 0 | 0 | 0 | 0 | 0 | 0 | 0 | 0 | 0 | 0 | 0 | 0 | 0 | 0.024446 | 0.023776 | 0.00067044 | 0.053027 | 0.1258 | 0.04833 | 0 | 0.07366 | -0.71892 | -0.07366 | 0.052144 | 2014-02-28 | 0 | 0 | 0 | 0 | 0 | 6.8167 | 17.0293 | 2.4777 | 0 | 0.037177 | 0 | 0.0077931 | 114.7331
[9 empty] | 2014-01-03 | 11時 | 3.5613 | 0 | 0 | 0 | 0 | 0 | 0 | 0 | 0 | 0 | 0.36489 | 0 | 0 | 0 | 0 | 0 | 0 | 0 | 0 | 0.024026 | 0.023776 | 0.00025017 | 0.0026381 | 0.082794 | 0.05613 | 0 | -0.14735 | 1.4382 | 0.14735 | 0.23015 | 2014-03-01 | 0 | 0 | 0 | 0 | 0 | 6.7625 | 4.621 | 2.457 | 0 | 27.6279 | 0 | 3.6674 | 139.7853
[9 empty] | 2014-01-03 | 12時 | 2.1609 | 0 | 0 | 0 | 0 | 0 | 0 | 0 | 0 | 0 | 0.2214 | 0 | 0 | 0 | 0 | 0 | 0 | 0 | 0 | 0.03053 | 0.023776 | 0.0067545 | 0.029502 | 0.33286 | 0.27283 | 0 | 0.082875 | -0.80886 | -0.082875 | 0.24999 | 2014-03-02 | 0 | 0 | 0 | 0 | 0 | 6.7004 | 4.5786 | 2.4345 | 0 | 27.3741 | 0 | 3.7803 | 139.1431
[9 empty] | 2014-01-03 | 13時 | 0 | 0 | 0 | 0 | 0 | 0 | 0 | 0 | 0 | 0 | 0 | 0 | 0 | 0 | 0 | 0 | 0 | 0 | 0 | 0.024446 | 0.023776 | 0.00067044 | 0.058042 | 0.13082 | 0.04833 | 0 | 0.075869 | -0.74048 | -0.075869 | 0.054949 | 2014-03-03 | 0 | 0 | 0 | 0 | 0 | 6.6518 | 4.5454 | 2.4168 | 0 | 27.1757 | 0 | 3.8692 | 138.6417
[9 empty] | 2014-01-03 | 14時 | 0 | 0 | 0 | 0 | 0 | 0 | 0 | 0 | 0 | 0 | 0 | 0 | 0 | 0 | 0 | 0 | 0 | 0 | 0 | 0.024026 | 0.023776 | 0.00025017 | 0.024487 | 0.10464 | 0.05613 | 0 | 0.066523 | -0.64927 | -0.066523 | 0.03812 | 2014-03-04 | 0 | 0 | 0 | 0 | 0 | 14.4948 | 10.5813 | 3.6217 | 0 | 27.1626 | 0 | 3.9167 | 163.9532
[9 empty] | 2014-01-03 | 15時 | 4.7947 | 0 | 0 | 0 | 0 | 0 | 0 | 0 | 0 | 0 | 0.49126 | 0 | 0 | 0 | 0 | 0 | 0 | 0 | 0 | 0.024026 | 0.023776 | 0.00025017 | 0 | 0.080156 | 0.05613 | 0 | -0.18414 | 1.7972 | 0.18414 | 0.26429 | 2014-03-05 | 0 | 0 | 0 | 0 | 0 | 5.7335 | 3.0336 | 1.8133 | 0 | 0 | 0 | 0 | 78.1295
[9 empty] | 2014-01-03 | 16時 | 2.5946 | 0 | 0 | 0 | 0 | 0 | 0 | 0 | 0 | 0 | 0.26584 | 0 | 0 | 0 | 0 | 0 | 0 | 0 | 0 | 0.024446 | 0.023776 | 0.00067044 | 0.033816 | 0.10659 | 0.04833 | 0 | -0.083613 | 0.81607 | 0.083613 | 0.19021 | 2014-03-06 | 0 | 0 | 0 | 0 | 0 | 6.6247 | 4.5269 | 2.407 | 0 | 27.0651 | 0 | 3.872 | 138.1946
[9 empty] | 2014-01-03 | 17時 | 6.1617 | 0 | 0 | 0 | 0 | 0 | 0 | 0 | 0 | 0 | 0.63132 | 0 | 0 | 0 | 0 | 0 | 0 | 0 | 0 | 0.024446 | 0.023776 | 0.00067044 | 0.056835 | 0.28621 | 0.20493 | 0 | 0.021919 | -0.21393 | -0.021919 | 0.26429 | 2014-03-07 | 0 | 0 | 0 | 0 | 0 | 6.5696 | 16.4121 | 2.3879 | 0 | 0.03583 | 0 | 0.0080187 | 111.8094
[9 empty] | 2014-01-03 | 18時 | 3.2802 | 0 | 0 | 0 | 0 | 0 | 0 | 0 | 0 | 0 | 0.33608 | 0 | 0 | 0 | 0 | 0 | 0 | 0 | 0 | 0.036624 | 0.023776 | 0.012849 | 0.066494 | 0.4419 | 0.33878 | 0 | 0.1776 | -1.7334 | -0.1776 | 0.26429 | 2014-03-08 | 0 | 0 | 0 | 0 | 0 | 14.2246 | 10.3847 | 3.5552 | 0 | 26.6578 | 0 | 3.6546 | 160.3761
[9 empty] | 2014-01-03 | 19時 | 6.3622 | 0 | 0 | 0 | 0 | 0 | 0 | 0 | 0 | 0 | 0.65187 | 0 | 0 | 0 | 0 | 0 | 0 | 0 | 0 | 0.036624 | 0.023776 | 0.012849 | 0.16307 | 0.33458 | 0.13488 | 0 | 0.12068 | -1.1779 | -0.12068 | 0.21389 | 2014-03-09 | 0 | 0 | 0 | 0 | 0 | 6.5119 | 16.268 | 2.3669 | 0 | 0.035515 | 0 | 0.007741 | 110.6471
[9 empty] | 2014-01-03 | 20時 | 5.5338 | 0 | 0 | 0 | 0 | 0 | 0 | 0 | 0 | 0 | 0.56699 | 0 | 0 | 0 | 0 | 0 | 0 | 0 | 0 | 0.024446 | 0.023776 | 0.00067044 | 0.088224 | 0.24028 | 0.12761 | 0 | -0.024012 | 0.23435 | 0.024012 | 0.26429 | 2014-03-10 | 0 | 0 | 0 | 0 | 0 | 6.5172 | 4.4534 | 2.3679 | 0 | 26.6259 | 0 | 3.7193 | 135.8363
[9 empty] | 2014-01-03 | 21時 | 6.3336 | 0 | 0 | 0 | 0 | 0 | 0 | 0 | 0 | 0 | 0.64893 | 0 | 0 | 0 | 0 | 0 | 0 | 0 | 0 | 0.024446 | 0.023776 | 0.00067044 | 0.14284 | 0.35471 | 0.18743 | 0 | 0.090419 | -0.88249 | -0.090419 | 0.26429 | 2014-03-11 | 0 | 0 | 0 | 0 | 0 | 14.2463 | 10.3999 | 3.5596 | 0 | 26.6969 | 0 | 3.6737 | 160.6627
[9 empty] | 2014-01-03 | 22時 | 4.5619 | 0 | 0 | 0 | 0 | 0 | 0 | 0 | 0 | 0 | 0.46741 | 0 | 0 | 0 | 0 | 0 | 0 | 0 | 0 | 0.036344 | 0.023776 | 0.012568 | 0.16493 | 0.39307 | 0.19179 | 0 | 0.12878 | -1.2569 | -0.12878 | 0.26429 | 2014-03-12 | 0 | 0 | 0 | 0 | 0 | 18.9943 | 19.2997 | 4.7496 | 0 | 26.7007 | 0 | 3.6036 | 184.733
[9 empty] | 2014-01-03 | 23時 | 0 | 0 | 0 | 0 | 0 | 0 | 0 | 0 | 0 | 0 | 0 | 0 | 0 | 0 | 0 | 0 | 0 | 0 | 0 | 0.037175 | 0.023776 | 0.013399 | 0.17268 | 0.42753 | 0.21768 | 0 | 0.24397 | -2.3812 | -0.24397 | 0.18356 | 2014-03-13 | 0 | 0 | 0 | 0 | 0 | 6.5093 | 4.448 | 2.365 | 0 | 26.5934 | 0 | 3.5986 | 135.2749
[9 empty] | 2014-01-04 | 0時 | 0 | 0 | 0 | 0 | 0 | 0 | 0 | 0 | 0 | 0 | 0 | 0 | 0 | 0 | 0 | 0 | 0 | 0 | 0 | 0.024026 | 0.023776 | 0.00025017 | 0.045276 | 0.22713 | 0.15783 | 0 | 0.13649 | -1.3321 | -0.13649 | 0.090645 | 2014-03-14 | 0 | 0 | 0 | 0 | 0 | 6.4612 | 16.1412 | 2.3485 | 0 | 0.035239 | 0 | 0.0076306 | 109.8197
[9 empty] | 2014-01-04 | 1時 | 0 | 0 | 0 | 0 | 0 | 0 | 0 | 0 | 0 | 0 | 0 | 0 | 0 | 0 | 0 | 0 | 0 | 0 | 0 | 0.024026 | 0.023776 | 0.00025017 | 0 | 0.072356 | 0.04833 | 0 | 0.045122 | -0.4404 | -0.045122 | 0.027234 | 2014-03-15 | 0 | 0 | 0 | 0 | 0 | 6.4114 | 4.3811 | 2.3295 | 0 | 26.1935 | 0 | 3.4707 | 133.176
[9 empty] | 2014-01-04 | 2時 | 0 | 0 | 0 | 0 | 0 | 0 | 0 | 0 | 0 | 0 | 0 | 0 | 0 | 0 | 0 | 0 | 0 | 0 | 0 | 0.024026 | 0.023776 | 0.00025017 | 0 | 0.080156 | 0.05613 | 0 | 0.05045 | -0.49239 | -0.05045 | 0.029706 | 2014-03-16 | 0 | 0 | 0 | 0 | 0 | 6.3397 | 4.3321 | 2.3034 | 0 | 25.9006 | 0 | 3.3803 | 131.6534
[9 empty] | 2014-01-04 | 3時 | 0 | 0 | 0 | 0 | 0 | 0 | 0 | 0 | 0 | 0 | 0 | 0 | 0 | 0 | 0 | 0 | 0 | 0 | 0 | 0.024026 | 0.023776 | 0.00025017 | 0 | 0.080156 | 0.05613 | 0 | 0.05045 | -0.49239 | -0.05045 | 0.029706 | 2014-03-17 | 0 | 0 | 0 | 0 | 0 | 6.2666 | 4.2821 | 2.2769 | 0 | 25.6018 | 0 | 3.1013 | 129.2937
[9 empty] | 2014-01-04 | 4時 | 0 | 0 | 0 | 0 | 0 | 0 | 0 | 0 | 0 | 0 | 0 | 0 | 0 | 0 | 0 | 0 | 0 | 0 | 0 | 0.024026 | 0.023776 | 0.00025017 | 0 | 0.072356 | 0.04833 | 0 | 0.045122 | -0.4404 | -0.045122 | 0.027234 | 2014-03-18 | 0 | 0 | 0 | 0 | 0 | 13.4583 | 9.8247 | 3.3627 | 0 | 25.2203 | 0 | 3.6577 | 153.1975
[9 empty] | 2014-01-04 | 5時 | 14.9145 | 0 | 0 | 0 | 0 | 0 | 0 | 0 | 0 | 0 | 1.5281 | 0 | 0 | 0 | 0 | 0 | 0 | 0 | 0 | 0.024026 | 0.023776 | 0.00025017 | 0 | 0.080156 | 0.05613 | 0 | -0.22111 | 2.1581 | 0.22111 | 0.30127 | 2014-03-19 | 0 | 0 | 0 | 0 | 0 | 5.3284 | 2.8193 | 1.6852 | 0 | 0 | 0 | 0 | 73.4514
[9 empty] | 2014-01-04 | 6時 | 4.0051 | 0 | 0 | 0 | 0 | 0 | 0 | 0 | 0 | 0 | 0.41035 | 0 | 0 | 0 | 0 | 0 | 0 | 0 | 0 | 0.03053 | 0.023776 | 0.0067545 | 0.018231 | 0.30998 | 0.26122 | 0 | 0.0087138 | -0.085047 | -0.0087138 | 0.30127 | 2014-03-20 | 0 | 0 | 0 | 0 | 0 | 6.1848 | 4.2262 | 2.2471 | 0 | 25.2677 | 0 | 3.5195 | 129.5273
[9 empty] | 2014-01-04 | 7時 | 3.3773 | 0 | 0 | 0 | 0 | 0 | 0 | 0 | 0 | 0 | 0.34603 | 0 | 0 | 0 | 0 | 0 | 0 | 0 | 0 | 0.024857 | 0.023776 | 0.0010807 | 0.11469 | 0.3877 | 0.24816 | 0 | 0.086435 | -0.84361 | -0.086435 | 0.30127 | 2014-03-21 | 0 | 0 | 0 | 0 | 0 | 13.4188 | 9.7958 | 3.3528 | 0 | 25.1462 | 0 | 3.182 | 150.8636
[9 empty] | 2014-01-04 | 8時 | 3.1291 | 0 | 0 | 0 | 0 | 0 | 0 | 0 | 0 | 0 | 0.32061 | 0 | 0 | 0 | 0 | 0 | 0 | 0 | 0 | 0.024857 | 0.023776 | 0.0010807 | 0.064563 | 0.2343 | 0.14488 | 0 | -0.066971 | 0.65364 | 0.066971 | 0.30127 | 2014-03-22 | 0 | 0 | 0 | 0 | 0 | 13.2505 | 9.6735 | 3.3117 | 0 | 24.8322 | 0 | 3.4626 | 150.4928
[9 empty] | 2014-01-04 | 9時 | 0 | 0 | 0 | 0 | 0 | 0 | 0 | 0 | 0 | 0 | 0 | 0 | 0 | 0 | 0 | 0 | 0 | 0 | 0 | 0.024026 | 0.023776 | 0.00025017 | 0.16544 | 0.52635 | 0.33688 | 0 | 0.29146 | -2.8446 | -0.29146 | 0.23489 | 2014-03-23 | 0 | 0 | 0 | 0 | 0 | 6.0499 | 15.1137 | 2.199 | 0 | 0.032995 | 0 | 0.0076271 | 104.3975
[9 empty] | 2014-01-04 | 10時 | 0 | 0 | 0 | 0 | 0 | 0 | 0 | 0 | 0 | 0 | 0 | 0 | 0 | 0 | 0 | 0 | 0 | 0 | 0 | 0.024446 | 0.023776 | 0.00067044 | 0.053027 | 0.1258 | 0.04833 | 0 | 0.0647 | -0.63147 | -0.0647 | 0.061104 | 2014-03-24 | 0 | 0 | 0 | 0 | 0 | 6.0466 | 4.1319 | 2.197 | 0 | 24.7033 | 0 | 3.5157 | 127.1839
[9 empty] | 2014-01-04 | 11時 | 5.4362 | 0 | 0 | 0 | 0 | 0 | 0 | 0 | 0 | 0 | 0.55698 | 0 | 0 | 0 | 0 | 0 | 0 | 0 | 0 | 0.024026 | 0.023776 | 0.00025017 | 0.0026381 | 0.082794 | 0.05613 | 0 | -0.21847 | 2.1323 | 0.21847 | 0.30127 | 2014-03-25 | 0 | 0 | 0 | 0 | 0 | 13.1781 | 9.6201 | 3.2927 | 0 | 24.6952 | 0 | 3.6909 | 150.6858
[9 empty] | 2014-01-04 | 12時 | 1.6651 | 0 | 0 | 0 | 0 | 0 | 0 | 0 | 0 | 0 | 0.17061 | 0 | 0 | 0 | 0 | 0 | 0 | 0 | 0 | 0.03053 | 0.023776 | 0.0067545 | 0.029502 | 0.33286 | 0.27283 | 0 | 0.07998 | -0.7806 | -0.07998 | 0.25288 | 2014-03-26 | 0 | 0 | 0 | 0 | 0 | 17.6628 | 17.9468 | 4.4166 | 0 | 24.829 | 0 | 3.6862 | 174.0845
[9 empty] | 2014-01-04 | 13時 | 0 | 0 | 0 | 0 | 0 | 0 | 0 | 0 | 0 | 0 | 0 | 0 | 0 | 0 | 0 | 0 | 0 | 0 | 0 | 0.024446 | 0.023776 | 0.00067044 | 0.058042 | 0.13082 | 0.04833 | 0 | 0.066539 | -0.64942 | -0.066539 | 0.06428 | 2014-03-27 | 0 | 0 | 0 | 0 | 0 | 6.1229 | 4.184 | 2.2247 | 0 | 25.0149 | 0 | 3.6311 | 128.8703
[9 empty] | 2014-01-04 | 14時 | 0 | 0 | 0 | 0 | 0 | 0 | 0 | 0 | 0 | 0 | 0 | 0 | 0 | 0 | 0 | 0 | 0 | 0 | 0 | 0.024026 | 0.023776 | 0.00025017 | 0.024487 | 0.10464 | 0.05613 | 0 | 0.059416 | -0.5799 | -0.059416 | 0.045228 | 2014-03-28 | 0 | 0 | 0 | 0 | 0 | 6.1979 | 15.4835 | 2.2528 | 0 | 0.033803 | 0 | 0.0075924 | 106.2985
[9 empty] | 2014-01-04 | 15時 | 3.866 | 0 | 0 | 0 | 0 | 0 | 0 | 0 | 0 | 0 | 0.39611 | 0 | 0 | 0 | 0 | 0 | 0 | 0 | 0 | 0.024026 | 0.023776 | 0.00025017 | 0 | 0.080156 | 0.05613 | 0 | -0.20057 | 1.9576 | 0.20057 | 0.28073 | 2014-03-29 | 0 | 0 | 0 | 0 | 0 | 6.1837 | 4.2255 | 2.2468 | 0 | 25.2635 | 0 | 3.4982 | 129.4363
[9 empty] | 2014-01-04 | 16時 | 2.8863 | 0 | 0 | 0 | 0 | 0 | 0 | 0 | 0 | 0 | 0.29573 | 0 | 0 | 0 | 0 | 0 | 0 | 0 | 0 | 0.024446 | 0.023776 | 0.00067044 | 0.033816 | 0.10659 | 0.04833 | 0 | -0.12975 | 1.2663 | 0.12975 | 0.23634 | 2014-03-30 | 0 | 0 | 0 | 0 | 0 | 6.1606 | 4.2097 | 2.2384 | 0 | 25.169 | 0 | 3.3124 | 128.4043
[9 empty] | 2014-01-04 | 17時 | 7.1051 | 0 | 0 | 0 | 0 | 0 | 0 | 0 | 0 | 0 | 0.72798 | 0 | 0 | 0 | 0 | 0 | 0 | 0 | 0 | 0.024446 | 0.023776 | 0.00067044 | 0.056835 | 0.28621 | 0.20493 | 0 | -0.015058 | 0.14697 | 0.015058 | 0.30127 | 2014-03-31 | 0 | 0 | 0 | 0 | 0 | 6.1298 | 4.1887 | 2.2272 | 0 | 25.0432 | 0 | 3.1976 | 127.347
[9 empty] | 2014-01-04 | 18時 | 4.3671 | 0 | 0 | 0 | 0 | 0 | 0 | 0 | 0 | 0 | 0.44745 | 0 | 0 | 0 | 0 | 0 | 0 | 0 | 0 | 0.036624 | 0.023776 | 0.012849 | 0.066494 | 0.4419 | 0.33878 | 0 | 0.14063 | -1.3725 | -0.14063 | 0.30127 | 2014-04-01 | 0 | 0 | 0 | 0 | 0 | 13.3689 | 9.7594 | 3.3404 | 0 | 25.0527 | 0 | 3.5564 | 151.9695
[9 empty] | 2014-01-04 | 19時 | 5.9529 | 0 | 0 | 0 | 0 | 0 | 0 | 0 | 0 | 0 | 0.60993 | 0 | 0 | 0 | 0 | 0 | 0 | 0 | 0 | 0.036624 | 0.023776 | 0.012849 | 0.16307 | 0.33458 | 0.13488 | 0 | 0.085824 | -0.83764 | -0.085824 | 0.24875 | 2014-04-02 | 0 | 0 | 0 | 0 | 0 | 5.3047 | 2.8067 | 1.6777 | 0 | 0 | 0 | 0 | 73.1059
[9 empty] | 2014-01-04 | 20時 | 5.6009 | 0 | 0 | 0 | 0 | 0 | 0 | 0 | 0 | 0 | 0.57386 | 0 | 0 | 0 | 0 | 0 | 0 | 0 | 0 | 0.024446 | 0.023776 | 0.00067044 | 0.088224 | 0.24028 | 0.12761 | 0 | -0.060989 | 0.59525 | 0.060989 | 0.30127 | 2014-04-03 | 0 | 0 | 0 | 0 | 0 | 6.1148 | 4.1784 | 2.2217 | 0 | 24.9816 | 0 | 3.1454 | 126.9044
[9 empty] | 2014-01-04 | 21時 | 6.329 | 0 | 0 | 0 | 0 | 0 | 0 | 0 | 0 | 0 | 0.64846 | 0 | 0 | 0 | 0 | 0 | 0 | 0 | 0 | 0.024446 | 0.023776 | 0.00067044 | 0.14284 | 0.35471 | 0.18743 | 0 | 0.053442 | -0.52159 | -0.053442 | 0.30127 | 2014-04-04 | 0 | 0 | 0 | 0 | 0 | 6.0486 | 15.1106 | 2.1985 | 0 | 0.032988 | 0 | 0.0070458 | 103.5579
[9 empty] | 2014-01-04 | 22時 | 4.5742 | 0 | 0 | 0 | 0 | 0 | 0 | 0 | 0 | 0 | 0.46867 | 0 | 0 | 0 | 0 | 0 | 0 | 0 | 0 | 0.036344 | 0.023776 | 0.012568 | 0.16493 | 0.39307 | 0.19179 | 0 | 0.091799 | -0.89596 | -0.091799 | 0.30127 | 2014-04-05 | 0 | 0 | 0 | 0 | 0 | 13.0642 | 9.5375 | 3.2651 | 0 | 24.4831 | 0 | 3.3359 | 148.2666
[9 empty] | 2014-01-04 | 23時 | 0 | 0 | 0 | 0 | 0 | 0 | 0 | 0 | 0 | 0 | 0 | 0 | 0 | 0 | 0 | 0 | 0 | 0 | 0 | 0.037175 | 0.023776 | 0.013399 | 0.17268 | 0.42753 | 0.21768 | 0 | 0.21766 | -2.1243 | -0.21766 | 0.20988 | 2014-04-06 | 0 | 0 | 0 | 0 | 0 | 5.9334 | 14.8228 | 2.1566 | 0 | 0.03236 | 0 | 0.0071799 | 102.2318
[9 empty] | 2014-01-05 | 0時 | 0 | 0 | 0 | 0 | 0 | 0 | 0 | 0 | 0 | 0 | 0 | 0 | 0 | 0 | 0 | 0 | 0 | 0 | 0 | 0.024026 | 0.023776 | 0.00025017 | 0.045276 | 0.22713 | 0.15783 | 0 | 0.13931 | -1.3596 | -0.13931 | 0.087826 | 2014-04-07 | 0 | 0 | 0 | 0 | 0 | 5.8953 | 4.0284 | 2.1419 | 0 | 24.0849 | 0 | 3.3875 | 124.19
[9 empty] | 2014-01-05 | 1時 | 0 | 0 | 0 | 0 | 0 | 0 | 0 | 0 | 0 | 0 | 0 | 0 | 0 | 0 | 0 | 0 | 0 | 0 | 0 | 0.024026 | 0.023776 | 0.00025017 | 0 | 0.072356 | 0.04833 | 0 | 0.046261 | -0.4515 | -0.046261 | 0.026096 | 2014-04-08 | 0 | 0 | 0 | 0 | 0 | 12.812 | 9.3529 | 3.2012 | 0 | 24.0092 | 0 | 3.5533 | 146.7184
[9 empty] | 2014-01-05 | 2時 | 0 | 0 | 0 | 0 | 0 | 0 | 0 | 0 | 0 | 0 | 0 | 0 | 0 | 0 | 0 | 0 | 0 | 0 | 0 | 0.024026 | 0.023776 | 0.00025017 | 0 | 0.080156 | 0.05613 | 0 | 0.051654 | -0.50414 | -0.051654 | 0.028503 | 2014-04-09 | 0 | 0 | 0 | 0 | 0 | 17.1034 | 17.3784 | 4.2767 | 0 | 24.0427 | 0 | 3.5079 | 168.7269
[9 empty] | 2014-01-05 | 3時 | 0 | 0 | 0 | 0 | 0 | 0 | 0 | 0 | 0 | 0 | 0 | 0 | 0 | 0 | 0 | 0 | 0 | 0 | 0 | 0.024026 | 0.023776 | 0.00025017 | 0 | 0.080156 | 0.05613 | 0 | 0.051654 | -0.50414 | -0.051654 | 0.028503 | 2014-04-10 | 0 | 0 | 0 | 0 | 0 | 5.914 | 4.0412 | 2.1488 | 0 | 24.1615 | 0 | 3.4444 | 124.7006
[9 empty] | 2014-01-05 | 4時 | 0 | 0 | 0 | 0 | 0 | 0 | 0 | 0 | 0 | 0 | 0 | 0 | 0 | 0 | 0 | 0 | 0 | 0 | 0 | 0.024026 | 0.023776 | 0.00025017 | 0 | 0.072356 | 0.04833 | 0 | 0.046261 | -0.4515 | -0.046261 | 0.026096 | 2014-04-11 | 0 | 0 | 0 | 0 | 0 | 5.9472 | 14.8573 | 2.1616 | 0 | 0.032436 | 0 | 0.0069528 | 101.9957
[9 empty] | 2014-01-05 | 5時 | 18.8344 | 1.3421 | 0 | 0 | 0 | 0 | 0 | 0 | 0 | 0 | 1.7922 | 0 | 0 | 0 | 0 | 0 | 0 | 0 | 0 | 0.024026 | 0.023776 | 0.00025017 | 0 | 0.080156 | 0.05613 | 0 | -0.21271 | 2.0761 | 0.21271 | 0.29287 | 2014-04-12 | 0 | 0 | 0 | 0 | 0 | 5.9028 | 4.0335 | 2.1447 | 0 | 24.1155 | 0 | 3.096 | 123.1628
[9 empty] | 2014-01-05 | 6時 | 5.175 | 0 | 0 | 0 | 0 | 0 | 0 | 0 | 0 | 0 | 0.53023 | 0 | 0 | 0 | 0 | 0 | 0 | 0 | 0 | 0.03053 | 0.023776 | 0.0067545 | 0.018231 | 0.30998 | 0.26122 | 0 | 0.017116 | -0.16706 | -0.017116 | 0.29287 | 2014-04-13 | 0 | 0 | 0 | 0 | 0 | 5.8662 | 4.0085 | 2.1314 | 0 | 23.9661 | 0 | 2.9658 | 122.0832
[9 empty] | 2014-01-05 | 7時 | 4.4781 | 0 | 0 | 0 | 0 | 0 | 0 | 0 | 0 | 0 | 0.45882 | 0 | 0 | 0 | 0 | 0 | 0 | 0 | 0 | 0.024857 | 0.023776 | 0.0010807 | 0.11469 | 0.3877 | 0.24816 | 0 | 0.094838 | -0.92562 | -0.094838 | 0.29287 | 2014-04-14 | 0 | 0 | 0 | 0 | 0 | 5.8395 | 3.9903 | 2.1217 | 0 | 23.857 | 0 | 3.0415 | 121.9045
[9 empty] | 2014-01-05 | 8時 | 3.8164 | 0 | 0 | 0 | 0 | 0 | 0 | 0 | 0 | 0 | 0.39102 | 0 | 0 | 0 | 0 | 0 | 0 | 0 | 0 | 0.024857 | 0.023776 | 0.0010807 | 0.064563 | 0.2343 | 0.14488 | 0 | -0.058569 | 0.57163 | 0.058569 | 0.29287 | 2014-04-15 | 0 | 0 | 0 | 0 | 0 | 12.65 | 9.2346 | 3.1607 | 0 | 23.7055 | 0 | 3.4319 | 144.7394
[9 empty] | 2014-01-05 | 9時 | 0 | 0 | 0 | 0 | 0 | 0 | 0 | 0 | 0 | 0 | 0 | 0 | 0 | 0 | 0 | 0 | 0 | 0 | 0 | 0.024026 | 0.023776 | 0.00025017 | 0.16544 | 0.52635 | 0.33688 | 0 | 0.2981 | -2.9094 | -0.2981 | 0.22825 | 2014-04-16 | 0 | 0 | 0 | 0 | 0 | 5.0203 | 2.6563 | 1.5878 | 0 | 0 | 0 | 0 | 69.2897
[9 empty] | 2014-01-05 | 10時 | 0 | 0 | 0 | 0 | 0 | 0 | 0 | 0 | 0 | 0 | 0 | 0 | 0 | 0 | 0 | 0 | 0 | 0 | 0 | 0.024446 | 0.023776 | 0.00067044 | 0.053027 | 0.1258 | 0.04833 | 0 | 0.066736 | -0.65134 | -0.066736 | 0.059068 | 2014-04-17 | 0 | 0 | 0 | 0 | 0 | 5.816 | 3.9742 | 2.1131 | 0 | 23.761 | 0 | 3.0881 | 121.6756
[9 empty] | 2014-01-05 | 11時 | 7.6553 | 0 | 0 | 0 | 0 | 0 | 0 | 0 | 0 | 0 | 0.78435 | 0 | 0 | 0 | 0 | 0 | 0 | 0 | 0 | 0.024026 | 0.023776 | 0.00025017 | 0.0026381 | 0.082794 | 0.05613 | 0 | -0.21007 | 2.0503 | 0.21007 | 0.29287 | 2014-04-18 | 0 | 0 | 0 | 0 | 0 | 5.7608 | 14.3914 | 2.0939 | 0 | 0.031419 | 0 | 0.0062111 | 98.4463
[9 empty] | 2014-01-05 | 12時 | 2.8392 | 0 | 0 | 0 | 0 | 0 | 0 | 0 | 0 | 0 | 0.29091 | 0 | 0 | 0 | 0 | 0 | 0 | 0 | 0 | 0.03053 | 0.023776 | 0.0067545 | 0.029502 | 0.33286 | 0.27283 | 0 | 0.039995 | -0.39036 | -0.039995 | 0.29287 | 2014-04-19 | 0 | 0 | 0 | 0 | 0 | 12.3537 | 9.0189 | 3.0876 | 0 | 23.1517 | 0 | 3.0553 | 140.385
[9 empty] | 2014-01-05 | 13時 | 0 | 0 | 0 | 0 | 0 | 0 | 0 | 0 | 0 | 0 | 0 | 0 | 0 | 0 | 0 | 0 | 0 | 0 | 0 | 0.024446 | 0.023776 | 0.00067044 | 0.058042 | 0.13082 | 0.04833 | 0 | 0.068659 | -0.67011 | -0.068659 | 0.062159 | 2014-04-20 | 0 | 0 | 0 | 0 | 0 | 5.589 | 13.9624 | 2.0314 | 0 | 0.030482 | 0 | 0.0065479 | 96.6885
[9 empty] | 2014-01-05 | 14時 | 0 | 0 | 0 | 0 | 0 | 0 | 0 | 0 | 0 | 0 | 0 | 0 | 0 | 0 | 0 | 0 | 0 | 0 | 0 | 0.024026 | 0.023776 | 0.00025017 | 0.024487 | 0.10464 | 0.05613 | 0 | 0.061031 | -0.59566 | -0.061031 | 0.043613 | 2014-04-21 | 0 | 0 | 0 | 0 | 0 | 5.5336 | 3.7813 | 2.0106 | 0 | 22.6075 | 0 | 3.0985 | 116.9592
[9 empty] | 2014-01-05 | 15時 | 5.4202 | 0 | 0 | 0 | 0 | 0 | 0 | 0 | 0 | 0 | 0.55535 | 0 | 0 | 0 | 0 | 0 | 0 | 0 | 0 | 0.024026 | 0.023776 | 0.00025017 | 0 | 0.080156 | 0.05613 | 0 | -0.21271 | 2.0761 | 0.21271 | 0.29287 | 2014-04-22 | 0 | 0 | 0 | 0 | 0 | 12.0201 | 8.7748 | 3.0034 | 0 | 22.5252 | 0 | 3.2417 | 137.9718
[9 empty] | 2014-01-05 | 16時 | 3.8256 | 0 | 0 | 0 | 0 | 0 | 0 | 0 | 0 | 0 | 0.39197 | 0 | 0 | 0 | 0 | 0 | 0 | 0 | 0 | 0.024446 | 0.023776 | 0.00067044 | 0.033816 | 0.10659 | 0.04833 | 0 | -0.18244 | 1.7806 | 0.18244 | 0.28903 | 2014-04-23 | 0 | 0 | 0 | 0 | 0 | 16.0869 | 16.3456 | 4.0226 | 0 | 22.6138 | 0 | 3.1932 | 158.9056
[9 empty] | 2014-01-05 | 17時 | 9.8624 | 0 | 0 | 0 | 0 | 0 | 0 | 0 | 0 | 0 | 1.0105 | 0 | 0 | 0 | 0 | 0 | 0 | 0 | 0 | 0.024446 | 0.023776 | 0.00067044 | 0.056835 | 0.28621 | 0.20493 | 0 | -0.0066557 | 0.06496 | 0.0066557 | 0.29287 | 2014-04-24 | 0 | 0 | 0 | 0 | 0 | 5.569 | 3.8055 | 2.0234 | 0 | 22.7519 | 0 | 3.3096 | 118.4206
[9 empty] | 2014-01-05 | 18時 | 5.5936 | 0 | 0 | 0 | 0 | 0 | 0 | 0 | 0 | 0 | 0.57312 | 0 | 0 | 0 | 0 | 0 | 0 | 0 | 0 | 0.036624 | 0.023776 | 0.012849 | 0.066494 | 0.4419 | 0.33878 | 0 | 0.14903 | -1.4545 | -0.14903 | 0.29287 | 2014-04-25 | 0 | 0 | 0 | 0 | 0 | 5.6058 | 14.0043 | 2.0375 | 0 | 0.030573 | 0 | 0.0070736 | 97.7704
[9 empty] | 2014-01-05 | 19時 | 7.8044 | 0 | 0 | 0 | 0 | 0 | 0 | 0 | 0 | 0 | 0.79963 | 0 | 0 | 0 | 0 | 0 | 0 | 0 | 0 | 0.036624 | 0.023776 | 0.012849 | 0.16307 | 0.33458 | 0.13488 | 0 | 0.096868 | -0.94543 | -0.096868 | 0.23771 | 2014-04-26 | 0 | 0 | 0 | 0 | 0 | 5.5898 | 3.8197 | 2.0309 | 0 | 22.8367 | 0 | 2.9105 | 117.242
[9 empty] | 2014-01-05 | 20時 | 6.8271 | 0 | 0 | 0 | 0 | 0 | 0 | 0 | 0 | 0 | 0.69949 | 0 | 0 | 0 | 0 | 0 | 0 | 0 | 0 | 0.024446 | 0.023776 | 0.00067044 | 0.088224 | 0.24028 | 0.12761 | 0 | -0.052586 | 0.51324 | 0.052586 | 0.29287 | 2014-04-27 | 0 | 0 | 0 | 0 | 0 | 5.5249 | 3.7753 | 2.0074 | 0 | 22.5718 | 0 | 2.6831 | 115.3554
[9 empty] | 2014-01-05 | 21時 | 7.4763 | 0 | 0 | 0 | 0 | 0 | 0 | 0 | 0 | 0 | 0.76601 | 0 | 0 | 0 | 0 | 0 | 0 | 0 | 0 | 0.024446 | 0.023776 | 0.00067044 | 0.14284 | 0.35471 | 0.18743 | 0 | 0.061844 | -0.6036 | -0.061844 | 0.29287 | 2014-04-28 | 0 | 0 | 0 | 0 | 0 | 5.4647 | 3.7342 | 1.9855 | 0 | 22.3256 | 0 | 2.6105 | 114.0916
[9 empty] | 2014-01-05 | 22時 | 5.3214 | 0 | 0 | 0 | 0 | 0 | 0 | 0 | 0 | 0 | 0.54522 | 0 | 0 | 0 | 0 | 0 | 0 | 0 | 0 | 0.036344 | 0.023776 | 0.012568 | 0.16493 | 0.39307 | 0.19179 | 0 | 0.1002 | -0.97797 | -0.1002 | 0.29287 | 2014-04-29 | 0 | 0 | 0 | 0 | 0 | 11.8198 | 8.6286 | 2.9533 | 0 | 22.1498 | 0 | 2.7885 | 134.3695
[9 empty] | 2014-01-05 | 23時 | 0 | 0 | 0 | 0 | 0 | 0 | 0 | 0 | 0 | 0 | 0 | 0 | 0 | 0 | 0 | 0 | 0 | 0 | 0 | 0.037175 | 0.023776 | 0.013399 | 0.17268 | 0.42753 | 0.21768 | 0 | 0.22364 | -2.1827 | -0.22364 | 0.2039 | 2014-04-30 | 0 | 0 | 0 | 0 | 0 | 4.6451 | 2.4577 | 1.4691 | 0 | 0 | 0 | 0 | 63.5646
[9 empty] | 2014-01-06 | 0時 | 0 | 0 | 0 | 0 | 0 | 0 | 0 | 0 | 0 | 0 | 0 | 0 | 0 | 0 | 0 | 0 | 0 | 0 | 0 | 0.024026 | 0.023776 | 0.00025017 | 0.045276 | 0.22713 | 0.15783 | 0 | 0.13935 | -1.3601 | -0.13935 | 0.08778 | 2014-05-01 | 0 | 0 | 0 | 0 | 0 | 5.3355 | 3.6459 | 1.9386 | 0 | 21.798 | 0 | 2.445 | 111.6921
[9 empty] | 2014-01-06 | 1時 | 0 | 0 | 0 | 0 | 0 | 0 | 0 | 0 | 0 | 0 | 0 | 0 | 0 | 0 | 0 | 0 | 0 | 0 | 0 | 0.024026 | 0.023776 | 0.00025017 | 0 | 0.072356 | 0.04833 | 0 | 0.046279 | -0.45168 | -0.046279 | 0.026077 | 2014-05-02 | 0 | 0 | 0 | 0 | 0 | 5.2464 | 13.1065 | 1.9069 | 0 | 0.028613 | 0 | 0.0057806 | 91.0725
[9 empty] | 2014-01-06 | 2時 | 0 | 0 | 0 | 0 | 0 | 0 | 0 | 0 | 0 | 0 | 0 | 0 | 0 | 0 | 0 | 0 | 0 | 0 | 0 | 0.024026 | 0.023776 | 0.00025017 | 0 | 0.080156 | 0.05613 | 0 | 0.051673 | -0.50433 | -0.051673 | 0.028483 | 2014-05-03 | 0 | 0 | 0 | 0 | 0 | 4.4649 | 2.3624 | 1.4121 | 0 | 0 | 0 | 0 | 60.9534
[9 empty] | 2014-01-06 | 3時 | 0 | 0 | 0 | 0 | 0 | 0 | 0 | 0 | 0 | 0 | 0 | 0 | 0 | 0 | 0 | 0 | 0 | 0 | 0 | 0.024026 | 0.023776 | 0.00025017 | 0 | 0.080156 | 0.05613 | 0 | 0.051673 | -0.50433 | -0.051673 | 0.028483 | 2014-05-04 | 0 | 0 | 0 | 0 | 0 | 4.4378 | 2.348 | 1.4035 | 0 | 0 | 0 | 0 | 60.5272
[9 empty] | 2014-01-06 | 4時 | 0 | 0 | 0 | 0 | 0 | 0 | 0 | 0 | 0 | 0 | 0 | 0 | 0 | 0 | 0 | 0 | 0 | 0 | 0 | 0.024026 | 0.023776 | 0.00025017 | 0 | 0.072356 | 0.04833 | 0 | 0.046279 | -0.45168 | -0.046279 | 0.026077 | 2014-05-05 | 0 | 0 | 0 | 0 | 0 | 11.0573 | 8.0719 | 2.7628 | 0 | 20.7209 | 0 | 3.0456 | 128.1677
[9 empty] | 2014-01-06 | 5時 | 21.2691 | 3.6265 | 0 | 0 | 0 | 0 | 0 | 0 | 0 | 0 | 1.8076 | 0 | 0 | 0 | 0 | 0 | 0 | 0 | 0 | 0.024026 | 0.023776 | 0.00025017 | 0 | 0.080156 | 0.05613 | 0 | -0.21257 | 2.0747 | 0.21257 | 0.29273 | 2014-05-06 | 0 | 0 | 0 | 0 | 0 | 10.9737 | 8.0109 | 2.7419 | 0 | 20.5643 | 0 | 3.0484 | 127.3907
[9 empty] | 2014-01-06 | 6時 | 6.0295 | 0 | 0 | 0 | 0 | 0 | 0 | 0 | 0 | 0 | 0.61778 | 0 | 0 | 0 | 0 | 0 | 0 | 0 | 0 | 0.03053 | 0.023776 | 0.0067545 | 0.018231 | 0.30998 | 0.26122 | 0 | 0.017253 | -0.16839 | -0.017253 | 0.29273 | 2014-05-07 | 0 | 0 | 0 | 0 | 0 | 14.6886 | 14.9248 | 3.6729 | 0 | 20.6481 | 0 | 3.1288 | 147.0557
[9 empty] | 2014-01-06 | 7時 | 5.0646 | 0 | 0 | 0 | 0 | 0 | 0 | 0 | 0 | 0 | 0.51891 | 0 | 0 | 0 | 0 | 0 | 0 | 0 | 0 | 0.024857 | 0.023776 | 0.0010807 | 0.11469 | 0.3877 | 0.24816 | 0 | 0.094975 | -0.92695 | -0.094975 | 0.29273 | 2014-05-08 | 0 | 0 | 0 | 0 | 0 | 5.1203 | 3.4989 | 1.8604 | 0 | 20.919 | 0 | 3.186 | 110.2907
[9 empty] | 2014-01-06 | 8時 | 5.9915 | 0 | 0 | 0 | 0 | 0 | 0 | 0 | 0 | 0 | 0.61388 | 0 | 0 | 0 | 0 | 0 | 0 | 0 | 0 | 0.024857 | 0.023776 | 0.0010807 | 0.064563 | 0.2343 | 0.14488 | 0 | -0.058432 | 0.5703 | 0.058432 | 0.29273 | 2014-05-09 | 0 | 0 | 0 | 0 | 0 | 5.1996 | 12.9896 | 1.8899 | 0 | 0.028358 | 0 | 0.0066444 | 91.7094
[9 empty] | 2014-01-06 | 9時 | 0 | 0 | 0 | 0 | 0 | 0 | 0 | 0 | 0 | 0 | 0 | 0 | 0 | 0 | 0 | 0 | 0 | 0 | 0 | 0.024026 | 0.023776 | 0.00025017 | 0.16544 | 0.52635 | 0.33688 | 0 | 0.29821 | -2.9105 | -0.29821 | 0.22814 | 2014-05-10 | 0 | 0 | 0 | 0 | 0 | 5.2515 | 3.5885 | 1.9081 | 0 | 21.4549 | 0 | 2.9868 | 111.8156
[9 empty] | 2014-01-06 | 10時 | 0 | 0 | 0 | 0 | 0 | 0 | 0 | 0 | 0 | 0 | 0 | 0 | 0 | 0 | 0 | 0 | 0 | 0 | 0 | 0.024446 | 0.023776 | 0.00067044 | 0.053027 | 0.1258 | 0.04833 | 0 | 0.066769 | -0.65166 | -0.066769 | 0.059035 | 2014-05-11 | 0 | 0 | 0 | 0 | 0 | 5.2883 | 3.6137 | 1.9214 | 0 | 21.6053 | 0 | 2.5103 | 111.1052
[9 empty] | 2014-01-06 | 11時 | 18.3208 | 0.82647 | 0 | 0 | 0 | 0 | 0 | 0 | 0 | 0 | 1.7925 | 0 | 0 | 0 | 0 | 0 | 0 | 0 | 0 | 0.024026 | 0.023776 | 0.00025017 | 0.0026381 | 0.082794 | 0.05613 | 0 | -0.20994 | 2.049 | 0.20994 | 0.29273 | 2014-05-12 | 0 | 0 | 0 | 0 | 0 | 5.2967 | 3.6194 | 1.9245 | 0 | 21.6393 | 0 | 2.7994 | 111.9263
[9 empty] | 2014-01-06 | 12時 | 6.2581 | 0 | 0 | 0 | 0 | 0 | 0 | 0 | 0 | 0 | 0.6412 | 0 | 0 | 0 | 0 | 0 | 0 | 0 | 0 | 0.03053 | 0.023776 | 0.0067545 | 0.029502 | 0.33286 | 0.27283 | 0 | 0.040132 | -0.39169 | -0.040132 | 0.29273 | 2014-05-13 | 0 | 0 | 0 | 0 | 0 | 11.5777 | 8.4518 | 2.8928 | 0 | 21.6961 | 0 | 3.035 | 133.0259
[9 empty] | 2014-01-06 | 13時 | 0 | 0 | 0 | 0 | 0 | 0 | 0 | 0 | 0 | 0 | 0 | 0 | 0 | 0 | 0 | 0 | 0 | 0 | 0 | 0.024446 | 0.023776 | 0.00067044 | 0.058042 | 0.13082 | 0.04833 | 0 | 0.068694 | -0.67045 | -0.068694 | 0.062125 | 2014-05-14 | 0 | 0 | 0 | 0 | 0 | 4.5903 | 2.4287 | 1.4518 | 0 | 0 | 0 | 0 | 62.7559
[9 empty] | 2014-01-06 | 14時 | 0 | 0 | 0 | 0 | 0 | 0 | 0 | 0 | 0 | 0 | 0 | 0 | 0 | 0 | 0 | 0 | 0 | 0 | 0 | 0.024026 | 0.023776 | 0.00025017 | 0.024487 | 0.10464 | 0.05613 | 0 | 0.061057 | -0.59592 | -0.061057 | 0.043586 | 2014-05-15 | 0 | 0 | 0 | 0 | 0 | 5.3027 | 3.6235 | 1.9267 | 0 | 21.664 | 0 | 2.7732 | 111.937
[9 empty] | 2014-01-06 | 15時 | 17.638 | 0.15141 | 0 | 0 | 0 | 0 | 0 | 0 | 0 | 0 | 1.7917 | 0 | 0 | 0 | 0 | 0 | 0 | 0 | 0 | 0.024026 | 0.023776 | 0.00025017 | 0 | 0.080156 | 0.05613 | 0 | -0.21257 | 2.0747 | 0.21257 | 0.29273 | 2014-05-16 | 0 | 0 | 0 | 0 | 0 | 5.2558 | 13.13 | 1.9103 | 0 | 0.028665 | 0 | 0.0058278 | 91.264
[9 empty] | 2014-01-06 | 16時 | 6.4245 | 0 | 0 | 0 | 0 | 0 | 0 | 0 | 0 | 0 | 0.65825 | 0 | 0 | 0 | 0 | 0 | 0 | 0 | 0 | 0.024446 | 0.023776 | 0.00067044 | 0.033816 | 0.10659 | 0.04833 | 0 | -0.18614 | 1.8167 | 0.18614 | 0.29273 | 2014-05-17 | 0 | 0 | 0 | 0 | 0 | 11.3674 | 8.2988 | 2.8411 | 0 | 21.3033 | 0 | 2.4986 | 129.3917
[9 empty] | 2014-01-06 | 17時 | 16.7244 | 1.8976 | 0 | 0 | 0 | 0 | 0 | 0 | 0 | 0 | 1.5191 | 0 | 0 | 0 | 0 | 0 | 0 | 0 | 0 | 0.024446 | 0.023776 | 0.00067044 | 0.056835 | 0.28621 | 0.20493 | 0 | -0.006519 | 0.063625 | 0.006519 | 0.29273 | 2014-05-18 | 0 | 0 | 0 | 0 | 0 | 5.1278 | 12.8102 | 1.8638 | 0 | 0.027966 | 0 | 0.005124 | 88.6541
[9 empty] | 2014-01-06 | 18時 | 8.6123 | 0 | 0 | 0 | 0 | 0 | 0 | 0 | 0 | 0 | 0.88241 | 0 | 0 | 0 | 0 | 0 | 0 | 0 | 0 | 0.036624 | 0.023776 | 0.012849 | 0.066494 | 0.4419 | 0.33878 | 0 | 0.14917 | -1.4559 | -0.14917 | 0.29273 | 2014-05-19 | 0 | 0 | 0 | 0 | 0 | 5.0232 | 3.4325 | 1.8251 | 0 | 20.5223 | 0 | 2.3414 | 106.131
[9 empty] | 2014-01-06 | 19時 | 12.1808 | 1.2588 | 0 | 0 | 0 | 0 | 0 | 0 | 0 | 0 | 1.1191 | 0 | 0 | 0 | 0 | 0 | 0 | 0 | 0 | 0.036624 | 0.023776 | 0.012849 | 0.16307 | 0.33458 | 0.13488 | 0 | 0.097651 | -0.95307 | -0.097651 | 0.23692 | 2014-05-20 | 0 | 0 | 0 | 0 | 0 | 10.7433 | 7.8427 | 2.6843 | 0 | 20.1325 | 0 | 2.1272 | 122.3216
[9 empty] | 2014-01-06 | 20時 | 10.0372 | 0 | 0 | 0 | 0 | 0 | 0 | 0 | 0 | 0 | 1.0284 | 0 | 0 | 0 | 0 | 0 | 0 | 0 | 0 | 0.024446 | 0.023776 | 0.00067044 | 0.088224 | 0.24028 | 0.12761 | 0 | -0.052449 | 0.51191 | 0.052449 | 0.29273 | 2014-05-21 | 0 | 0 | 0 | 0 | 0 | 14.0119 | 14.2372 | 3.5037 | 0 | 19.6968 | 0 | 2.4603 | 139.2088
[9 empty] | 2014-01-06 | 21時 | 10.2425 | 0 | 0 | 0 | 0 | 0 | 0 | 0 | 0 | 0 | 1.0494 | 0 | 0 | 0 | 0 | 0 | 0 | 0 | 0 | 0.024446 | 0.023776 | 0.00067044 | 0.14284 | 0.35471 | 0.18743 | 0 | 0.061981 | -0.60494 | -0.061981 | 0.29273 | 2014-05-22 | 0 | 0 | 0 | 0 | 0 | 4.8148 | 3.2901 | 1.7494 | 0 | 19.6708 | 0 | 2.4804 | 103.0567
[9 empty] | 2014-01-06 | 22時 | 6.8637 | 0 | 0 | 0 | 0 | 0 | 0 | 0 | 0 | 0 | 0.70325 | 0 | 0 | 0 | 0 | 0 | 0 | 0 | 0 | 0.036344 | 0.023776 | 0.012568 | 0.16493 | 0.39307 | 0.19179 | 0 | 0.10034 | -0.9793 | -0.10034 | 0.29273 | 2014-05-23 | 0 | 0 | 0 | 0 | 0 | 4.7753 | 11.9296 | 1.7357 | 0 | 0.026044 | 0 | 0.0068278 | 86.3833
[9 empty] | 2014-01-06 | 23時 | 0 | 0 | 0 | 0 | 0 | 0 | 0 | 0 | 0 | 0 | 0 | 0 | 0 | 0 | 0 | 0 | 0 | 0 | 0 | 0.037175 | 0.023776 | 0.013399 | 0.17268 | 0.42753 | 0.21768 | 0 | 0.22373 | -2.1836 | -0.22373 | 0.2038 | 2014-05-24 | 0 | 0 | 0 | 0 | 0 | 4.8023 | 3.2816 | 1.7448 | 0 | 19.6197 | 0 | 2.9906 | 104.2487
[9 empty] | 2014-01-07 | 0時 | 0 | 0 | 0 | 0 | 0 | 0 | 0 | 0 | 0 | 0 | 0 | 0 | 0 | 0 | 0 | 0 | 0 | 0 | 0 | 0.024026 | 0.023776 | 0.00025017 | 0 | 0.18186 | 0.15783 | 0 | 0.10515 | -1.0263 | -0.10515 | 0.076704 | 2014-05-25 | 0 | 0 | 0 | 0 | 0 | 4.8367 | 3.3051 | 1.7573 | 0 | 19.7601 | 0 | 3.0781 | 105.1268
[9 empty] | 2014-01-07 | 1時 | 0 | 0 | 0 | 0 | 0 | 0 | 0 | 0 | 0 | 0 | 0 | 0 | 0 | 0 | 0 | 0 | 0 | 0 | 0 | 0.024026 | 0.023776 | 0.00025017 | 0 | 0.072356 | 0.04833 | 0 | 0.036959 | -0.36072 | -0.036959 | 0.035397 | 2014-05-26 | 0 | 0 | 0 | 0 | 0 | 4.8821 | 3.3361 | 1.7738 | 0 | 19.9454 | 0 | 2.9724 | 105.5338
[9 empty] | 2014-01-07 | 2時 | 0 | 0 | 0 | 0 | 0 | 0 | 0 | 0 | 0 | 0 | 0 | 0 | 0 | 0 | 0 | 0 | 0 | 0 | 0 | 0.024026 | 0.023776 | 0.00025017 | 0 | 0.080156 | 0.05613 | 0 | 0.041817 | -0.40813 | -0.041817 | 0.038339 | 2014-05-27 | 0 | 0 | 0 | 0 | 0 | 10.723 | 7.8279 | 2.6793 | 0 | 20.0945 | 0 | 2.8479 | 124.2911
[9 empty] | 2014-01-07 | 3時 | 0 | 0 | 0 | 0 | 0 | 0 | 0 | 0 | 0 | 0 | 0 | 0 | 0 | 0 | 0 | 0 | 0 | 0 | 0 | 0.024026 | 0.023776 | 0.00025017 | 0 | 0.080156 | 0.05613 | 0 | 0.041817 | -0.40813 | -0.041817 | 0.038339 | 2014-05-28 | 0 | 0 | 0 | 0 | 0 | 4.2785 | 2.2637 | 1.3531 | 0 | 0 | 0 | 0 | 58.1788
[9 empty] | 2014-01-07 | 4時 | 0 | 0 | 0 | 0 | 0 | 0 | 0 | 0 | 0 | 0 | 0 | 0 | 0 | 0 | 0 | 0 | 0 | 0 | 0 | 0.024026 | 0.023776 | 0.00025017 | 0 | 0.072356 | 0.04833 | 0 | 0.036959 | -0.36072 | -0.036959 | 0.035397 | 2014-05-29 | 0 | 0 | 0 | 0 | 0 | 5.0162 | 3.4277 | 1.8225 | 0 | 20.4934 | 0 | 2.7072 | 106.891
[9 empty] | 2014-01-07 | 5時 | 0 | 0 | 0 | 0 | 0 | 0 | 0 | 0 | 0 | 0 | 0 | 0 | 0 | 0 | 0 | 0 | 0 | 0 | 0 | 0.024026 | 0.023776 | 0.00025017 | 0 | 0.080156 | 0.05613 | 0 | 0.041817 | -0.40813 | -0.041817 | 0.038339 | 2014-05-30 | 0 | 0 | 0 | 0 | 0 | 5.0478 | 12.6103 | 1.8347 | 0 | 0.02753 | 0 | 0.0057729 | 88.4562
[9 empty] | 2014-01-07 | 6時 | 0 | 0 | 0 | 0 | 0 | 0 | 0 | 0 | 0 | 0 | 0 | 0 | 0 | 0 | 0 | 0 | 0 | 0 | 0 | 0.024026 | 0.023776 | 0.00025017 | 0 | 0.080156 | 0.05613 | 0 | 0.041817 | -0.40813 | -0.041817 | 0.038339 | 2014-05-31 | 0 | 0 | 0 | 0 | 0 | 11.1578 | 8.1458 | 2.7887 | 0 | 20.9104 | 0 | 2.4005 | 127.1012
[9 empty] | 2014-01-07 | 7時 | 23.1453 | 0.9994 | 0 | 0 | 0 | 0 | 0 | 0 | 0 | 0 | 2.269 | 0 | 0 | 0 | 0 | 0 | 0 | 0 | 0 | 0.024857 | 0.023776 | 0.0010807 | 0.023666 | 0.23404 | 0.18552 | 0 | -0.12749 | 1.2443 | 0.12749 | 0.36153 | 2014-06-01 | 0 | 0 | 0 | 0 | 0 | 5.1044 | 12.7518 | 1.8553 | 0 | 0.027839 | 0 | 0.0051966 | 88.449
[9 empty] | 2014-01-07 | 8時 | 9.8156 | 0 | 0 | 0 | 0 | 0 | 0 | 0 | 0 | 0 | 1.0057 | 0 | 0 | 0 | 0 | 0 | 0 | 0 | 0 | 0.031371 | 0.023776 | 0.0075951 | 0.11401 | 0.4267 | 0.28132 | 0 | 0.065163 | -0.63599 | -0.065163 | 0.36153 | 2014-06-02 | 0 | 0 | 0 | 0 | 0 | 5.0955 | 3.4819 | 1.8514 | 0 | 20.8175 | 0 | 2.4256 | 107.6046
[9 empty] | 2014-01-07 | 9時 | 4.3873 | 0 | 0 | 0 | 0 | 0 | 0 | 0 | 0 | 0 | 0.44952 | 0 | 0 | 0 | 0 | 0 | 0 | 0 | 0 | 0.024446 | 0.023776 | 0.00067044 | 0.22373 | 0.50028 | 0.2521 | 0 | 0.13874 | -1.3541 | -0.13874 | 0.36153 | 2014-06-03 | 0 | 0 | 0 | 0 | 0 | 10.8974 | 7.9553 | 2.7228 | 0 | 20.4214 | 0 | 2.6521 | 125.2129
[9 empty] | 2014-01-07 | 10時 | 3.1003 | 0 | 0 | 0 | 0 | 0 | 0 | 0 | 0 | 0 | 0.31765 | 0 | 0 | 0 | 0 | 0 | 0 | 0 | 0 | 0.024857 | 0.023776 | 0.0010807 | 0.18888 | 0.44125 | 0.22751 | 0 | 0.079714 | -0.77801 | -0.079714 | 0.36153 | 2014-06-04 | 0 | 0 | 0 | 0 | 0 | 14.381 | 14.6122 | 3.596 | 0 | 20.2157 | 0 | 2.6599 | 142.661
[9 empty] | 2014-01-07 | 11時 | 2.601 | 0 | 0 | 0 | 0 | 0 | 0 | 0 | 0 | 0 | 0.2665 | 0 | 0 | 0 | 0 | 0 | 0 | 0 | 0 | 0.024446 | 0.023776 | 0.00067044 | 0.17015 | 0.4299 | 0.23531 | 0 | 0.068365 | -0.66724 | -0.068365 | 0.36153 | 2014-06-05 | 0 | 0 | 0 | 0 | 0 | 4.886 | 3.3388 | 1.7753 | 0 | 19.9616 | 0 | 2.649 | 104.5029
[9 empty] | 2014-01-07 | 12時 | 2.3988 | 0 | 0 | 0 | 0 | 0 | 0 | 0 | 0 | 0 | 0.24578 | 0 | 0 | 0 | 0 | 0 | 0 | 0 | 0 | 0.03053 | 0.023776 | 0.0067545 | 0.15008 | 0.45344 | 0.27283 | 0 | 0.091911 | -0.89705 | -0.091911 | 0.36153 | 2014-06-06 | 0 | 0 | 0 | 0 | 0 | 4.832 | 12.0713 | 1.7563 | 0 | 0.026353 | 0 | 0.0052822 | 84.9996
[9 empty] | 2014-01-07 | 13時 | 0 | 0 | 0 | 0 | 0 | 0 | 0 | 0 | 0 | 0 | 0 | 0 | 0 | 0 | 0 | 0 | 0 | 0 | 0 | 0.024446 | 0.023776 | 0.00067044 | 0.093998 | 0.16677 | 0.04833 | 0 | 0.060161 | -0.58717 | -0.060161 | 0.10661 | 2014-06-07 | 0 | 0 | 0 | 0 | 0 | 4.7871 | 3.2711 | 1.7393 | 0 | 19.5573 | 0 | 2.7028 | 103.0188
[9 empty] | 2014-01-07 | 14時 | 0 | 0 | 0 | 0 | 0 | 0 | 0 | 0 | 0 | 0 | 0 | 0 | 0 | 0 | 0 | 0 | 0 | 0 | 0 | 0.024026 | 0.023776 | 0.00025017 | 0 | 0.080156 | 0.05613 | 0 | 0.041817 | -0.40813 | -0.041817 | 0.038339 | 2014-06-08 | 0 | 0 | 0 | 0 | 0 | 4.7669 | 3.2574 | 1.732 | 0 | 19.475 | 0 | 2.1075 | 101.1127
[9 empty] | 2014-01-07 | 15時 | 7.7816 | 0 | 0 | 0 | 0 | 0 | 0 | 0 | 0 | 0 | 0.7973 | 0 | 0 | 0 | 0 | 0 | 0 | 0 | 0 | 0.024026 | 0.023776 | 0.00025017 | 0 | 0.080156 | 0.05613 | 0 | -0.28138 | 2.7462 | 0.28138 | 0.36153 | 2014-06-09 | 0 | 0 | 0 | 0 | 0 | 4.6994 | 3.2112 | 1.7074 | 0 | 19.1991 | 0 | 2.133 | 100.0572
[9 empty] | 2014-01-07 | 16時 | 6.9687 | 0 | 0 | 0 | 0 | 0 | 0 | 0 | 0 | 0 | 0.71401 | 0 | 0 | 0 | 0 | 0 | 0 | 0 | 0 | 0.024857 | 0.023776 | 0.0010807 | 0.070329 | 0.37035 | 0.27516 | 0 | 0.008812 | -0.086005 | -0.008812 | 0.36153 | 2014-06-10 | 0 | 0 | 0 | 0 | 0 | 10.1065 | 7.3779 | 2.5252 | 0 | 18.9392 | 0 | 2.2038 | 116.6085
[9 empty] | 2014-01-07 | 17時 | 7.035 | 0 | 0 | 0 | 0 | 0 | 0 | 0 | 0 | 0 | 0.7208 | 0 | 0 | 0 | 0 | 0 | 0 | 0 | 0 | 0.036624 | 0.023776 | 0.012849 | 0.13006 | 0.44491 | 0.27822 | 0 | 0.083374 | -0.81373 | -0.083374 | 0.36153 | 2014-06-11 | 0 | 0 | 0 | 0 | 0 | 3.9794 | 2.1055 | 1.2586 | 0 | 0 | 0 | 0 | 53.6905
[9 empty] | 2014-01-07 | 18時 | 3.7889 | 0 | 0 | 0 | 0 | 0 | 0 | 0 | 0 | 0 | 0.3882 | 0 | 0 | 0 | 0 | 0 | 0 | 0 | 0 | 0.036624 | 0.023776 | 0.012849 | 0.15964 | 0.41407 | 0.21781 | 0 | 0.052541 | -0.5128 | -0.052541 | 0.36153 | 2014-06-12 | 0 | 0 | 0 | 0 | 0 | 4.5875 | 3.1348 | 1.6668 | 0 | 18.7421 | 0 | 2.1535 | 98.2418
[9 empty] | 2014-01-07 | 19時 | 10.0031 | 0 | 0 | 0 | 0 | 0 | 0 | 0 | 0 | 0 | 1.0249 | 0 | 0 | 0 | 0 | 0 | 0 | 0 | 0 | 0.024026 | 0.023776 | 0.00025017 | 0.067685 | 0.2273 | 0.13559 | 0 | -0.07938 | 0.77475 | 0.07938 | 0.30668 | 2014-06-13 | 0 | 0 | 0 | 0 | 0 | 4.5473 | 11.36 | 1.6528 | 0 | 0.0248 | 0 | 0.0046581 | 80.4163
[9 empty] | 2014-01-07 | 20時 | 6.9299 | 0 | 0 | 0 | 0 | 0 | 0 | 0 | 0 | 0 | 0.71003 | 0 | 0 | 0 | 0 | 0 | 0 | 0 | 0 | 0.024446 | 0.023776 | 0.00067044 | 0.14104 | 0.29311 | 0.12762 | 0 | -0.068429 | 0.66786 | 0.068429 | 0.36153 | 2014-06-14 | 0 | 0 | 0 | 0 | 0 | 9.7949 | 7.1508 | 2.4481 | 0 | 18.3563 | 0 | 2.4647 | 114.518
[9 empty] | 2014-01-07 | 21時 | 6.6943 | 0 | 0 | 0 | 0 | 0 | 0 | 0 | 0 | 0 | 0.68589 | 0 | 0 | 0 | 0 | 0 | 0 | 0 | 0 | 0.036344 | 0.023776 | 0.012568 | 0.16291 | 0.4405 | 0.24124 | 0 | 0.078962 | -0.77067 | -0.078962 | 0.36153 | 2014-06-15 | 0 | 0 | 0 | 0 | 0 | 4.4727 | 11.1736 | 1.6257 | 0 | 0.024393 | 0 | 0.0049491 | 79.8349
[9 empty] | 2014-01-07 | 22時 | 0 | 0 | 0 | 0 | 0 | 0 | 0 | 0 | 0 | 0 | 0 | 0 | 0 | 0 | 0 | 0 | 0 | 0 | 0 | 0.036764 | 0.023776 | 0.012989 | 0.16493 | 0.38136 | 0.17966 | 0 | 0.12547 | -1.2246 | -0.12547 | 0.25588 | 2014-06-16 | 0 | 0 | 0 | 0 | 0 | 4.4366 | 3.0316 | 1.612 | 0 | 18.1254 | 0 | 2.0458 | 95.3826
[9 empty] | 2014-01-07 | 23時 | 0 | 0 | 0 | 0 | 0 | 0 | 0 | 0 | 0 | 0 | 0 | 0 | 0 | 0 | 0 | 0 | 0 | 0 | 0 | 0.03039 | 0.023776 | 0.0066144 | 0.1312 | 0.31942 | 0.15783 | 0 | 0.13893 | -1.356 | -0.13893 | 0.18049 | 2014-06-17 | 0 | 0 | 0 | 0 | 0 | 9.573 | 6.9884 | 2.3919 | 0 | 17.9395 | 0 | 2.0641 | 111.1552
[9 empty] | 2014-01-08 | 0時 | 0 | 0 | 0 | 0 | 0 | 0 | 0 | 0 | 0 | 0 | 0 | 0 | 0 | 0 | 0 | 0 | 0 | 0 | 0 | 0.024026 | 0.023776 | 0.00025017 | 0 | 0.18186 | 0.15783 | 0 | 0.13233 | -1.2915 | -0.13233 | 0.049528 | 2014-06-18 | 0 | 0 | 0 | 0 | 0 | 12.5512 | 12.753 | 3.1385 | 0 | 17.6436 | 0 | 2.2589 | 126.4246
[9 empty] | 2014-01-08 | 1時 | 0 | 0 | 0 | 0 | 0 | 0 | 0 | 0 | 0 | 0 | 0 | 0 | 0 | 0 | 0 | 0 | 0 | 0 | 0 | 0.024026 | 0.023776 | 0.00025017 | 0 | 0.072356 | 0.04833 | 0 | 0.051987 | -0.5074 | -0.051987 | 0.020369 | 2014-06-19 | 0 | 0 | 0 | 0 | 0 | 4.3379 | 2.9642 | 1.5761 | 0 | 17.7224 | 0 | 2.7929 | 95.7414
[9 empty] | 2014-01-08 | 2時 | 0 | 0 | 0 | 0 | 0 | 0 | 0 | 0 | 0 | 0 | 0 | 0 | 0 | 0 | 0 | 0 | 0 | 0 | 0 | 0.024026 | 0.023776 | 0.00025017 | 0 | 0.080156 | 0.05613 | 0 | 0.05771 | -0.56325 | -0.05771 | 0.022446 | 2014-06-20 | 0 | 0 | 0 | 0 | 0 | 4.4096 | 11.016 | 1.6028 | 0 | 0.02405 | 0 | 0.0061069 | 80.5443
[9 empty] | 2014-01-08 | 3時 | 0 | 0 | 0 | 0 | 0 | 0 | 0 | 0 | 0 | 0 | 0 | 0 | 0 | 0 | 0 | 0 | 0 | 0 | 0 | 0.024026 | 0.023776 | 0.00025017 | 0 | 0.080156 | 0.05613 | 0 | 0.05771 | -0.56325 | -0.05771 | 0.022446 | 2014-06-21 | 0 | 0 | 0 | 0 | 0 | 4.4919 | 3.0695 | 1.6321 | 0 | 18.3516 | 0 | 2.9067 | 98.7216
[9 empty] | 2014-01-08 | 4時 | 0 | 0 | 0 | 0 | 0 | 0 | 0 | 0 | 0 | 0 | 0 | 0 | 0 | 0 | 0 | 0 | 0 | 0 | 0 | 0.024026 | 0.023776 | 0.00025017 | 0 | 0.072356 | 0.04833 | 0 | 0.051987 | -0.5074 | -0.051987 | 0.020369 | 2014-06-22 | 0 | 0 | 0 | 0 | 0 | 4.5799 | 3.1296 | 1.664 | 0 | 18.711 | 0 | 2.5103 | 99.1931
[9 empty] | 2014-01-08 | 5時 | 0 | 0 | 0 | 0 | 0 | 0 | 0 | 0 | 0 | 0 | 0 | 0 | 0 | 0 | 0 | 0 | 0 | 0 | 0 | 0.024026 | 0.023776 | 0.00025017 | 0 | 0.080156 | 0.05613 | 0 | 0.05771 | -0.56325 | -0.05771 | 0.022446 | 2014-06-23 | 0 | 0 | 0 | 0 | 0 | 4.6254 | 3.1607 | 1.6806 | 0 | 18.8969 | 0 | 2.2892 | 99.289
[9 empty] | 2014-01-08 | 6時 | 0 | 0 | 0 | 0 | 0 | 0 | 0 | 0 | 0 | 0 | 0 | 0 | 0 | 0 | 0 | 0 | 0 | 0 | 0 | 0.024446 | 0.023776 | 0.00067044 | 0.018231 | 0.15865 | 0.11597 | 0 | 0.10238 | -0.99926 | -0.10238 | 0.056263 | 2014-06-24 | 0 | 0 | 0 | 0 | 0 | 10.1352 | 7.3988 | 2.5324 | 0 | 18.993 | 0 | 2.1826 | 116.8091
[9 empty] | 2014-01-08 | 7時 | 27.7607 | 4.0359 | 0 | 0 | 0 | 0 | 0 | 0 | 0 | 0 | 2.4308 | 0 | 0 | 0 | 0 | 0 | 0 | 0 | 0 | 0.024446 | 0.023776 | 0.00067044 | 0.054439 | 0.34926 | 0.27038 | 0 | 0.098674 | -0.96306 | -0.098674 | 0.25059 | 2014-06-25 | 0 | 0 | 0 | 0 | 0 | 3.9814 | 2.1066 | 1.2592 | 0 | 0 | 0 | 0 | 53.7295
[9 empty] | 2014-01-08 | 8時 | 9.8568 | 0 | 0 | 0 | 0 | 0 | 0 | 0 | 0 | 0 | 1.0099 | 0 | 0 | 0 | 0 | 0 | 0 | 0 | 0 | 0.037875 | 0.023776 | 0.014099 | 0.13781 | 0.50836 | 0.33267 | 0 | 0.25777 | -2.5158 | -0.25777 | 0.25059 | 2014-06-26 | 0 | 0 | 0 | 0 | 0 | 4.6114 | 3.1511 | 1.6755 | 0 | 18.8398 | 0 | 2.1542 | 98.6455
[9 empty] | 2014-01-08 | 9時 | 4.3321 | 0 | 0 | 0 | 0 | 0 | 0 | 0 | 0 | 0 | 0.44387 | 0 | 0 | 0 | 0 | 0 | 0 | 0 | 0 | 0.024026 | 0.023776 | 0.00025017 | 0.072039 | 0.15219 | 0.05613 | 0 | -0.098393 | 0.96032 | 0.098393 | 0.25059 | 2014-06-27 | 0 | 0 | 0 | 0 | 0 | 4.6197 | 11.5407 | 1.6791 | 0 | 0.025195 | 0 | 0.0044541 | 81.0845
[9 empty] | 2014-01-08 | 10時 | 3.2629 | 0 | 0 | 0 | 0 | 0 | 0 | 0 | 0 | 0 | 0.33431 | 0 | 0 | 0 | 0 | 0 | 0 | 0 | 0 | 0.024026 | 0.023776 | 0.00025017 | 0 | 0.072356 | 0.04833 | 0 | -0.12603 | 1.2301 | 0.12603 | 0.19839 | 2014-06-28 | 0 | 0 | 0 | 0 | 0 | 10.0672 | 7.3496 | 2.5161 | 0 | 18.8666 | 0 | 2.6368 | 117.3506
[9 empty] | 2014-01-08 | 11時 | 2.7633 | 0 | 0 | 0 | 0 | 0 | 0 | 0 | 0 | 0 | 0.28313 | 0 | 0 | 0 | 0 | 0 | 0 | 0 | 0 | 0.024026 | 0.023776 | 0.00025017 | 0 | 0.080156 | 0.05613 | 0 | -0.093044 | 0.90811 | 0.093044 | 0.1732 | 2014-06-29 | 0 | 0 | 0 | 0 | 0 | 4.6501 | 11.6169 | 1.6902 | 0 | 0.025361 | 0 | 0.0053891 | 82.7611
[9 empty] | 2014-01-08 | 12時 | 2.0285 | 0 | 0 | 0 | 0 | 0 | 0 | 0 | 0 | 0 | 0.20784 | 0 | 0 | 0 | 0 | 0 | 0 | 0 | 0 | 0.024026 | 0.023776 | 0.00025017 | 0 | 0.080156 | 0.05613 | 0 | -0.052942 | 0.51671 | 0.052942 | 0.1331 | 2014-06-30 | 0 | 0 | 0 | 0 | 0 | 4.6196 | 3.1567 | 1.6785 | 0 | 18.8733 | 0 | 2.2363 | 99.0317
[9 empty] | 2014-01-08 | 13時 | 0 | 0 | 0 | 0 | 0 | 0 | 0 | 0 | 0 | 0 | 0 | 0 | 0 | 0 | 0 | 0 | 0 | 0 | 0 | 0.024026 | 0.023776 | 0.00025017 | 0 | 0.072356 | 0.04833 | 0 | 0.051987 | -0.5074 | -0.051987 | 0.020369 | 2014-07-01 | 0 | 0 | 0 | 0 | 0 | 9.9126 | 7.2363 | 2.4768 | 0 | 18.5758 | 0 | 2.4391 | 115.5472
[9 empty] | 2014-01-08 | 14時 | 0 | 0 | 0 | 0 | 0 | 0 | 0 | 0 | 0 | 0 | 0 | 0 | 0 | 0 | 0 | 0 | 0 | 0 | 0 | 0.024026 | 0.023776 | 0.00025017 | 0 | 0.080156 | 0.05613 | 0 | 0.05771 | -0.56325 | -0.05771 | 0.022446 | 2014-07-02 | 0 | 0 | 0 | 0 | 0 | 13.0548 | 13.2646 | 3.2644 | 0 | 18.3514 | 0 | 2.1177 | 130.1169
[9 empty] | 2014-01-08 | 15時 | 6.7327 | 0 | 0 | 0 | 0 | 0 | 0 | 0 | 0 | 0 | 0.68983 | 0 | 0 | 0 | 0 | 0 | 0 | 0 | 0 | 0.024026 | 0.023776 | 0.00025017 | 0 | 0.080156 | 0.05613 | 0 | -0.17043 | 1.6634 | 0.17043 | 0.25059 | 2014-07-03 | 0 | 0 | 0 | 0 | 0 | 4.4418 | 3.0352 | 1.6139 | 0 | 18.1469 | 0 | 2.2137 | 95.9749
[9 empty] | 2014-01-08 | 16時 | 7.6473 | 0 | 0 | 0 | 0 | 0 | 0 | 0 | 0 | 0 | 0.78353 | 0 | 0 | 0 | 0 | 0 | 0 | 0 | 0 | 0.024026 | 0.023776 | 0.00025017 | 0 | 0.072356 | 0.04833 | 0 | -0.17823 | 1.7395 | 0.17823 | 0.25059 | 2014-07-04 | 0 | 0 | 0 | 0 | 0 | 4.4268 | 11.059 | 1.609 | 0 | 0.024143 | 0 | 0.0045244 | 78.6578
[9 empty] | 2014-01-08 | 17時 | 7.8707 | 0 | 0 | 0 | 0 | 0 | 0 | 0 | 0 | 0 | 0.80643 | 0 | 0 | 0 | 0 | 0 | 0 | 0 | 0 | 0.024026 | 0.023776 | 0.00025017 | 0 | 0.080156 | 0.05613 | 0 | -0.17043 | 1.6634 | 0.17043 | 0.25059 | 2014-07-05 | 0 | 0 | 0 | 0 | 0 | 4.4141 | 3.0163 | 1.6038 | 0 | 18.0336 | 0 | 1.9604 | 94.7493
[9 empty] | 2014-01-08 | 18時 | 3.8854 | 0 | 0 | 0 | 0 | 0 | 0 | 0 | 0 | 0 | 0.3981 | 0 | 0 | 0 | 0 | 0 | 0 | 0 | 0 | 0.024026 | 0.023776 | 0.00025017 | 0 | 0.080156 | 0.05613 | 0 | -0.15424 | 1.5054 | 0.15424 | 0.23439 | 2014-07-06 | 0 | 0 | 0 | 0 | 0 | 4.3795 | 2.9927 | 1.5912 | 0 | 17.8924 | 0 | 1.9666 | 94.1878
[9 empty] | 2014-01-08 | 19時 | 10.5886 | 0 | 0 | 0 | 0 | 0 | 0 | 0 | 0 | 0 | 1.0849 | 0 | 0 | 0 | 0 | 0 | 0 | 0 | 0 | 0.024026 | 0.023776 | 0.00025017 | 0 | 0.072356 | 0.04833 | 0 | -0.17823 | 1.7395 | 0.17823 | 0.25059 | 2014-07-07 | 0 | 0 | 0 | 0 | 0 | 4.3556 | 2.9763 | 1.5825 | 0 | 17.7947 | 0 | 1.9075 | 93.6097
[9 empty] | 2014-01-08 | 20時 | 7.2148 | 0 | 0 | 0 | 0 | 0 | 0 | 0 | 0 | 0 | 0.73922 | 0 | 0 | 0 | 0 | 0 | 0 | 0 | 0 | 0.024857 | 0.023776 | 0.0010807 | 0.035316 | 0.26512 | 0.20494 | 0 | 0.014528 | -0.14179 | -0.014528 | 0.25059 | 2014-07-08 | 0 | 0 | 0 | 0 | 0 | 9.4681 | 6.9118 | 2.3657 | 0 | 17.7428 | 0 | 1.9896 | 109.9337
[9 empty] | 2014-01-08 | 21時 | 6.9536 | 0 | 0 | 0 | 0 | 0 | 0 | 0 | 0 | 0 | 0.71246 | 0 | 0 | 0 | 0 | 0 | 0 | 0 | 0 | 0.024446 | 0.023776 | 0.00067044 | 0.091389 | 0.35706 | 0.24122 | 0 | 0.10647 | -1.0391 | -0.10647 | 0.25059 | 2014-07-09 | 0 | 0 | 0 | 0 | 0 | 3.6861 | 1.9503 | 1.1658 | 0 | 0 | 0 | 0 | 49.4342
[9 empty] | 2014-01-08 | 22時 | 0 | 0 | 0 | 0 | 0 | 0 | 0 | 0 | 0 | 0 | 0 | 0 | 0 | 0 | 0 | 0 | 0 | 0 | 0 | 0.030811 | 0.023776 | 0.0070347 | 0.16493 | 0.2469 | 0.051159 | 0 | 0.12865 | -1.2556 | -0.12865 | 0.11825 | 2014-07-10 | 0 | 0 | 0 | 0 | 0 | 4.2265 | 2.8881 | 1.5356 | 0 | 17.267 | 0 | 2.1502 | 92.1633
[9 empty] | 2014-01-08 | 23時 | 0 | 0 | 0 | 0 | 0 | 0 | 0 | 0 | 0 | 0 | 0 | 0 | 0 | 0 | 0 | 0 | 0 | 0 | 0 | 0.036344 | 0.023776 | 0.012568 | 0.13218 | 0.38619 | 0.21767 | 0 | 0.23583 | -2.3017 | -0.23583 | 0.15036 | 2014-07-11 | 0 | 0 | 0 | 0 | 0 | 4.2104 | 10.5183 | 1.5304 | 0 | 0.022963 | 0 | 0.0048238 | 75.835
[9 empty] | 2014-01-09 | 0時 | 0 | 0 | 0 | 0 | 0 | 0 | 0 | 0 | 0 | 0 | 0 | 0 | 0 | 0 | 0 | 0 | 0 | 0 | 0 | 0.024026 | 0.023776 | 0.00025017 | 0.045276 | 0.22713 | 0.15783 | 0 | 0.13906 | -1.3573 | -0.13906 | 0.088069 | 2014-07-12 | 0 | 0 | 0 | 0 | 0 | 9.1188 | 6.6572 | 2.2791 | 0 | 17.0891 | 0 | 2.1805 | 107.2526
[9 empty] | 2014-01-09 | 1時 | 0 | 0 | 0 | 0 | 0 | 0 | 0 | 0 | 0 | 0 | 0 | 0 | 0 | 0 | 0 | 0 | 0 | 0 | 0 | 0.024026 | 0.023776 | 0.00025017 | 0 | 0.072356 | 0.04833 | 0 | 0.046162 | -0.45055 | -0.046162 | 0.026194 | 2014-07-13 | 0 | 0 | 0 | 0 | 0 | 4.1858 | 10.457 | 1.5214 | 0 | 0.022829 | 0 | 0.0048223 | 75.3836
[9 empty] | 2014-01-09 | 2時 | 0 | 0 | 0 | 0 | 0 | 0 | 0 | 0 | 0 | 0 | 0 | 0 | 0 | 0 | 0 | 0 | 0 | 0 | 0 | 0.024026 | 0.023776 | 0.00025017 | 0 | 0.080156 | 0.05613 | 0 | 0.05155 | -0.50313 | -0.05155 | 0.028606 | 2014-07-14 | 0 | 0 | 0 | 0 | 0 | 4.187 | 2.8611 | 1.5213 | 0 | 17.1059 | 0 | 2.1666 | 91.5483
[9 empty] | 2014-01-09 | 3時 | 0 | 0 | 0 | 0 | 0 | 0 | 0 | 0 | 0 | 0 | 0 | 0 | 0 | 0 | 0 | 0 | 0 | 0 | 0 | 0.024026 | 0.023776 | 0.00025017 | 0 | 0.080156 | 0.05613 | 0 | 0.05155 | -0.50313 | -0.05155 | 0.028606 | 2014-07-15 | 0 | 0 | 0 | 0 | 0 | 9.1632 | 6.6892 | 2.2895 | 0 | 17.1714 | 0 | 2.0316 | 107.2045
[9 empty] | 2014-01-09 | 4時 | 0 | 0 | 0 | 0 | 0 | 0 | 0 | 0 | 0 | 0 | 0 | 0 | 0 | 0 | 0 | 0 | 0 | 0 | 0 | 0.024026 | 0.023776 | 0.00025017 | 0 | 0.072356 | 0.04833 | 0 | 0.046162 | -0.45055 | -0.046162 | 0.026194 | 2014-07-16 | 0 | 0 | 0 | 0 | 0 | 12.2417 | 12.4386 | 3.0611 | 0 | 17.2085 | 0 | 2.0217 | 123.067
[9 empty] | 2014-01-09 | 5時 | 22.2331 | 4.7405 | 0 | 0 | 0 | 0 | 0 | 0 | 0 | 0 | 1.7923 | 0 | 0 | 0 | 0 | 0 | 0 | 0 | 0 | 0.024026 | 0.023776 | 0.00025017 | 0 | 0.080156 | 0.05613 | 0 | -0.21343 | 2.0831 | 0.21343 | 0.29359 | 2014-07-17 | 0 | 0 | 0 | 0 | 0 | 4.2192 | 2.8831 | 1.533 | 0 | 17.2372 | 0 | 2.1024 | 91.8984
[9 empty] | 2014-01-09 | 6時 | 6.7836 | 0 | 0 | 0 | 0 | 0 | 0 | 0 | 0 | 0 | 0.69504 | 0 | 0 | 0 | 0 | 0 | 0 | 0 | 0 | 0.03053 | 0.023776 | 0.0067545 | 0.018231 | 0.30998 | 0.26122 | 0 | 0.016392 | -0.15998 | -0.016392 | 0.29359 | 2014-07-18 | 0 | 0 | 0 | 0 | 0 | 4.2389 | 10.5894 | 1.5407 | 0 | 0.023118 | 0 | 0.0050362 | 76.6442
[9 empty] | 2014-01-09 | 7時 | 5.5165 | 0 | 0 | 0 | 0 | 0 | 0 | 0 | 0 | 0 | 0.56521 | 0 | 0 | 0 | 0 | 0 | 0 | 0 | 0 | 0.024857 | 0.023776 | 0.0010807 | 0.11469 | 0.3877 | 0.24816 | 0 | 0.094113 | -0.91855 | -0.094113 | 0.29359 | 2014-07-19 | 0 | 0 | 0 | 0 | 0 | 4.2817 | 2.9258 | 1.5557 | 0 | 17.4927 | 0 | 2.1228 | 93.0106
[9 empty] | 2014-01-09 | 8時 | 4.7205 | 0 | 0 | 0 | 0 | 0 | 0 | 0 | 0 | 0 | 0.48366 | 0 | 0 | 0 | 0 | 0 | 0 | 0 | 0 | 0.024857 | 0.023776 | 0.0010807 | 0.064563 | 0.2343 | 0.14488 | 0 | -0.059293 | 0.5787 | 0.059293 | 0.29359 | 2014-07-20 | 0 | 0 | 0 | 0 | 0 | 9.3393 | 6.8178 | 2.3335 | 0 | 17.5014 | 0 | 1.9331 | 108.5463
[9 empty] | 2014-01-09 | 9時 | 0 | 0 | 0 | 0 | 0 | 0 | 0 | 0 | 0 | 0 | 0 | 0 | 0 | 0 | 0 | 0 | 0 | 0 | 0 | 0.024026 | 0.023776 | 0.00025017 | 0.16544 | 0.52635 | 0.33688 | 0 | 0.29753 | -2.9039 | -0.29753 | 0.22882 | 2014-07-21 | 0 | 0 | 0 | 0 | 0 | 4.2561 | 2.9084 | 1.5464 | 0 | 17.3883 | 0 | 1.9674 | 92.1186
[9 empty] | 2014-01-09 | 10時 | 0 | 0 | 0 | 0 | 0 | 0 | 0 | 0 | 0 | 0 | 0 | 0 | 0 | 0 | 0 | 0 | 0 | 0 | 0 | 0.024446 | 0.023776 | 0.00067044 | 0.053027 | 0.1258 | 0.04833 | 0 | 0.06656 | -0.64963 | -0.06656 | 0.059243 | 2014-07-22 | 0 | 0 | 0 | 0 | 0 | 9.2188 | 6.7298 | 2.3034 | 0 | 17.2756 | 0 | 1.8846 | 107.2629
[9 empty] | 2014-01-09 | 11時 | 11.1073 | 0 | 0 | 0 | 0 | 0 | 0 | 0 | 0 | 0 | 1.138 | 0 | 0 | 0 | 0 | 0 | 0 | 0 | 0 | 0.024026 | 0.023776 | 0.00025017 | 0.0026381 | 0.082794 | 0.05613 | 0 | -0.2108 | 2.0574 | 0.2108 | 0.29359 | 2014-07-23 | 0 | 0 | 0 | 0 | 0 | 3.6171 | 1.9138 | 1.144 | 0 | 0 | 0 | 0 | 48.3691
[9 empty] | 2014-01-09 | 12時 | 4.0126 | 0 | 0 | 0 | 0 | 0 | 0 | 0 | 0 | 0 | 0.41112 | 0 | 0 | 0 | 0 | 0 | 0 | 0 | 0 | 0.03053 | 0.023776 | 0.0067545 | 0.029502 | 0.33286 | 0.27283 | 0 | 0.039271 | -0.38328 | -0.039271 | 0.29359 | 2014-07-24 | 0 | 0 | 0 | 0 | 0 | 4.1343 | 2.8251 | 1.5021 | 0 | 16.8907 | 0 | 1.809 | 89.6042
[9 empty] | 2014-01-09 | 13時 | 0 | 0 | 0 | 0 | 0 | 0 | 0 | 0 | 0 | 0 | 0 | 0 | 0 | 0 | 0 | 0 | 0 | 0 | 0 | 0.024446 | 0.023776 | 0.00067044 | 0.058042 | 0.13082 | 0.04833 | 0 | 0.068476 | -0.66833 | -0.068476 | 0.062342 | 2014-07-25 | 0 | 0 | 0 | 0 | 0 | 4.0838 | 10.2021 | 1.4843 | 0 | 0.022273 | 0 | 0.0046474 | 73.2826
[9 empty] | 2014-01-09 | 14時 | 0 | 0 | 0 | 0 | 0 | 0 | 0 | 0 | 0 | 0 | 0 | 0 | 0 | 0 | 0 | 0 | 0 | 0 | 0 | 0.024026 | 0.023776 | 0.00025017 | 0.024487 | 0.10464 | 0.05613 | 0 | 0.060891 | -0.5943 | -0.060891 | 0.043752 | 2014-07-26 | 0 | 0 | 0 | 0 | 0 | 8.9324 | 6.5211 | 2.2325 | 0 | 16.7398 | 0 | 1.8145 | 104.3546
[9 empty] | 2014-01-09 | 15時 | 10.1061 | 0 | 0 | 0 | 0 | 0 | 0 | 0 | 0 | 0 | 1.0355 | 0 | 0 | 0 | 0 | 0 | 0 | 0 | 0 | 0.024026 | 0.023776 | 0.00025017 | 0 | 0.080156 | 0.05613 | 0 | -0.21343 | 2.0831 | 0.21343 | 0.29359 | 2014-07-27 | 0 | 0 | 0 | 0 | 0 | 4.0661 | 10.1577 | 1.4779 | 0 | 0.022176 | 0 | 0.0039797 | 72.0556
[9 empty] | 2014-01-09 | 16時 | 4.4642 | 0 | 0 | 0 | 0 | 0 | 0 | 0 | 0 | 0 | 0.4574 | 0 | 0 | 0 | 0 | 0 | 0 | 0 | 0 | 0.024446 | 0.023776 | 0.00067044 | 0.033816 | 0.10659 | 0.04833 | 0 | -0.187 | 1.8251 | 0.187 | 0.29359 | 2014-07-28 | 0 | 0 | 0 | 0 | 0 | 4.0299 | 2.7538 | 1.4642 | 0 | 16.4642 | 0 | 1.8955 | 88.1063
[9 empty] | 2014-01-09 | 17時 | 11.8694 | 0.063812 | 0 | 0 | 0 | 0 | 0 | 0 | 0 | 0 | 1.2096 | 0 | 0 | 0 | 0 | 0 | 0 | 0 | 0 | 0.024446 | 0.023776 | 0.00067044 | 0.056835 | 0.28621 | 0.20493 | 0 | -0.0073803 | 0.072032 | 0.0073803 | 0.29359 | 2014-07-29 | 0 | 0 | 0 | 0 | 0 | 8.6775 | 6.3346 | 2.1682 | 0 | 16.2612 | 0 | 1.8641 | 102.1181
[9 empty] | 2014-01-09 | 18時 | 5.7123 | 0 | 0 | 0 | 0 | 0 | 0 | 0 | 0 | 0 | 0.58528 | 0 | 0 | 0 | 0 | 0 | 0 | 0 | 0 | 0.036624 | 0.023776 | 0.012849 | 0.066494 | 0.4419 | 0.33878 | 0 | 0.14831 | -1.4475 | -0.14831 | 0.29359 | 2014-07-30 | 0 | 0 | 0 | 0 | 0 | 11.472 | 11.6564 | 2.8686 | 0 | 16.1265 | 0 | 1.7331 | 115.7428
[9 empty] | 2014-01-09 | 19時 | 8.8667 | 0 | 0 | 0 | 0 | 0 | 0 | 0 | 0 | 0 | 0.90848 | 0 | 0 | 0 | 0 | 0 | 0 | 0 | 0 | 0.036624 | 0.023776 | 0.012849 | 0.16307 | 0.33458 | 0.13488 | 0 | 0.094002 | -0.91746 | -0.094002 | 0.24057 | 2014-07-31 | 0 | 0 | 0 | 0 | 0 | 3.9218 | 2.6799 | 1.4249 | 0 | 16.0223 | 0 | 1.7408 | 85.8355
[9 empty] | 2014-01-09 | 20時 | 7.057 | 0 | 0 | 0 | 0 | 0 | 0 | 0 | 0 | 0 | 0.72305 | 0 | 0 | 0 | 0 | 0 | 0 | 0 | 0 | 0.024446 | 0.023776 | 0.00067044 | 0.088224 | 0.24028 | 0.12761 | 0 | -0.053311 | 0.52031 | 0.053311 | 0.29359 | 2014-08-01 | 0 | 0 | 0 | 0 | 0 | 3.8882 | 9.7134 | 1.4132 | 0 | 0.021206 | 0 | 0.003634 | 68.6346
[9 empty] | 2014-01-09 | 21時 | 7.6473 | 0 | 0 | 0 | 0 | 0 | 0 | 0 | 0 | 0 | 0.78354 | 0 | 0 | 0 | 0 | 0 | 0 | 0 | 0 | 0.024446 | 0.023776 | 0.00067044 | 0.14284 | 0.35471 | 0.18743 | 0 | 0.06112 | -0.59653 | -0.06112 | 0.29359 | 2014-08-02 | 0 | 0 | 0 | 0 | 0 | 3.8627 | 2.6395 | 1.4035 | 0 | 15.7811 | 0 | 1.7051 | 84.7466
[9 empty] | 2014-01-09 | 22時 | 5.4212 | 0 | 0 | 0 | 0 | 0 | 0 | 0 | 0 | 0 | 0.55545 | 0 | 0 | 0 | 0 | 0 | 0 | 0 | 0 | 0.036344 | 0.023776 | 0.012568 | 0.16493 | 0.39307 | 0.19179 | 0 | 0.099477 | -0.9709 | -0.099477 | 0.29359 | 2014-08-03 | 0 | 0 | 0 | 0 | 0 | 3.8504 | 2.6311 | 1.399 | 0 | 15.7307 | 0 | 1.7404 | 84.6361
[9 empty] | 2014-01-09 | 23時 | 0 | 0 | 0 | 0 | 0 | 0 | 0 | 0 | 0 | 0 | 0 | 0 | 0 | 0 | 0 | 0 | 0 | 0 | 0 | 0.037175 | 0.023776 | 0.013399 | 0.17268 | 0.42753 | 0.21768 | 0 | 0.22312 | -2.1777 | -0.22312 | 0.20441 | 2014-08-04 | 0 | 0 | 0 | 0 | 0 | 3.8417 | 2.6251 | 1.3958 | 0 | 15.695 | 0 | 2.0517 | 85.3965
[9 empty] | 2014-01-10 | 0時 | 0 | 0 | 0 | 0 | 0 | 0 | 0 | 0 | 0 | 0 | 0 | 0 | 0 | 0 | 0 | 0 | 0 | 0 | 0 | 0.024026 | 0.023776 | 0.00025017 | 0.045276 | 0.22713 | 0.15783 | 0 | 0.14422 | -1.4075 | -0.14422 | 0.082917 | 2014-08-05 | 0 | 0 | 0 | 0 | 0 | 8.362 | 6.1044 | 2.0893 | 0 | 15.6701 | 0 | 2.2859 | 100.4516
[9 empty] | 2014-01-10 | 1時 | 0 | 0 | 0 | 0 | 0 | 0 | 0 | 0 | 0 | 0 | 0 | 0 | 0 | 0 | 0 | 0 | 0 | 0 | 0 | 0.024026 | 0.023776 | 0.00025017 | 0 | 0.072356 | 0.04833 | 0 | 0.048243 | -0.47085 | -0.048243 | 0.024114 | 2014-08-06 | 0 | 0 | 0 | 0 | 0 | 3.3623 | 1.779 | 1.0634 | 0 | 0 | 0 | 0 | 44.7848
[9 empty] | 2014-01-10 | 2時 | 0 | 0 | 0 | 0 | 0 | 0 | 0 | 0 | 0 | 0 | 0 | 0 | 0 | 0 | 0 | 0 | 0 | 0 | 0 | 0.024026 | 0.023776 | 0.00025017 | 0 | 0.080156 | 0.05613 | 0 | 0.05375 | -0.5246 | -0.05375 | 0.026407 | 2014-08-07 | 0 | 0 | 0 | 0 | 0 | 3.925 | 2.6821 | 1.4261 | 0 | 16.0354 | 0 | 1.9156 | 86.401
[9 empty] | 2014-01-10 | 3時 | 0 | 0 | 0 | 0 | 0 | 0 | 0 | 0 | 0 | 0 | 0 | 0 | 0 | 0 | 0 | 0 | 0 | 0 | 0 | 0.024026 | 0.023776 | 0.00025017 | 0 | 0.080156 | 0.05613 | 0 | 0.05375 | -0.5246 | -0.05375 | 0.026407 | 2014-08-08 | 0 | 0 | 0 | 0 | 0 | 3.9228 | 9.7999 | 1.4258 | 0 | 0.021394 | 0 | 0.0042677 | 69.8425
[9 empty] | 2014-01-10 | 4時 | 0 | 0 | 0 | 0 | 0 | 0 | 0 | 0 | 0 | 0 | 0 | 0 | 0 | 0 | 0 | 0 | 0 | 0 | 0 | 0.024026 | 0.023776 | 0.00025017 | 0 | 0.072356 | 0.04833 | 0 | 0.048243 | -0.47085 | -0.048243 | 0.024114 | 2014-08-09 | 0 | 0 | 0 | 0 | 0 | 8.5771 | 6.2617 | 2.1437 | 0 | 16.074 | 0 | 1.8711 | 101.1944
[9 empty] | 2014-01-10 | 5時 | 21.771 | 4.2852 | 0 | 0 | 0 | 0 | 0 | 0 | 0 | 0 | 1.7916 | 0 | 0 | 0 | 0 | 0 | 0 | 0 | 0 | 0.024026 | 0.023776 | 0.00025017 | 0 | 0.080156 | 0.05613 | 0 | -0.19808 | 1.9332 | 0.19808 | 0.27823 | 2014-08-10 | 0 | 0 | 0 | 0 | 0 | 3.9472 | 9.8609 | 1.4347 | 0 | 0.021528 | 0 | 0.0039515 | 69.857
[9 empty] | 2014-01-10 | 6時 | 6.976 | 0 | 0 | 0 | 0 | 0 | 0 | 0 | 0 | 0 | 0.71476 | 0 | 0 | 0 | 0 | 0 | 0 | 0 | 0 | 0.03053 | 0.023776 | 0.0067545 | 0.018231 | 0.30998 | 0.26122 | 0 | 0.031749 | -0.30987 | -0.031749 | 0.27823 | 2014-08-11 | 0 | 0 | 0 | 0 | 0 | 3.9554 | 2.7028 | 1.4371 | 0 | 16.1595 | 0 | 1.6845 | 86.2389
[9 empty] | 2014-01-10 | 7時 | 4.5049 | 0 | 0 | 0 | 0 | 0 | 0 | 0 | 0 | 0 | 0.46157 | 0 | 0 | 0 | 0 | 0 | 0 | 0 | 0 | 0.024857 | 0.023776 | 0.0010807 | 0.11469 | 0.3877 | 0.24816 | 0 | 0.10947 | -1.0684 | -0.10947 | 0.27823 | 2014-08-12 | 0 | 0 | 0 | 0 | 0 | 8.6152 | 6.2892 | 2.1526 | 0 | 16.1445 | 0 | 1.7186 | 101.0789
[9 empty] | 2014-01-10 | 8時 | 2.8759 | 0 | 0 | 0 | 0 | 0 | 0 | 0 | 0 | 0 | 0.29466 | 0 | 0 | 0 | 0 | 0 | 0 | 0 | 0 | 0.024857 | 0.023776 | 0.0010807 | 0.064563 | 0.2343 | 0.14488 | 0 | -0.040278 | 0.39311 | 0.040278 | 0.27458 | 2014-08-13 | 0 | 0 | 0 | 0 | 0 | 11.4907 | 11.6754 | 2.8733 | 0 | 16.1527 | 0 | 1.757 | 115.9665
[9 empty] | 2014-01-10 | 9時 | 0 | 0 | 0 | 0 | 0 | 0 | 0 | 0 | 0 | 0 | 0 | 0 | 0 | 0 | 0 | 0 | 0 | 0 | 0 | 0.024026 | 0.023776 | 0.00025017 | 0.16544 | 0.52635 | 0.33688 | 0 | 0.30967 | -3.0224 | -0.30967 | 0.21668 | 2014-08-14 | 0 | 0 | 0 | 0 | 0 | 3.949 | 2.6985 | 1.4348 | 0 | 16.1337 | 0 | 1.7048 | 86.1935
[9 empty] | 2014-01-10 | 10時 | 0 | 0 | 0 | 0 | 0 | 0 | 0 | 0 | 0 | 0 | 0 | 0 | 0 | 0 | 0 | 0 | 0 | 0 | 0 | 0.024446 | 0.023776 | 0.00067044 | 0.053027 | 0.1258 | 0.04833 | 0 | 0.070281 | -0.68595 | -0.070281 | 0.055522 | 2014-08-15 | 0 | 0 | 0 | 0 | 0 | 3.8922 | 9.7235 | 1.4147 | 0 | 0.021228 | 0 | 0.0040767 | 69.0302
[9 empty] | 2014-01-10 | 11時 | 1.9662 | 0 | 0 | 0 | 0 | 0 | 0 | 0 | 0 | 0 | 0.20146 | 0 | 0 | 0 | 0 | 0 | 0 | 0 | 0 | 0.024026 | 0.023776 | 0.00025017 | 0.0026381 | 0.082794 | 0.05613 | 0 | -0.063555 | 0.6203 | 0.063555 | 0.14635 | 2014-08-16 | 0 | 0 | 0 | 0 | 0 | 3.8384 | 2.6229 | 1.3946 | 0 | 15.6817 | 0 | 1.8838 | 84.8524
[9 empty] | 2014-01-10 | 12時 | 0.74337 | 0 | 0 | 0 | 0 | 0 | 0 | 0 | 0 | 0 | 0.076165 | 0 | 0 | 0 | 0 | 0 | 0 | 0 | 0 | 0.03053 | 0.023776 | 0.0067545 | 0.029502 | 0.33286 | 0.27283 | 0 | 0.155 | -1.5128 | -0.155 | 0.17786 | 2014-08-17 | 0 | 0 | 0 | 0 | 0 | 3.8223 | 2.6119 | 1.3888 | 0 | 15.6158 | 0 | 1.9305 | 84.7169
[9 empty] | 2014-01-10 | 13時 | 0 | 0 | 0 | 0 | 0 | 0 | 0 | 0 | 0 | 0 | 0 | 0 | 0 | 0 | 0 | 0 | 0 | 0 | 0 | 0.024446 | 0.023776 | 0.00067044 | 0.058042 | 0.13082 | 0.04833 | 0 | 0.072351 | -0.70615 | -0.072351 | 0.058467 | 2014-08-18 | 0 | 0 | 0 | 0 | 0 | 3.8242 | 2.6132 | 1.3895 | 0 | 15.6235 | 0 | 1.7722 | 84.2878
[9 empty] | 2014-01-10 | 14時 | 0 | 0 | 0 | 0 | 0 | 0 | 0 | 0 | 0 | 0 | 0 | 0 | 0 | 0 | 0 | 0 | 0 | 0 | 0 | 0.024026 | 0.023776 | 0.00025017 | 0.024487 | 0.10464 | 0.05613 | 0 | 0.063843 | -0.62311 | -0.063843 | 0.0408 | 2014-08-19 | 0 | 0 | 0 | 0 | 0 | 8.2966 | 6.0566 | 2.073 | 0 | 15.5475 | 0 | 1.7813 | 98.2837
[9 empty] | 2014-01-10 | 15時 | 2.5357 | 0 | 0 | 0 | 0 | 0 | 0 | 0 | 0 | 0 | 0.25981 | 0 | 0 | 0 | 0 | 0 | 0 | 0 | 0 | 0.024026 | 0.023776 | 0.00025017 | 0 | 0.080156 | 0.05613 | 0 | -0.098932 | 0.96558 | 0.098932 | 0.17909 | 2014-08-20 | 0 | 0 | 0 | 0 | 0 | 3.2747 | 1.7326 | 1.0357 | 0 | 0 | 0 | 0 | 43.4963
[9 empty] | 2014-01-10 | 16時 | 2.3537 | 0 | 0 | 0 | 0 | 0 | 0 | 0 | 0 | 0 | 0.24116 | 0 | 0 | 0 | 0 | 0 | 0 | 0 | 0 | 0.024446 | 0.023776 | 0.00067044 | 0.033816 | 0.10659 | 0.04833 | 0 | -0.079361 | 0.77456 | 0.079361 | 0.18595 | 2014-08-21 | 0 | 0 | 0 | 0 | 0 | 3.7969 | 2.5946 | 1.3795 | 0 | 15.5122 | 0 | 1.9893 | 84.4612
[9 empty] | 2014-01-10 | 17時 | 5.9823 | 0 | 0 | 0 | 0 | 0 | 0 | 0 | 0 | 0 | 0.61294 | 0 | 0 | 0 | 0 | 0 | 0 | 0 | 0 | 0.024446 | 0.023776 | 0.00067044 | 0.056835 | 0.28621 | 0.20493 | 0 | 0.0079768 | -0.077854 | -0.0079768 | 0.27823 | 2014-08-22 | 0 | 0 | 0 | 0 | 0 | 3.8394 | 9.5916 | 1.3955 | 0 | 0.02094 | 0 | 0.004765 | 69.0097
[9 empty] | 2014-01-10 | 18時 | 4.2937 | 0 | 0 | 0 | 0 | 0 | 0 | 0 | 0 | 0 | 0.43993 | 0 | 0 | 0 | 0 | 0 | 0 | 0 | 0 | 0.036624 | 0.023776 | 0.012849 | 0.066494 | 0.4419 | 0.33878 | 0 | 0.16366 | -1.5973 | -0.16366 | 0.27823 | 2014-08-23 | 0 | 0 | 0 | 0 | 0 | 8.5182 | 6.2187 | 2.1289 | 0 | 15.9636 | 0 | 2.1367 | 101.461
[9 empty] | 2014-01-10 | 19時 | 5.6493 | 0 | 0 | 0 | 0 | 0 | 0 | 0 | 0 | 0 | 0.57882 | 0 | 0 | 0 | 0 | 0 | 0 | 0 | 0 | 0.036624 | 0.023776 | 0.012849 | 0.16307 | 0.33458 | 0.13488 | 0 | 0.10973 | -1.0709 | -0.10973 | 0.22485 | 2014-08-24 | 0 | 0 | 0 | 0 | 0 | 3.9578 | 9.8873 | 1.4385 | 0 | 0.021585 | 0 | 0.0045419 | 70.8483
[9 empty] | 2014-01-10 | 20時 | 5.8043 | 0 | 0 | 0 | 0 | 0 | 0 | 0 | 0 | 0 | 0.59471 | 0 | 0 | 0 | 0 | 0 | 0 | 0 | 0 | 0.024446 | 0.023776 | 0.00067044 | 0.088224 | 0.24028 | 0.12761 | 0 | -0.037954 | 0.37043 | 0.037954 | 0.27823 | 2014-08-25 | 0 | 0 | 0 | 0 | 0 | 4.0144 | 2.7431 | 1.4586 | 0 | 16.4005 | 0 | 1.9203 | 87.9173
[9 empty] | 2014-01-10 | 21時 | 6.8846 | 0 | 0 | 0 | 0 | 0 | 0 | 0 | 0 | 0 | 0.70539 | 0 | 0 | 0 | 0 | 0 | 0 | 0 | 0 | 0.024446 | 0.023776 | 0.00067044 | 0.14284 | 0.35471 | 0.18743 | 0 | 0.076477 | -0.74641 | -0.076477 | 0.27823 | 2014-08-26 | 0 | 0 | 0 | 0 | 0 | 8.7778 | 6.4079 | 2.1932 | 0 | 16.4492 | 0 | 1.7558 | 102.7223
[9 empty] | 2014-01-10 | 22時 | 5.1736 | 0 | 0 | 0 | 0 | 0 | 0 | 0 | 0 | 0 | 0.53009 | 0 | 0 | 0 | 0 | 0 | 0 | 0 | 0 | 0.036344 | 0.023776 | 0.012568 | 0.16493 | 0.39307 | 0.19179 | 0 | 0.11483 | -1.1208 | -0.11483 | 0.27823 | 2014-08-27 | 0 | 0 | 0 | 0 | 0 | 11.6344 | 11.8214 | 2.9092 | 0 | 16.3547 | 0 | 1.7526 | 117.1409
[9 empty] | 2014-01-10 | 23時 | 0 | 0 | 0 | 0 | 0 | 0 | 0 | 0 | 0 | 0 | 0 | 0 | 0 | 0 | 0 | 0 | 0 | 0 | 0 | 0.037175 | 0.023776 | 0.013399 | 0.17268 | 0.42753 | 0.21768 | 0 | 0.23405 | -2.2843 | -0.23405 | 0.19348 | 2014-08-28 | 0 | 0 | 0 | 0 | 0 | 3.9736 | 2.7153 | 1.4437 | 0 | 16.234 | 0 | 1.7042 | 86.6036
[9 empty] | 2014-01-11 | 0時 | 0 | 0 | 0 | 0 | 0 | 0 | 0 | 0 | 0 | 0 | 0 | 0 | 0 | 0 | 0 | 0 | 0 | 0 | 0 | 0.024026 | 0.023776 | 0.00025017 | 0.045276 | 0.22713 | 0.15783 | 0 | 0.12465 | -1.2166 | -0.12465 | 0.10248 | 2014-08-29 | 0 | 0 | 0 | 0 | 0 | 3.9523 | 9.8735 | 1.4365 | 0 | 0.021555 | 0 | 0.0037028 | 69.8847
[9 empty] | 2014-01-11 | 1時 | 0 | 0 | 0 | 0 | 0 | 0 | 0 | 0 | 0 | 0 | 0 | 0 | 0 | 0 | 0 | 0 | 0 | 0 | 0 | 0.024026 | 0.023776 | 0.00025017 | 0 | 0.072356 | 0.04833 | 0 | 0.040343 | -0.39374 | -0.040343 | 0.032014 | 2014-08-30 | 0 | 0 | 0 | 0 | 0 | 3.9447 | 2.6955 | 1.4332 | 0 | 16.1158 | 0 | 1.7698 | 86.3147
[9 empty] | 2014-01-11 | 2時 | 0 | 0 | 0 | 0 | 0 | 0 | 0 | 0 | 0 | 0 | 0 | 0 | 0 | 0 | 0 | 0 | 0 | 0 | 0 | 0.024026 | 0.023776 | 0.00025017 | 0 | 0.080156 | 0.05613 | 0 | 0.045395 | -0.44305 | -0.045395 | 0.034762 | 2014-08-31 | 0 | 0 | 0 | 0 | 0 | 3.9357 | 2.6894 | 1.43 | 0 | 16.0793 | 0 | 1.855 | 86.4043
[9 empty] | 2014-01-11 | 3時 | 0 | 0 | 0 | 0 | 0 | 0 | 0 | 0 | 0 | 0 | 0 | 0 | 0 | 0 | 0 | 0 | 0 | 0 | 0 | 0.024026 | 0.023776 | 0.00025017 | 0 | 0.080156 | 0.05613 | 0 | 0.045395 | -0.44305 | -0.045395 | 0.034762 | 2014-09-01 | 0 | 0 | 0 | 0 | 0 | 3.9186 | 2.6777 | 1.4238 | 0 | 16.0094 | 0 | 1.8572 | 86.123
[9 empty] | 2014-01-11 | 4時 | 0 | 0 | 0 | 0 | 0 | 0 | 0 | 0 | 0 | 0 | 0 | 0 | 0 | 0 | 0 | 0 | 0 | 0 | 0 | 0.024026 | 0.023776 | 0.00025017 | 0 | 0.072356 | 0.04833 | 0 | 0.040343 | -0.39374 | -0.040343 | 0.032014 | 2014-09-02 | 0 | 0 | 0 | 0 | 0 | 8.4601 | 6.176 | 2.1139 | 0 | 15.8539 | 0 | 1.9418 | 100.3152
[9 empty] | 2014-01-11 | 5時 | 24.9077 | 7.0169 | 0 | 0 | 0 | 0 | 0 | 0 | 0 | 0 | 1.8331 | 0 | 0 | 0 | 0 | 0 | 0 | 0 | 0 | 0.024026 | 0.023776 | 0.00025017 | 0 | 0.080156 | 0.05613 | 0 | -0.2564 | 2.5025 | 0.2564 | 0.33656 | 2014-09-03 | 0 | 0 | 0 | 0 | 0 | 3.3278 | 1.7608 | 1.0525 | 0 | 0 | 0 | 0 | 44.2649
[9 empty] | 2014-01-11 | 6時 | 9.4017 | 0 | 0 | 0 | 0 | 0 | 0 | 0 | 0 | 0 | 0.96328 | 0 | 0 | 0 | 0 | 0 | 0 | 0 | 0 | 0.03053 | 0.023776 | 0.0067545 | 0.018231 | 0.30998 | 0.26122 | 0 | -0.026575 | 0.25937 | 0.026575 | 0.33656 | 2014-09-04 | 0 | 0 | 0 | 0 | 0 | 3.8319 | 2.6184 | 1.3922 | 0 | 15.6549 | 0 | 1.9415 | 84.9101
[9 empty] | 2014-01-11 | 7時 | 6.705 | 0 | 0 | 0 | 0 | 0 | 0 | 0 | 0 | 0 | 0.68698 | 0 | 0 | 0 | 0 | 0 | 0 | 0 | 0 | 0.024857 | 0.023776 | 0.0010807 | 0.11469 | 0.3877 | 0.24816 | 0 | 0.051147 | -0.49919 | -0.051147 | 0.33656 | 2014-09-05 | 0 | 0 | 0 | 0 | 0 | 3.8299 | 9.5678 | 1.3921 | 0 | 0.020888 | 0 | 0.0040615 | 67.8837
[9 empty] | 2014-01-11 | 8時 | 3.9305 | 0 | 0 | 0 | 0 | 0 | 0 | 0 | 0 | 0 | 0.40272 | 0 | 0 | 0 | 0 | 0 | 0 | 0 | 0 | 0.024857 | 0.023776 | 0.0010807 | 0.064563 | 0.2343 | 0.14488 | 0 | -0.10226 | 0.99806 | 0.10226 | 0.33656 | 2014-09-06 | 0 | 0 | 0 | 0 | 0 | 8.3919 | 6.1265 | 2.0974 | 0 | 15.7269 | 0 | 1.7436 | 99.0616
[9 empty] | 2014-01-11 | 9時 | 0 | 0 | 0 | 0 | 0 | 0 | 0 | 0 | 0 | 0 | 0 | 0 | 0 | 0 | 0 | 0 | 0 | 0 | 0 | 0.024026 | 0.023776 | 0.00025017 | 0.16544 | 0.52635 | 0.33688 | 0 | 0.26356 | -2.5723 | -0.26356 | 0.26279 | 2014-09-07 | 0 | 0 | 0 | 0 | 0 | 3.8435 | 9.6017 | 1.397 | 0 | 0.020962 | 0 | 0.0044159 | 68.6093
[9 empty] | 2014-01-11 | 10時 | 0 | 0 | 0 | 0 | 0 | 0 | 0 | 0 | 0 | 0 | 0 | 0 | 0 | 0 | 0 | 0 | 0 | 0 | 0 | 0.024446 | 0.023776 | 0.00067044 | 0.053027 | 0.1258 | 0.04833 | 0 | 0.056149 | -0.54801 | -0.056149 | 0.069655 | 2014-09-08 | 0 | 0 | 0 | 0 | 0 | 3.8923 | 2.6598 | 1.4142 | 0 | 15.902 | 0 | 2.1038 | 86.4021
[9 empty] | 2014-01-11 | 11時 | 7.2486 | 0 | 0 | 0 | 0 | 0 | 0 | 0 | 0 | 0 | 0.74268 | 0 | 0 | 0 | 0 | 0 | 0 | 0 | 0 | 0.024026 | 0.023776 | 0.00025017 | 0.0026381 | 0.082794 | 0.05613 | 0 | -0.25376 | 2.4767 | 0.25376 | 0.33656 | 2014-09-09 | 0 | 0 | 0 | 0 | 0 | 8.6024 | 6.2799 | 2.1494 | 0 | 16.1206 | 0 | 2.0787 | 102.0777
[9 empty] | 2014-01-11 | 12時 | 2.896 | 0 | 0 | 0 | 0 | 0 | 0 | 0 | 0 | 0 | 0.29672 | 0 | 0 | 0 | 0 | 0 | 0 | 0 | 0 | 0.03053 | 0.023776 | 0.0067545 | 0.029502 | 0.33286 | 0.27283 | 0 | -0.0036959 | 0.036072 | 0.0036959 | 0.33656 | 2014-09-10 | 0 | 0 | 0 | 0 | 0 | 11.6011 | 11.7876 | 2.9009 | 0 | 16.308 | 0 | 2.1097 | 118.0444
[9 empty] | 2014-01-11 | 13時 | 0 | 0 | 0 | 0 | 0 | 0 | 0 | 0 | 0 | 0 | 0 | 0 | 0 | 0 | 0 | 0 | 0 | 0 | 0 | 0.024446 | 0.023776 | 0.00067044 | 0.058042 | 0.13082 | 0.04833 | 0 | 0.057635 | -0.56251 | -0.057635 | 0.073184 | 2014-09-11 | 0 | 0 | 0 | 0 | 0 | 4.0242 | 2.7498 | 1.4621 | 0 | 16.4406 | 0 | 2.326 | 89.2762
[9 empty] | 2014-01-11 | 14時 | 0 | 0 | 0 | 0 | 0 | 0 | 0 | 0 | 0 | 0 | 0 | 0 | 0 | 0 | 0 | 0 | 0 | 0 | 0 | 0.024026 | 0.023776 | 0.00025017 | 0.024487 | 0.10464 | 0.05613 | 0 | 0.052632 | -0.51369 | -0.052632 | 0.052011 | 2014-09-12 | 0 | 0 | 0 | 0 | 0 | 4.079 | 10.1901 | 1.4826 | 0 | 0.022246 | 0 | 0.004946 | 73.5994
[9 empty] | 2014-01-11 | 15時 | 5.6489 | 0 | 0 | 0 | 0 | 0 | 0 | 0 | 0 | 0 | 0.57878 | 0 | 0 | 0 | 0 | 0 | 0 | 0 | 0 | 0.024026 | 0.023776 | 0.00025017 | 0 | 0.080156 | 0.05613 | 0 | -0.2564 | 2.5025 | 0.2564 | 0.33656 | 2014-09-13 | 0 | 0 | 0 | 0 | 0 | 4.1223 | 2.8169 | 1.4978 | 0 | 16.8413 | 0 | 2.3443 | 90.9838
[9 empty] | 2014-01-11 | 16時 | 3.412 | 0 | 0 | 0 | 0 | 0 | 0 | 0 | 0 | 0 | 0.34959 | 0 | 0 | 0 | 0 | 0 | 0 | 0 | 0 | 0.024446 | 0.023776 | 0.00067044 | 0.033816 | 0.10659 | 0.04833 | 0 | -0.19574 | 1.9104 | 0.19574 | 0.30233 | 2014-09-14 | 0 | 0 | 0 | 0 | 0 | 4.1838 | 2.8589 | 1.5201 | 0 | 17.0926 | 0 | 2.3673 | 92.0888
[9 empty] | 2014-01-11 | 17時 | 8.828 | 0 | 0 | 0 | 0 | 0 | 0 | 0 | 0 | 0 | 0.90451 | 0 | 0 | 0 | 0 | 0 | 0 | 0 | 0 | 0.024446 | 0.023776 | 0.00067044 | 0.056835 | 0.28621 | 0.20493 | 0 | -0.050347 | 0.49139 | 0.050347 | 0.33656 | 2014-09-15 | 0 | 0 | 0 | 0 | 0 | 3.6578 | 1.9354 | 1.1569 | 0 | 0 | 0 | 0 | 49.0569
[9 empty] | 2014-01-11 | 18時 | 4.8262 | 0 | 0 | 0 | 0 | 0 | 0 | 0 | 0 | 0 | 0.49449 | 0 | 0 | 0 | 0 | 0 | 0 | 0 | 0 | 0.036624 | 0.023776 | 0.012849 | 0.066494 | 0.4419 | 0.33878 | 0 | 0.10534 | -1.0281 | -0.10534 | 0.33656 | 2014-09-16 | 0 | 0 | 0 | 0 | 0 | 9.3587 | 6.832 | 2.3384 | 0 | 17.5379 | 0 | 2.3198 | 109.9542
[9 empty] | 2014-01-11 | 19時 | 7.2793 | 0 | 0 | 0 | 0 | 0 | 0 | 0 | 0 | 0 | 0.74583 | 0 | 0 | 0 | 0 | 0 | 0 | 0 | 0 | 0.036624 | 0.023776 | 0.012849 | 0.16307 | 0.33458 | 0.13488 | 0 | 0.053168 | -0.51892 | -0.053168 | 0.28141 | 2014-09-17 | 0 | 0 | 0 | 0 | 0 | 3.7745 | 1.9971 | 1.1938 | 0 | 0 | 0 | 0 | 50.7971
[9 empty] | 2014-01-11 | 20時 | 6.367 | 0 | 0 | 0 | 0 | 0 | 0 | 0 | 0 | 0 | 0.65236 | 0 | 0 | 0 | 0 | 0 | 0 | 0 | 0 | 0.024446 | 0.023776 | 0.00067044 | 0.088224 | 0.24028 | 0.12761 | 0 | -0.096277 | 0.93967 | 0.096277 | 0.33656 | 2014-09-18 | 0 | 0 | 0 | 0 | 0 | 4.4433 | 3.0362 | 1.6144 | 0 | 18.1529 | 0 | 2.6121 | 96.9227
[9 empty] | 2014-01-11 | 21時 | 9.3267 | 0 | 0 | 0 | 0 | 0 | 0 | 0 | 0 | 0 | 0.95561 | 0 | 0 | 0 | 0 | 0 | 0 | 0 | 0 | 0.024446 | 0.023776 | 0.00067044 | 0.14284 | 0.35471 | 0.18743 | 0 | 0.018153 | -0.17717 | -0.018153 | 0.33656 | 2014-09-19 | 0 | 0 | 0 | 0 | 0 | 4.4917 | 11.2212 | 1.6326 | 0 | 0.024497 | 0 | 0.0054028 | 80.7014
[9 empty] | 2014-01-11 | 22時 | 5.2551 | 0 | 0 | 0 | 0 | 0 | 0 | 0 | 0 | 0 | 0.53843 | 0 | 0 | 0 | 0 | 0 | 0 | 0 | 0 | 0.036344 | 0.023776 | 0.012568 | 0.16493 | 0.39307 | 0.19179 | 0 | 0.05651 | -0.55154 | -0.05651 | 0.33656 | 2014-09-20 | 0 | 0 | 0 | 0 | 0 | 9.9099 | 7.2348 | 2.4768 | 0 | 18.5718 | 0 | 2.4931 | 115.6918
[9 empty] | 2014-01-11 | 23時 | 0 | 0 | 0 | 0 | 0 | 0 | 0 | 0 | 0 | 0 | 0 | 0 | 0 | 0 | 0 | 0 | 0 | 0 | 0 | 0.037175 | 0.023776 | 0.013399 | 0.17268 | 0.42753 | 0.21768 | 0 | 0.19254 | -1.8792 | -0.19254 | 0.23499 | 2014-09-21 | 0 | 0 | 0 | 0 | 0 | 4.5892 | 11.4646 | 1.668 | 0 | 0.025029 | 0 | 0.0055819 | 82.1654
[9 empty] | 2014-01-12 | 0時 | 0 | 0 | 0 | 0 | 0 | 0 | 0 | 0 | 0 | 0 | 0 | 0 | 0 | 0 | 0 | 0 | 0 | 0 | 0 | 0.024026 | 0.023776 | 0.00025017 | 0.045276 | 0.22713 | 0.15783 | 0 | 0.15122 | -1.4759 | -0.15122 | 0.075912 | 2014-09-22 | 0 | 0 | 0 | 0 | 0 | 4.6209 | 3.1576 | 1.6789 | 0 | 18.8786 | 0 | 2.3384 | 99.3632
[9 empty] | 2014-01-12 | 1時 | 0 | 0 | 0 | 0 | 0 | 0 | 0 | 0 | 0 | 0 | 0 | 0 | 0 | 0 | 0 | 0 | 0 | 0 | 0 | 0.024026 | 0.023776 | 0.00025017 | 0 | 0.072356 | 0.04833 | 0 | 0.051071 | -0.49845 | -0.051071 | 0.021286 | 2014-09-23 | 0 | 0 | 0 | 0 | 0 | 10.101 | 7.3738 | 2.5238 | 0 | 18.9288 | 0 | 2.3851 | 117.1431
[9 empty] | 2014-01-12 | 2時 | 0 | 0 | 0 | 0 | 0 | 0 | 0 | 0 | 0 | 0 | 0 | 0 | 0 | 0 | 0 | 0 | 0 | 0 | 0 | 0.024026 | 0.023776 | 0.00025017 | 0 | 0.080156 | 0.05613 | 0 | 0.056741 | -0.55379 | -0.056741 | 0.023416 | 2014-09-24 | 0 | 0 | 0 | 0 | 0 | 13.4807 | 13.6974 | 3.3709 | 0 | 18.9501 | 0 | 2.4089 | 134.6352
[9 empty] | 2014-01-12 | 3時 | 0 | 0 | 0 | 0 | 0 | 0 | 0 | 0 | 0 | 0 | 0 | 0 | 0 | 0 | 0 | 0 | 0 | 0 | 0 | 0.024026 | 0.023776 | 0.00025017 | 0 | 0.080156 | 0.05613 | 0 | 0.056741 | -0.55379 | -0.056741 | 0.023416 | 2014-09-25 | 0 | 0 | 0 | 0 | 0 | 4.6437 | 3.1732 | 1.6872 | 0 | 18.9717 | 0 | 2.3968 | 99.9237
[9 empty] | 2014-01-12 | 4時 | 0 | 0 | 0 | 0 | 0 | 0 | 0 | 0 | 0 | 0 | 0 | 0 | 0 | 0 | 0 | 0 | 0 | 0 | 0 | 0.024026 | 0.023776 | 0.00025017 | 0 | 0.072356 | 0.04833 | 0 | 0.051071 | -0.49845 | -0.051071 | 0.021286 | 2014-09-26 | 0 | 0 | 0 | 0 | 0 | 4.657 | 11.6339 | 1.6927 | 0 | 0.025399 | 0 | 0.0055576 | 83.021
[9 empty] | 2014-01-12 | 5時 | 22.1673 | 4.6795 | 0 | 0 | 0 | 0 | 0 | 0 | 0 | 0 | 1.7918 | 0 | 0 | 0 | 0 | 0 | 0 | 0 | 0 | 0.024026 | 0.023776 | 0.00025017 | 0 | 0.080156 | 0.05613 | 0 | -0.1772 | 1.7295 | 0.1772 | 0.25736 | 2014-09-27 | 0 | 0 | 0 | 0 | 0 | 4.688 | 3.2034 | 1.7033 | 0 | 19.1525 | 0 | 2.426 | 100.7566
[9 empty] | 2014-01-12 | 6時 | 6.8706 | 0 | 0 | 0 | 0 | 0 | 0 | 0 | 0 | 0 | 0.70395 | 0 | 0 | 0 | 0 | 0 | 0 | 0 | 0 | 0.03053 | 0.023776 | 0.0067545 | 0.018231 | 0.30998 | 0.26122 | 0 | 0.052627 | -0.51364 | -0.052627 | 0.25736 | 2014-09-28 | 0 | 0 | 0 | 0 | 0 | 4.6737 | 3.1937 | 1.6981 | 0 | 19.0941 | 0 | 2.1042 | 99.5387
[9 empty] | 2014-01-12 | 7時 | 5.5287 | 0 | 0 | 0 | 0 | 0 | 0 | 0 | 0 | 0 | 0.56646 | 0 | 0 | 0 | 0 | 0 | 0 | 0 | 0 | 0.024857 | 0.023776 | 0.0010807 | 0.11469 | 0.3877 | 0.24816 | 0 | 0.13035 | -1.2722 | -0.13035 | 0.25736 | 2014-09-29 | 0 | 0 | 0 | 0 | 0 | 4.6199 | 3.1569 | 1.6785 | 0 | 18.8742 | 0 | 2.6443 | 100.0056
[9 empty] | 2014-01-12 | 8時 | 3.4926 | 0 | 0 | 0 | 0 | 0 | 0 | 0 | 0 | 0 | 0.35785 | 0 | 0 | 0 | 0 | 0 | 0 | 0 | 0 | 0.024857 | 0.023776 | 0.0010807 | 0.064563 | 0.2343 | 0.14488 | 0 | -0.023059 | 0.22505 | 0.023059 | 0.25736 | 2014-09-30 | 0 | 0 | 0 | 0 | 0 | 10.1007 | 7.3736 | 2.5238 | 0 | 18.9282 | 0 | 2.8238 | 118.3412
[9 empty] | 2014-01-12 | 9時 | 0 | 0 | 0 | 0 | 0 | 0 | 0 | 0 | 0 | 0 | 0 | 0 | 0 | 0 | 0 | 0 | 0 | 0 | 0 | 0.024026 | 0.023776 | 0.00025017 | 0.16544 | 0.52635 | 0.33688 | 0 | 0.32617 | -3.1834 | -0.32617 | 0.20018 | 2014-10-01 | 0 | 0 | 0 | 0 | 0 | 4.0296 | 2.1321 | 1.2744 | 0 | 0 | 0 | 0 | 54.5077
[9 empty] | 2014-01-12 | 10時 | 0 | 0 | 0 | 0 | 0 | 0 | 0 | 0 | 0 | 0 | 0 | 0 | 0 | 0 | 0 | 0 | 0 | 0 | 0 | 0.024446 | 0.023776 | 0.00067044 | 0.053027 | 0.1258 | 0.04833 | 0 | 0.07534 | -0.73532 | -0.07534 | 0.050464 | 2014-10-02 | 0 | 0 | 0 | 0 | 0 | 4.6793 | 3.1975 | 1.7002 | 0 | 19.1171 | 0 | 2.6715 | 101.0984
[9 empty] | 2014-01-12 | 11時 | 4.5405 | 0 | 0 | 0 | 0 | 0 | 0 | 0 | 0 | 0 | 0.46522 | 0 | 0 | 0 | 0 | 0 | 0 | 0 | 0 | 0.024026 | 0.023776 | 0.00025017 | 0.0026381 | 0.082794 | 0.05613 | 0 | -0.17456 | 1.7037 | 0.17456 | 0.25736 | 2014-10-03 | 0 | 0 | 0 | 0 | 0 | 4.7064 | 11.7575 | 1.7106 | 0 | 0.025668 | 0 | 0.0055128 | 83.6686
[9 empty] | 2014-01-12 | 12時 | 2.3978 | 0 | 0 | 0 | 0 | 0 | 0 | 0 | 0 | 0 | 0.24567 | 0 | 0 | 0 | 0 | 0 | 0 | 0 | 0 | 0.03053 | 0.023776 | 0.0067545 | 0.029502 | 0.33286 | 0.27283 | 0 | 0.076208 | -0.74379 | -0.076208 | 0.25665 | 2014-10-04 | 0 | 0 | 0 | 0 | 0 | 10.3079 | 7.5253 | 2.5763 | 0 | 19.3177 | 0 | 2.7725 | 120.104
[9 empty] | 2014-01-12 | 13時 | 0 | 0 | 0 | 0 | 0 | 0 | 0 | 0 | 0 | 0 | 0 | 0 | 0 | 0 | 0 | 0 | 0 | 0 | 0 | 0.024446 | 0.023776 | 0.00067044 | 0.058042 | 0.13082 | 0.04833 | 0 | 0.077619 | -0.75756 | -0.077619 | 0.053199 | 2014-10-05 | 0 | 0 | 0 | 0 | 0 | 4.7615 | 11.895 | 1.7307 | 0 | 0.025968 | 0 | 0.0064868 | 85.7143
[9 empty] | 2014-01-12 | 14時 | 0 | 0 | 0 | 0 | 0 | 0 | 0 | 0 | 0 | 0 | 0 | 0 | 0 | 0 | 0 | 0 | 0 | 0 | 0 | 0.024026 | 0.023776 | 0.00025017 | 0.024487 | 0.10464 | 0.05613 | 0 | 0.067857 | -0.66228 | -0.067857 | 0.036787 | 2014-10-06 | 0 | 0 | 0 | 0 | 0 | 4.845 | 3.3108 | 1.7604 | 0 | 19.7942 | 0 | 3.0381 | 105.1316
[9 empty] | 2014-01-12 | 15時 | 4.322 | 0 | 0 | 0 | 0 | 0 | 0 | 0 | 0 | 0 | 0.44283 | 0 | 0 | 0 | 0 | 0 | 0 | 0 | 0 | 0.024026 | 0.023776 | 0.00025017 | 0 | 0.080156 | 0.05613 | 0 | -0.1772 | 1.7295 | 0.1772 | 0.25736 | 2014-10-07 | 0 | 0 | 0 | 0 | 0 | 10.703 | 7.8133 | 2.6743 | 0 | 20.057 | 0 | 3.0625 | 124.8901
[9 empty] | 2014-01-12 | 16時 | 2.9369 | 0 | 0 | 0 | 0 | 0 | 0 | 0 | 0 | 0 | 0.30091 | 0 | 0 | 0 | 0 | 0 | 0 | 0 | 0 | 0.024446 | 0.023776 | 0.00067044 | 0.033816 | 0.10659 | 0.04833 | 0 | -0.097656 | 0.95312 | 0.097656 | 0.20425 | 2014-10-08 | 0 | 0 | 0 | 0 | 0 | 14.5 | 14.7331 | 3.6258 | 0 | 20.383 | 0 | 2.8758 | 144.4914
[9 empty] | 2014-01-12 | 17時 | 7.3376 | 0 | 0 | 0 | 0 | 0 | 0 | 0 | 0 | 0 | 0.7518 | 0 | 0 | 0 | 0 | 0 | 0 | 0 | 0 | 0.024446 | 0.023776 | 0.00067044 | 0.056835 | 0.28621 | 0.20493 | 0 | 0.028854 | -0.28162 | -0.028854 | 0.25736 | 2014-10-09 | 0 | 0 | 0 | 0 | 0 | 5.0822 | 3.4728 | 1.8465 | 0 | 20.7631 | 0 | 2.8435 | 108.4688
[9 empty] | 2014-01-12 | 18時 | 4.2423 | 0 | 0 | 0 | 0 | 0 | 0 | 0 | 0 | 0 | 0.43466 | 0 | 0 | 0 | 0 | 0 | 0 | 0 | 0 | 0.036624 | 0.023776 | 0.012849 | 0.066494 | 0.4419 | 0.33878 | 0 | 0.18454 | -1.8011 | -0.18454 | 0.25736 | 2014-10-10 | 0 | 0 | 0 | 0 | 0 | 11.1444 | 8.1355 | 2.7846 | 0 | 20.8842 | 0 | 2.7872 | 128.0295
[9 empty] | 2014-01-12 | 19時 | 8.1453 | 0 | 0 | 0 | 0 | 0 | 0 | 0 | 0 | 0 | 0.83456 | 0 | 0 | 0 | 0 | 0 | 0 | 0 | 0 | 0.036624 | 0.023776 | 0.012849 | 0.16307 | 0.33458 | 0.13488 | 0 | 0.13053 | -1.274 | -0.13053 | 0.20404 | 2014-10-11 | 0 | 0 | 0 | 0 | 0 | 5.1064 | 3.4894 | 1.8553 | 0 | 20.8619 | 0 | 2.9083 | 109.0986
[9 empty] | 2014-01-12 | 20時 | 7.5057 | 0 | 0 | 0 | 0 | 0 | 0 | 0 | 0 | 0 | 0.76903 | 0 | 0 | 0 | 0 | 0 | 0 | 0 | 0 | 0.024446 | 0.023776 | 0.00067044 | 0.088224 | 0.24028 | 0.12761 | 0 | -0.017076 | 0.16666 | 0.017076 | 0.25736 | 2014-10-12 | 0 | 0 | 0 | 0 | 0 | 5.1393 | 3.5118 | 1.8673 | 0 | 20.9963 | 0 | 2.7913 | 109.2505
[9 empty] | 2014-01-12 | 21時 | 8.576 | 0 | 0 | 0 | 0 | 0 | 0 | 0 | 0 | 0 | 0.87869 | 0 | 0 | 0 | 0 | 0 | 0 | 0 | 0 | 0.024446 | 0.023776 | 0.00067044 | 0.14284 | 0.35471 | 0.18743 | 0 | 0.097355 | -0.95018 | -0.097355 | 0.25736 | 2014-10-13 | 0 | 0 | 0 | 0 | 0 | 5.1571 | 3.524 | 1.8737 | 0 | 21.0691 | 0 | 2.6105 | 108.9294
[9 empty] | 2014-01-12 | 22時 | 6.1815 | 0 | 0 | 0 | 0 | 0 | 0 | 0 | 0 | 0 | 0.63335 | 0 | 0 | 0 | 0 | 0 | 0 | 0 | 0 | 0.036344 | 0.023776 | 0.012568 | 0.16493 | 0.39307 | 0.19179 | 0 | 0.13571 | -1.3245 | -0.13571 | 0.25736 | 2014-10-14 | 0 | 0 | 0 | 0 | 0 | 11.2463 | 8.21 | 2.81 | 0 | 21.0752 | 0 | 2.6646 | 128.5318
[9 empty] | 2014-01-12 | 23時 | 0 | 0 | 0 | 0 | 0 | 0 | 0 | 0 | 0 | 0 | 0 | 0 | 0 | 0 | 0 | 0 | 0 | 0 | 0 | 0.037175 | 0.023776 | 0.013399 | 0.17268 | 0.42753 | 0.21768 | 0 | 0.24891 | -2.4293 | -0.24891 | 0.17863 | 2014-10-15 | 0 | 0 | 0 | 0 | 0 | 4.4385 | 2.3484 | 1.4038 | 0 | 0 | 0 | 0 | 60.5146
[9 empty] | 2014-01-13 | 0時 | 0 | 0 | 0 | 0 | 0 | 0 | 0 | 0 | 0 | 0 | 0 | 0 | 0 | 0 | 0 | 0 | 0 | 0 | 0 | 0.024026 | 0.023776 | 0.00025017 | 0.045276 | 0.22713 | 0.15783 | 0 | 0.13401 | -1.308 | -0.13401 | 0.093119 | 2014-10-16 | 0 | 0 | 0 | 0 | 0 | 5.1042 | 3.4878 | 1.8545 | 0 | 20.8528 | 0 | 2.8348 | 108.8085
[9 empty] | 2014-01-13 | 1時 | 0 | 0 | 0 | 0 | 0 | 0 | 0 | 0 | 0 | 0 | 0 | 0 | 0 | 0 | 0 | 0 | 0 | 0 | 0 | 0.024026 | 0.023776 | 0.00025017 | 0 | 0.072356 | 0.04833 | 0 | 0.044124 | -0.43065 | -0.044124 | 0.028233 | 2014-10-17 | 0 | 0 | 0 | 0 | 0 | 5.0678 | 12.6602 | 1.842 | 0 | 0.027639 | 0 | 0.0064215 | 89.6521
[9 empty] | 2014-01-13 | 2時 | 0 | 0 | 0 | 0 | 0 | 0 | 0 | 0 | 0 | 0 | 0 | 0 | 0 | 0 | 0 | 0 | 0 | 0 | 0 | 0.024026 | 0.023776 | 0.00025017 | 0 | 0.080156 | 0.05613 | 0 | 0.049394 | -0.48208 | -0.049394 | 0.030763 | 2014-10-18 | 0 | 0 | 0 | 0 | 0 | 11.0391 | 8.0591 | 2.759 | 0 | 20.688 | 0 | 3.0024 | 127.8304
[9 empty] | 2014-01-13 | 3時 | 0 | 0 | 0 | 0 | 0 | 0 | 0 | 0 | 0 | 0 | 0 | 0 | 0 | 0 | 0 | 0 | 0 | 0 | 0 | 0.024026 | 0.023776 | 0.00025017 | 0 | 0.080156 | 0.05613 | 0 | 0.049394 | -0.48208 | -0.049394 | 0.030763 | 2014-10-19 | 0 | 0 | 0 | 0 | 0 | 5.0765 | 12.682 | 1.8452 | 0 | 0.027687 | 0 | 0.0064111 | 89.752
[9 empty] | 2014-01-13 | 4時 | 0 | 0 | 0 | 0 | 0 | 0 | 0 | 0 | 0 | 0 | 0 | 0 | 0 | 0 | 0 | 0 | 0 | 0 | 0 | 0.024026 | 0.023776 | 0.00025017 | 0 | 0.072356 | 0.04833 | 0 | 0.044124 | -0.43065 | -0.044124 | 0.028233 | 2014-10-20 | 0 | 0 | 0 | 0 | 0 | 5.1044 | 3.488 | 1.8546 | 0 | 20.854 | 0 | 2.9887 | 109.342
[9 empty] | 2014-01-13 | 5時 | 23.0446 | 5.4907 | 0 | 0 | 0 | 0 | 0 | 0 | 0 | 0 | 1.7986 | 0 | 0 | 0 | 0 | 0 | 0 | 0 | 0 | 0.024026 | 0.023776 | 0.00025017 | 0 | 0.080156 | 0.05613 | 0 | -0.22849 | 2.23 | 0.22849 | 0.30864 | 2014-10-21 | 0 | 0 | 0 | 0 | 0 | 11.1936 | 8.1715 | 2.7968 | 0 | 20.9764 | 0 | 3.0622 | 129.5134
[9 empty] | 2014-01-13 | 6時 | 7.9348 | 0 | 0 | 0 | 0 | 0 | 0 | 0 | 0 | 0 | 0.81299 | 0 | 0 | 0 | 0 | 0 | 0 | 0 | 0 | 0.03053 | 0.023776 | 0.0067545 | 0.018231 | 0.30998 | 0.26122 | 0 | 0.0013406 | -0.013084 | -0.0013406 | 0.30864 | 2014-10-22 | 0 | 0 | 0 | 0 | 0 | 14.9886 | 15.2296 | 3.7479 | 0 | 21.0699 | 0 | 3.1241 | 149.5272
[9 empty] | 2014-01-13 | 7時 | 4.4024 | 0 | 0 | 0 | 0 | 0 | 0 | 0 | 0 | 0 | 0.45107 | 0 | 0 | 0 | 0 | 0 | 0 | 0 | 0 | 0.024857 | 0.023776 | 0.0010807 | 0.11469 | 0.3877 | 0.24816 | 0 | 0.079062 | -0.77165 | -0.079062 | 0.30864 | 2014-10-23 | 0 | 0 | 0 | 0 | 0 | 5.2068 | 3.558 | 1.8918 | 0 | 21.2721 | 0 | 3.0337 | 111.2235
[9 empty] | 2014-01-13 | 8時 | 3.5198 | 0 | 0 | 0 | 0 | 0 | 0 | 0 | 0 | 0 | 0.36063 | 0 | 0 | 0 | 0 | 0 | 0 | 0 | 0 | 0.024857 | 0.023776 | 0.0010807 | 0.064563 | 0.2343 | 0.14488 | 0 | -0.074345 | 0.7256 | 0.074345 | 0.30864 | 2014-10-24 | 0 | 0 | 0 | 0 | 0 | 5.2633 | 13.1488 | 1.9131 | 0 | 0.028706 | 0 | 0.0061132 | 91.7763
[9 empty] | 2014-01-13 | 9時 | 0 | 0 | 0 | 0 | 0 | 0 | 0 | 0 | 0 | 0 | 0 | 0 | 0 | 0 | 0 | 0 | 0 | 0 | 0 | 0.024026 | 0.023776 | 0.00025017 | 0.16544 | 0.52635 | 0.33688 | 0 | 0.28563 | -2.7877 | -0.28563 | 0.24072 | 2014-10-25 | 0 | 0 | 0 | 0 | 0 | 5.2981 | 3.6204 | 1.925 | 0 | 21.6454 | 0 | 2.9612 | 112.5121
[9 empty] | 2014-01-13 | 10時 | 0 | 0 | 0 | 0 | 0 | 0 | 0 | 0 | 0 | 0 | 0 | 0 | 0 | 0 | 0 | 0 | 0 | 0 | 0 | 0.024446 | 0.023776 | 0.00067044 | 0.053027 | 0.1258 | 0.04833 | 0 | 0.062913 | -0.61403 | -0.062913 | 0.062891 | 2014-10-26 | 0 | 0 | 0 | 0 | 0 | 5.3272 | 3.6402 | 1.9355 | 0 | 21.764 | 0 | 3.0221 | 113.2132
[9 empty] | 2014-01-13 | 11時 | 3.2059 | 0 | 0 | 0 | 0 | 0 | 0 | 0 | 0 | 0 | 0.32847 | 0 | 0 | 0 | 0 | 0 | 0 | 0 | 0 | 0.024026 | 0.023776 | 0.00025017 | 0.0026381 | 0.082794 | 0.05613 | 0 | -0.16268 | 1.5878 | 0.16268 | 0.24548 | 2014-10-27 | 0 | 0 | 0 | 0 | 0 | 5.355 | 3.6593 | 1.9457 | 0 | 21.8778 | 0 | 3.0431 | 113.7558
[9 empty] | 2014-01-13 | 12時 | 1.2974 | 0 | 0 | 0 | 0 | 0 | 0 | 0 | 0 | 0 | 0.13293 | 0 | 0 | 0 | 0 | 0 | 0 | 0 | 0 | 0.03053 | 0.023776 | 0.0067545 | 0.029502 | 0.33286 | 0.27283 | 0 | 0.098165 | -0.95809 | -0.098165 | 0.2347 | 2014-10-28 | 0 | 0 | 0 | 0 | 0 | 11.6904 | 8.5341 | 2.921 | 0 | 21.9073 | 0 | 3.0506 | 134.1442
[9 empty] | 2014-01-13 | 13時 | 0 | 0 | 0 | 0 | 0 | 0 | 0 | 0 | 0 | 0 | 0 | 0 | 0 | 0 | 0 | 0 | 0 | 0 | 0 | 0.024446 | 0.023776 | 0.00067044 | 0.058042 | 0.13082 | 0.04833 | 0 | 0.064678 | -0.63126 | -0.064678 | 0.06614 | 2014-10-29 | 0 | 0 | 0 | 0 | 0 | 4.6343 | 2.452 | 1.4657 | 0 | 0 | 0 | 0 | 63.4666
[9 empty] | 2014-01-13 | 14時 | 0 | 0 | 0 | 0 | 0 | 0 | 0 | 0 | 0 | 0 | 0 | 0 | 0 | 0 | 0 | 0 | 0 | 0 | 0 | 0.024026 | 0.023776 | 0.00025017 | 0.024487 | 0.10464 | 0.05613 | 0 | 0.057998 | -0.56606 | -0.057998 | 0.046645 | 2014-10-30 | 0 | 0 | 0 | 0 | 0 | 5.3737 | 3.672 | 1.9524 | 0 | 21.9539 | 0 | 2.7854 | 113.172
[9 empty] | 2014-01-13 | 15時 | 3.7321 | 0 | 0 | 0 | 0 | 0 | 0 | 0 | 0 | 0 | 0.38239 | 0 | 0 | 0 | 0 | 0 | 0 | 0 | 0 | 0.024026 | 0.023776 | 0.00025017 | 0 | 0.080156 | 0.05613 | 0 | -0.19857 | 1.9381 | 0.19857 | 0.27873 | 2014-10-31 | 0 | 0 | 0 | 0 | 0 | 5.3369 | 13.3327 | 1.9398 | 0 | 0.029107 | 0 | 0.0062958 | 93.0082
[9 empty] | 2014-01-13 | 16時 | 3.0222 | 0 | 0 | 0 | 0 | 0 | 0 | 0 | 0 | 0 | 0.30965 | 0 | 0 | 0 | 0 | 0 | 0 | 0 | 0 | 0.024446 | 0.023776 | 0.00067044 | 0.033816 | 0.10659 | 0.04833 | 0 | -0.14464 | 1.4117 | 0.14464 | 0.25123 | 2014-11-01 | 0 | 0 | 0 | 0 | 0 | 11.6084 | 8.4747 | 2.9013 | 0 | 21.7549 | 0 | 3.3362 | 134.5661
[9 empty] | 2014-01-13 | 17時 | 7.6291 | 0 | 0 | 0 | 0 | 0 | 0 | 0 | 0 | 0 | 0.78167 | 0 | 0 | 0 | 0 | 0 | 0 | 0 | 0 | 0.024446 | 0.023776 | 0.00067044 | 0.056835 | 0.28621 | 0.20493 | 0 | -0.022432 | 0.21893 | 0.022432 | 0.30864 | 2014-11-02 | 0 | 0 | 0 | 0 | 0 | 5.3537 | 13.3746 | 1.9459 | 0 | 0.029199 | 0 | 0.0070042 | 94.2616
[9 empty] | 2014-01-13 | 18時 | 4.8139 | 0 | 0 | 0 | 0 | 0 | 0 | 0 | 0 | 0 | 0.49323 | 0 | 0 | 0 | 0 | 0 | 0 | 0 | 0 | 0.036624 | 0.023776 | 0.012849 | 0.066494 | 0.4419 | 0.33878 | 0 | 0.13325 | -1.3006 | -0.13325 | 0.30864 | 2014-11-03 | 0 | 0 | 0 | 0 | 0 | 11.7583 | 8.5837 | 2.938 | 0 | 22.0346 | 0 | 3.0772 | 134.8836
[9 empty] | 2014-01-13 | 19時 | 6.6321 | 0 | 0 | 0 | 0 | 0 | 0 | 0 | 0 | 0 | 0.67952 | 0 | 0 | 0 | 0 | 0 | 0 | 0 | 0 | 0.036624 | 0.023776 | 0.012849 | 0.16307 | 0.33458 | 0.13488 | 0 | 0.080297 | -0.78369 | -0.080297 | 0.25428 | 2014-11-04 | 0 | 0 | 0 | 0 | 0 | 11.8301 | 8.6361 | 2.9559 | 0 | 22.1692 | 0 | 3.1942 | 136.0028
[9 empty] | 2014-01-13 | 20時 | 6.3156 | 0 | 0 | 0 | 0 | 0 | 0 | 0 | 0 | 0 | 0.64709 | 0 | 0 | 0 | 0 | 0 | 0 | 0 | 0 | 0.024446 | 0.023776 | 0.00067044 | 0.088224 | 0.24028 | 0.12761 | 0 | -0.068362 | 0.66721 | 0.068362 | 0.30864 | 2014-11-05 | 0 | 0 | 0 | 0 | 0 | 15.8714 | 16.1266 | 3.9687 | 0 | 22.3108 | 0 | 3.4485 | 158.2764
[9 empty] | 2014-01-13 | 21時 | 7.0834 | 0 | 0 | 0 | 0 | 0 | 0 | 0 | 0 | 0 | 0.72576 | 0 | 0 | 0 | 0 | 0 | 0 | 0 | 0 | 0.024446 | 0.023776 | 0.00067044 | 0.14284 | 0.35471 | 0.18743 | 0 | 0.046069 | -0.44963 | -0.046069 | 0.30864 | 2014-11-06 | 0 | 0 | 0 | 0 | 0 | 5.5282 | 3.7776 | 2.0086 | 0 | 22.5851 | 0 | 3.4172 | 118.0905
[9 empty] | 2014-01-13 | 22時 | 5.0875 | 0 | 0 | 0 | 0 | 0 | 0 | 0 | 0 | 0 | 0.52126 | 0 | 0 | 0 | 0 | 0 | 0 | 0 | 0 | 0.036344 | 0.023776 | 0.012568 | 0.16493 | 0.39307 | 0.19179 | 0 | 0.084426 | -0.824 | -0.084426 | 0.30864 | 2014-11-07 | 0 | 0 | 0 | 0 | 0 | 5.5808 | 13.9417 | 2.0284 | 0 | 0.030437 | 0 | 0.0071333 | 97.5234
[9 empty] | 2014-01-13 | 23時 | 0 | 0 | 0 | 0 | 0 | 0 | 0 | 0 | 0 | 0 | 0 | 0 | 0 | 0 | 0 | 0 | 0 | 0 | 0 | 0.037175 | 0.023776 | 0.013399 | 0.17268 | 0.42753 | 0.21768 | 0 | 0.21241 | -2.0731 | -0.21241 | 0.21512 | 2014-11-08 | 0 | 0 | 0 | 0 | 0 | 5.6291 | 3.8465 | 2.0452 | 0 | 22.9975 | 0 | 2.9439 | 118.0215
[9 empty] | 2014-01-14 | 0時 | 0 | 0 | 0 | 0 | 0 | 0 | 0 | 0 | 0 | 0 | 0 | 0 | 0 | 0 | 0 | 0 | 0 | 0 | 0 | 0.024026 | 0.023776 | 0.00025017 | 0 | 0.18186 | 0.15783 | 0 | 0.10377 | -1.0128 | -0.10377 | 0.078085 | 2014-11-09 | 0 | 0 | 0 | 0 | 0 | 5.618 | 3.839 | 2.0412 | 0 | 22.9523 | 0 | 3.1717 | 118.6394
[9 empty] | 2014-01-14 | 1時 | 0 | 0 | 0 | 0 | 0 | 0 | 0 | 0 | 0 | 0 | 0 | 0 | 0 | 0 | 0 | 0 | 0 | 0 | 0 | 0.024026 | 0.023776 | 0.00025017 | 0 | 0.072356 | 0.04833 | 0 | 0.036196 | -0.35327 | -0.036196 | 0.03616 | 2014-11-10 | 0 | 0 | 0 | 0 | 0 | 5.6755 | 3.8782 | 2.0621 | 0 | 23.187 | 0 | 3.3678 | 120.414
[9 empty] | 2014-01-14 | 2時 | 0 | 0 | 0 | 0 | 0 | 0 | 0 | 0 | 0 | 0 | 0 | 0 | 0 | 0 | 0 | 0 | 0 | 0 | 0 | 0.024026 | 0.023776 | 0.00025017 | 0 | 0.080156 | 0.05613 | 0 | 0.041009 | -0.40025 | -0.041009 | 0.039147 | 2014-11-11 | 0 | 0 | 0 | 0 | 0 | 12.5207 | 9.1403 | 3.1284 | 0 | 23.4634 | 0 | 3.4563 | 143.6135
[9 empty] | 2014-01-14 | 3時 | 0 | 0 | 0 | 0 | 0 | 0 | 0 | 0 | 0 | 0 | 0 | 0 | 0 | 0 | 0 | 0 | 0 | 0 | 0 | 0.024026 | 0.023776 | 0.00025017 | 0 | 0.080156 | 0.05613 | 0 | 0.041009 | -0.40025 | -0.041009 | 0.039147 | 2014-11-12 | 0 | 0 | 0 | 0 | 0 | 4.9723 | 2.6308 | 1.5726 | 0 | 0 | 0 | 0 | 68.6046
[9 empty] | 2014-01-14 | 4時 | 0 | 0 | 0 | 0 | 0 | 0 | 0 | 0 | 0 | 0 | 0 | 0 | 0 | 0 | 0 | 0 | 0 | 0 | 0 | 0.024026 | 0.023776 | 0.00025017 | 0 | 0.072356 | 0.04833 | 0 | 0.036196 | -0.35327 | -0.036196 | 0.03616 | 2014-11-13 | 0 | 0 | 0 | 0 | 0 | 5.798 | 3.9619 | 2.1066 | 0 | 23.6874 | 0 | 3.395 | 122.574
[9 empty] | 2014-01-14 | 5時 | 0 | 0 | 0 | 0 | 0 | 0 | 0 | 0 | 0 | 0 | 0 | 0 | 0 | 0 | 0 | 0 | 0 | 0 | 0 | 0.024026 | 0.023776 | 0.00025017 | 0 | 0.080156 | 0.05613 | 0 | 0.041009 | -0.40025 | -0.041009 | 0.039147 | 2014-11-14 | 0 | 0 | 0 | 0 | 0 | 5.8419 | 14.5941 | 2.1234 | 0 | 0.031861 | 0 | 0.0074611 | 101.422
[9 empty] | 2014-01-14 | 6時 | 0 | 0 | 0 | 0 | 0 | 0 | 0 | 0 | 0 | 0 | 0 | 0 | 0 | 0 | 0 | 0 | 0 | 0 | 0 | 0.024026 | 0.023776 | 0.00025017 | 0 | 0.080156 | 0.05613 | 0 | 0.041009 | -0.40025 | -0.041009 | 0.039147 | 2014-11-15 | 0 | 0 | 0 | 0 | 0 | 12.8428 | 9.3759 | 3.2098 | 0 | 24.0682 | 0 | 3.4663 | 146.6736
[9 empty] | 2014-01-14 | 7時 | 29.9615 | 6.528 | 0 | 0 | 0 | 0 | 0 | 0 | 0 | 0 | 2.401 | 0 | 0 | 0 | 0 | 0 | 0 | 0 | 0 | 0.024857 | 0.023776 | 0.0010807 | 0.023666 | 0.23404 | 0.18552 | 0 | -0.13313 | 1.2993 | 0.13313 | 0.36717 | 2014-11-16 | 0 | 0 | 0 | 0 | 0 | 5.8867 | 14.706 | 2.1396 | 0 | 0.032105 | 0 | 0.0074437 | 101.9879
[9 empty] | 2014-01-14 | 8時 | 15.3568 | 0.64895 | 0 | 0 | 0 | 0 | 0 | 0 | 0 | 0 | 1.507 | 0 | 0 | 0 | 0 | 0 | 0 | 0 | 0 | 0.031371 | 0.023776 | 0.0075951 | 0.11401 | 0.4267 | 0.28132 | 0 | 0.059526 | -0.58097 | -0.059526 | 0.36717 | 2014-11-17 | 0 | 0 | 0 | 0 | 0 | 5.898 | 4.0303 | 2.1429 | 0 | 24.0959 | 0 | 3.6233 | 125.0418
[9 empty] | 2014-01-14 | 9時 | 7.7922 | 0 | 0 | 0 | 0 | 0 | 0 | 0 | 0 | 0 | 0.79838 | 0 | 0 | 0 | 0 | 0 | 0 | 0 | 0 | 0.024446 | 0.023776 | 0.00067044 | 0.22373 | 0.50028 | 0.2521 | 0 | 0.13311 | -1.2991 | -0.13311 | 0.36717 | 2014-11-18 | 0 | 0 | 0 | 0 | 0 | 12.9614 | 9.462 | 3.2386 | 0 | 24.2892 | 0 | 3.4713 | 147.817
[9 empty] | 2014-01-14 | 10時 | 6.2615 | 0 | 0 | 0 | 0 | 0 | 0 | 0 | 0 | 0 | 0.64155 | 0 | 0 | 0 | 0 | 0 | 0 | 0 | 0 | 0.024857 | 0.023776 | 0.0010807 | 0.18888 | 0.44125 | 0.22751 | 0 | 0.074077 | -0.72299 | -0.074077 | 0.36717 | 2014-11-19 | 0 | 0 | 0 | 0 | 0 | 17.5176 | 17.7992 | 4.3803 | 0 | 24.6249 | 0 | 3.4357 | 171.8574
[9 empty] | 2014-01-14 | 11時 | 4.0959 | 0 | 0 | 0 | 0 | 0 | 0 | 0 | 0 | 0 | 0.41966 | 0 | 0 | 0 | 0 | 0 | 0 | 0 | 0 | 0.024446 | 0.023776 | 0.00067044 | 0.17015 | 0.4299 | 0.23531 | 0 | 0.062729 | -0.61223 | -0.062729 | 0.36717 | 2014-11-20 | 0 | 0 | 0 | 0 | 0 | 6.0704 | 4.1481 | 2.2056 | 0 | 24.8005 | 0 | 3.3259 | 126.9316
[9 empty] | 2014-01-14 | 12時 | 2.47 | 0 | 0 | 0 | 0 | 0 | 0 | 0 | 0 | 0 | 0.25307 | 0 | 0 | 0 | 0 | 0 | 0 | 0 | 0 | 0.03053 | 0.023776 | 0.0067545 | 0.15008 | 0.45344 | 0.27283 | 0 | 0.086274 | -0.84203 | -0.086274 | 0.36717 | 2014-11-21 | 0 | 0 | 0 | 0 | 0 | 6.0568 | 15.1311 | 2.2015 | 0 | 0.033033 | 0 | 0.0076674 | 104.5466
[9 empty] | 2014-01-14 | 13時 | 0 | 0 | 0 | 0 | 0 | 0 | 0 | 0 | 0 | 0 | 0 | 0 | 0 | 0 | 0 | 0 | 0 | 0 | 0 | 0.024446 | 0.023776 | 0.00067044 | 0.093998 | 0.16677 | 0.04833 | 0 | 0.058334 | -0.56934 | -0.058334 | 0.10844 | 2014-11-22 | 0 | 0 | 0 | 0 | 0 | 6.0775 | 4.1529 | 2.2082 | 0 | 24.8294 | 0 | 3.4235 | 127.3863
[9 empty] | 2014-01-14 | 14時 | 0 | 0 | 0 | 0 | 0 | 0 | 0 | 0 | 0 | 0 | 0 | 0 | 0 | 0 | 0 | 0 | 0 | 0 | 0 | 0.024026 | 0.023776 | 0.00025017 | 0 | 0.080156 | 0.05613 | 0 | 0.041009 | -0.40025 | -0.041009 | 0.039147 | 2014-11-23 | 0 | 0 | 0 | 0 | 0 | 13.2311 | 9.6589 | 3.3059 | 0 | 24.7946 | 0 | 3.2051 | 149.1984
[9 empty] | 2014-01-14 | 15時 | 6.9177 | 0 | 0 | 0 | 0 | 0 | 0 | 0 | 0 | 0 | 0.70878 | 0 | 0 | 0 | 0 | 0 | 0 | 0 | 0 | 0.024026 | 0.023776 | 0.00025017 | 0 | 0.080156 | 0.05613 | 0 | -0.28701 | 2.8013 | 0.28701 | 0.36717 | 2014-11-24 | 0 | 0 | 0 | 0 | 0 | 6.037 | 4.1253 | 2.1935 | 0 | 24.664 | 0 | 3.5332 | 127.0817
[9 empty] | 2014-01-14 | 16時 | 5.505 | 0 | 0 | 0 | 0 | 0 | 0 | 0 | 0 | 0 | 0.56404 | 0 | 0 | 0 | 0 | 0 | 0 | 0 | 0 | 0.024857 | 0.023776 | 0.0010807 | 0.070329 | 0.37035 | 0.27516 | 0 | 0.0031755 | -0.030992 | -0.0031755 | 0.36717 | 2014-11-25 | 0 | 0 | 0 | 0 | 0 | 13.1875 | 9.627 | 3.295 | 0 | 24.7129 | 0 | 3.6321 | 150.5513
[9 empty] | 2014-01-14 | 17時 | 5.4887 | 0 | 0 | 0 | 0 | 0 | 0 | 0 | 0 | 0 | 0.56237 | 0 | 0 | 0 | 0 | 0 | 0 | 0 | 0 | 0.036624 | 0.023776 | 0.012849 | 0.13006 | 0.44491 | 0.27822 | 0 | 0.077738 | -0.75872 | -0.077738 | 0.36717 | 2014-11-26 | 0 | 0 | 0 | 0 | 0 | 5.2421 | 2.7736 | 1.6579 | 0 | 0 | 0 | 0 | 72.3913
[9 empty] | 2014-01-14 | 18時 | 2.814 | 0 | 0 | 0 | 0 | 0 | 0 | 0 | 0 | 0 | 0.28831 | 0 | 0 | 0 | 0 | 0 | 0 | 0 | 0 | 0.036624 | 0.023776 | 0.012849 | 0.15964 | 0.41407 | 0.21781 | 0 | 0.046904 | -0.45778 | -0.046904 | 0.36717 | 2014-11-27 | 0 | 0 | 0 | 0 | 0 | 6.0478 | 4.1326 | 2.1974 | 0 | 24.7079 | 0 | 3.2896 | 126.4256
[9 empty] | 2014-01-14 | 19時 | 7.4349 | 0 | 0 | 0 | 0 | 0 | 0 | 0 | 0 | 0 | 0.76177 | 0 | 0 | 0 | 0 | 0 | 0 | 0 | 0 | 0.024026 | 0.023776 | 0.00025017 | 0.067685 | 0.2273 | 0.13559 | 0 | -0.086186 | 0.84118 | 0.086186 | 0.31349 | 2014-11-28 | 0 | 0 | 0 | 0 | 0 | 5.9909 | 14.9663 | 2.1775 | 0 | 0.032673 | 0 | 0.0070375 | 102.7868
[9 empty] | 2014-01-14 | 20時 | 5.5432 | 0 | 0 | 0 | 0 | 0 | 0 | 0 | 0 | 0 | 0.56795 | 0 | 0 | 0 | 0 | 0 | 0 | 0 | 0 | 0.024446 | 0.023776 | 0.00067044 | 0.14104 | 0.29311 | 0.12762 | 0 | -0.074065 | 0.72288 | 0.074065 | 0.36717 | 2014-11-29 | 0 | 0 | 0 | 0 | 0 | 13.0081 | 9.4966 | 3.2511 | 0 | 24.378 | 0 | 3.2883 | 147.5624
[9 empty] | 2014-01-14 | 21時 | 5.5925 | 0 | 0 | 0 | 0 | 0 | 0 | 0 | 0 | 0 | 0.573 | 0 | 0 | 0 | 0 | 0 | 0 | 0 | 0 | 0.036344 | 0.023776 | 0.012568 | 0.16291 | 0.4405 | 0.24124 | 0 | 0.073325 | -0.71565 | -0.073325 | 0.36717 | 2014-11-30 | 0 | 0 | 0 | 0 | 0 | 5.9379 | 14.8339 | 2.1583 | 0 | 0.032385 | 0 | 0.0075604 | 102.8272
[9 empty] | 2014-01-14 | 22時 | 0 | 0 | 0 | 0 | 0 | 0 | 0 | 0 | 0 | 0 | 0 | 0 | 0 | 0 | 0 | 0 | 0 | 0 | 0 | 0.036764 | 0.023776 | 0.012989 | 0.16493 | 0.38136 | 0.17966 | 0 | 0.12141 | -1.185 | -0.12141 | 0.25994 | 2014-12-01 | 0 | 0 | 0 | 0 | 0 | 5.9706 | 4.0799 | 2.1693 | 0 | 24.3928 | 0 | 3.5157 | 125.9006
[9 empty] | 2014-01-14 | 23時 | 0 | 0 | 0 | 0 | 0 | 0 | 0 | 0 | 0 | 0 | 0 | 0 | 0 | 0 | 0 | 0 | 0 | 0 | 0 | 0.03039 | 0.023776 | 0.0066144 | 0.1312 | 0.31942 | 0.15783 | 0 | 0.136 | -1.3274 | -0.136 | 0.18342 | 2014-12-02 | 0 | 0 | 0 | 0 | 0 | 13.007 | 9.4952 | 3.2499 | 0 | 24.3745 | 0 | 3.603 | 148.7413
[9 empty] | 2014-01-15 | 0時 | 0 | 0 | 0 | 0 | 0 | 0 | 0 | 0 | 0 | 0 | 0 | 0 | 0 | 0 | 0 | 0 | 0 | 0 | 0 | 0.024026 | 0.023776 | 0.00025017 | 0 | 0.18186 | 0.15783 | 0 | 0.092679 | -0.90454 | -0.092679 | 0.089178 | 2014-12-03 | 0 | 0 | 0 | 0 | 0 | 17.4171 | 17.6971 | 4.3552 | 0 | 24.4836 | 0 | 3.446 | 171.0696
[9 empty] | 2014-01-15 | 1時 | 0 | 0 | 0 | 0 | 0 | 0 | 0 | 0 | 0 | 0 | 0 | 0 | 0 | 0 | 0 | 0 | 0 | 0 | 0 | 0.024026 | 0.023776 | 0.00025017 | 0 | 0.072356 | 0.04833 | 0 | 0.030062 | -0.2934 | -0.030062 | 0.042295 | 2014-12-04 | 0 | 0 | 0 | 0 | 0 | 6.0324 | 4.1221 | 2.1918 | 0 | 24.6452 | 0 | 3.5182 | 126.9522
[9 empty] | 2014-01-15 | 2時 | 0 | 0 | 0 | 0 | 0 | 0 | 0 | 0 | 0 | 0 | 0 | 0 | 0 | 0 | 0 | 0 | 0 | 0 | 0 | 0.024026 | 0.023776 | 0.00025017 | 0 | 0.080156 | 0.05613 | 0 | 0.034522 | -0.33693 | -0.034522 | 0.045634 | 2014-12-05 | 0 | 0 | 0 | 0 | 0 | 6.0229 | 15.0462 | 2.1891 | 0 | 0.032848 | 0 | 0.0077743 | 104.2507
[9 empty] | 2014-01-15 | 3時 | 0 | 0 | 0 | 0 | 0 | 0 | 0 | 0 | 0 | 0 | 0 | 0 | 0 | 0 | 0 | 0 | 0 | 0 | 0 | 0.024026 | 0.023776 | 0.00025017 | 0 | 0.080156 | 0.05613 | 0 | 0.034522 | -0.33693 | -0.034522 | 0.045634 | 2014-12-06 | 0 | 0 | 0 | 0 | 0 | 6.0245 | 4.1167 | 2.1889 | 0 | 24.6129 | 0 | 3.73 | 127.5495
[9 empty] | 2014-01-15 | 4時 | 0 | 0 | 0 | 0 | 0 | 0 | 0 | 0 | 0 | 0 | 0 | 0 | 0 | 0 | 0 | 0 | 0 | 0 | 0 | 0.024026 | 0.023776 | 0.00025017 | 0 | 0.072356 | 0.04833 | 0 | 0.030062 | -0.2934 | -0.030062 | 0.042295 | 2014-12-07 | 0 | 0 | 0 | 0 | 0 | 6.0928 | 4.1634 | 2.2137 | 0 | 24.8917 | 0 | 3.6221 | 128.3297
[9 empty] | 2014-01-15 | 5時 | 0 | 0 | 0 | 0 | 0 | 0 | 0 | 0 | 0 | 0 | 0 | 0 | 0 | 0 | 0 | 0 | 0 | 0 | 0 | 0.024026 | 0.023776 | 0.00025017 | 0 | 0.080156 | 0.05613 | 0 | 0.034522 | -0.33693 | -0.034522 | 0.045634 | 2014-12-08 | 0 | 0 | 0 | 0 | 0 | 6.1422 | 4.1972 | 2.2317 | 0 | 25.0937 | 0 | 3.7847 | 129.7307
[9 empty] | 2014-01-15 | 6時 | 0 | 0 | 0 | 0 | 0 | 0 | 0 | 0 | 0 | 0 | 0 | 0 | 0 | 0 | 0 | 0 | 0 | 0 | 0 | 0.024026 | 0.023776 | 0.00025017 | 0 | 0.080156 | 0.05613 | 0 | 0.034522 | -0.33693 | -0.034522 | 0.045634 | 2014-12-09 | 0 | 0 | 0 | 0 | 0 | 13.5602 | 9.8991 | 3.3882 | 0 | 25.4113 | 0 | 3.7619 | 154.5566
[9 empty] | 2014-01-15 | 7時 | 24.261 | 1.6981 | 0 | 0 | 0 | 0 | 0 | 0 | 0 | 0 | 2.3118 | 0 | 0 | 0 | 0 | 0 | 0 | 0 | 0 | 0.024857 | 0.023776 | 0.0010807 | 0.023666 | 0.23404 | 0.18552 | 0 | -0.17841 | 1.7413 | 0.17841 | 0.41246 | 2014-12-10 | 0 | 0 | 0 | 0 | 0 | 5.4292 | 2.8726 | 1.7171 | 0 | 0 | 0 | 0 | 74.5682
[9 empty] | 2014-01-15 | 8時 | 8.0145 | 0 | 0 | 0 | 0 | 0 | 0 | 0 | 0 | 0 | 0.82115 | 0 | 0 | 0 | 0 | 0 | 0 | 0 | 0 | 0.031371 | 0.023776 | 0.0075951 | 0.11401 | 0.4267 | 0.28132 | 0 | 0.014239 | -0.13898 | -0.014239 | 0.41246 | 2014-12-11 | 0 | 0 | 0 | 0 | 0 | 6.2993 | 4.3045 | 2.2887 | 0 | 25.7354 | 0 | 3.4228 | 131.1209
[9 empty] | 2014-01-15 | 9時 | 4.1994 | 0 | 0 | 0 | 0 | 0 | 0 | 0 | 0 | 0 | 0.43027 | 0 | 0 | 0 | 0 | 0 | 0 | 0 | 0 | 0.024446 | 0.023776 | 0.00067044 | 0.22373 | 0.50028 | 0.2521 | 0 | 0.087822 | -0.85714 | -0.087822 | 0.41246 | 2014-12-12 | 0 | 0 | 0 | 0 | 0 | 6.2778 | 15.6832 | 2.2818 | 0 | 0.034239 | 0 | 0.0077424 | 107.5659
[9 empty] | 2014-01-15 | 10時 | 3.1863 | 0 | 0 | 0 | 0 | 0 | 0 | 0 | 0 | 0 | 0.32647 | 0 | 0 | 0 | 0 | 0 | 0 | 0 | 0 | 0.024857 | 0.023776 | 0.0010807 | 0.18888 | 0.44125 | 0.22751 | 0 | 0.028791 | -0.281 | -0.028791 | 0.41246 | 2014-12-13 | 0 | 0 | 0 | 0 | 0 | 13.6947 | 9.9978 | 3.4227 | 0 | 25.6647 | 0 | 3.7525 | 155.776
[9 empty] | 2014-01-15 | 11時 | 2.7927 | 0 | 0 | 0 | 0 | 0 | 0 | 0 | 0 | 0 | 0.28614 | 0 | 0 | 0 | 0 | 0 | 0 | 0 | 0 | 0.024446 | 0.023776 | 0.00067044 | 0.17015 | 0.4299 | 0.23531 | 0 | 0.017442 | -0.17023 | -0.017442 | 0.41246 | 2014-12-14 | 0 | 0 | 0 | 0 | 0 | 6.3199 | 15.7882 | 2.2971 | 0 | 0.034468 | 0 | 0.0079035 | 108.3515
[9 empty] | 2014-01-15 | 12時 | 1.5072 | 0 | 0 | 0 | 0 | 0 | 0 | 0 | 0 | 0 | 0.15443 | 0 | 0 | 0 | 0 | 0 | 0 | 0 | 0 | 0.03053 | 0.023776 | 0.0067545 | 0.15008 | 0.45344 | 0.27283 | 0 | 0.040987 | -0.40004 | -0.040987 | 0.41246 | 2014-12-15 | 0 | 0 | 0 | 0 | 0 | 6.3475 | 4.3374 | 2.3062 | 0 | 25.9323 | 0 | 3.7838 | 133.1977
[9 empty] | 2014-01-15 | 13時 | 0 | 0 | 0 | 0 | 0 | 0 | 0 | 0 | 0 | 0 | 0 | 0 | 0 | 0 | 0 | 0 | 0 | 0 | 0 | 0.024446 | 0.023776 | 0.00067044 | 0.093998 | 0.16677 | 0.04833 | 0 | 0.04365 | -0.42602 | -0.04365 | 0.12312 | 2014-12-16 | 0 | 0 | 0 | 0 | 0 | 13.8998 | 10.147 | 3.473 | 0 | 26.0477 | 0 | 3.8732 | 158.1851
[9 empty] | 2014-01-15 | 14時 | 0 | 0 | 0 | 0 | 0 | 0 | 0 | 0 | 0 | 0 | 0 | 0 | 0 | 0 | 0 | 0 | 0 | 0 | 0 | 0.024026 | 0.023776 | 0.00025017 | 0 | 0.080156 | 0.05613 | 0 | 0.034522 | -0.33693 | -0.034522 | 0.045634 | 2014-12-17 | 0 | 0 | 0 | 0 | 0 | 18.5917 | 18.8906 | 4.6489 | 0 | 26.1347 | 0 | 3.8898 | 182.6207
[9 empty] | 2014-01-15 | 15時 | 6.0415 | 0 | 0 | 0 | 0 | 0 | 0 | 0 | 0 | 0 | 0.619 | 0 | 0 | 0 | 0 | 0 | 0 | 0 | 0 | 0.024026 | 0.023776 | 0.00025017 | 0 | 0.080156 | 0.05613 | 0 | -0.3323 | 3.2433 | 0.3323 | 0.41246 | 2014-12-18 | 0 | 0 | 0 | 0 | 0 | 6.4368 | 4.3985 | 2.3387 | 0 | 26.2974 | 0 | 3.7606 | 134.6256
[9 empty] | 2014-01-15 | 16時 | 5.6247 | 0 | 0 | 0 | 0 | 0 | 0 | 0 | 0 | 0 | 0.57631 | 0 | 0 | 0 | 0 | 0 | 0 | 0 | 0 | 0.024857 | 0.023776 | 0.0010807 | 0.070329 | 0.37035 | 0.27516 | 0 | -0.042111 | 0.41101 | 0.042111 | 0.41246 | 2014-12-19 | 0 | 0 | 0 | 0 | 0 | 6.4255 | 16.052 | 2.3355 | 0 | 0.035044 | 0 | 0.0081521 | 110.1024
[9 empty] | 2014-01-15 | 17時 | 5.8061 | 0 | 0 | 0 | 0 | 0 | 0 | 0 | 0 | 0 | 0.59489 | 0 | 0 | 0 | 0 | 0 | 0 | 0 | 0 | 0.036624 | 0.023776 | 0.012849 | 0.13006 | 0.44491 | 0.27822 | 0 | 0.032451 | -0.31672 | -0.032451 | 0.41246 | 2014-12-20 | 0 | 0 | 0 | 0 | 0 | 6.4336 | 4.3963 | 2.3375 | 0 | 26.2841 | 0 | 3.7744 | 134.6192
[9 empty] | 2014-01-15 | 18時 | 3.1059 | 0 | 0 | 0 | 0 | 0 | 0 | 0 | 0 | 0 | 0.31823 | 0 | 0 | 0 | 0 | 0 | 0 | 0 | 0 | 0.036624 | 0.023776 | 0.012849 | 0.15964 | 0.41407 | 0.21781 | 0 | 0.0016175 | -0.015787 | -0.0016175 | 0.41246 | 2014-12-21 | 0 | 0 | 0 | 0 | 0 | 6.4659 | 4.4183 | 2.3493 | 0 | 26.416 | 0 | 3.729 | 135.0039
[9 empty] | 2014-01-15 | 19時 | 8.3917 | 0 | 0 | 0 | 0 | 0 | 0 | 0 | 0 | 0 | 0.85981 | 0 | 0 | 0 | 0 | 0 | 0 | 0 | 0 | 0.024026 | 0.023776 | 0.00025017 | 0.067685 | 0.2273 | 0.13559 | 0 | -0.13073 | 1.276 | 0.13073 | 0.35804 | 2014-12-22 | 0 | 0 | 0 | 0 | 0 | 6.5114 | 4.4494 | 2.3658 | 0 | 26.6021 | 0 | 3.6543 | 135.5078
[9 empty] | 2014-01-15 | 20時 | 6.307 | 0 | 0 | 0 | 0 | 0 | 0 | 0 | 0 | 0 | 0.64621 | 0 | 0 | 0 | 0 | 0 | 0 | 0 | 0 | 0.024446 | 0.023776 | 0.00067044 | 0.14104 | 0.29311 | 0.12762 | 0 | -0.11935 | 1.1649 | 0.11935 | 0.41246 | 2014-12-23 | 0 | 0 | 0 | 0 | 0 | 14.2199 | 10.3807 | 3.553 | 0 | 26.6475 | 0 | 3.6293 | 160.2418
[9 empty] | 2014-01-15 | 21時 | 5.8291 | 0 | 0 | 0 | 0 | 0 | 0 | 0 | 0 | 0 | 0.59724 | 0 | 0 | 0 | 0 | 0 | 0 | 0 | 0 | 0.036344 | 0.023776 | 0.012568 | 0.16291 | 0.4405 | 0.24124 | 0 | 0.028039 | -0.27366 | -0.028039 | 0.41246 | 2014-12-24 | 0 | 0 | 0 | 0 | 0 | 5.6137 | 2.9702 | 1.7754 | 0 | 0 | 0 | 0 | 76.7243
[9 empty] | 2014-01-15 | 22時 | 0 | 0 | 0 | 0 | 0 | 0 | 0 | 0 | 0 | 0 | 0 | 0 | 0 | 0 | 0 | 0 | 0 | 0 | 0 | 0.036764 | 0.023776 | 0.012989 | 0.16493 | 0.38136 | 0.17966 | 0 | 0.088812 | -0.8668 | -0.088812 | 0.29254 | 2014-12-25 | 0 | 0 | 0 | 0 | 0 | 6.5266 | 4.4598 | 2.3713 | 0 | 26.6643 | 0 | 3.9389 | 136.7758
[9 empty] | 2014-01-15 | 23時 | 0 | 0 | 0 | 0 | 0 | 0 | 0 | 0 | 0 | 0 | 0 | 0 | 0 | 0 | 0 | 0 | 0 | 0 | 0 | 0.03039 | 0.023776 | 0.0066144 | 0.1312 | 0.31942 | 0.15783 | 0 | 0.11245 | -1.0975 | -0.11245 | 0.20697 | 2014-12-26 | 0 | 0 | 0 | 0 | 0 | 6.5418 | 16.3425 | 2.3777 | 0 | 0.035678 | 0 | 0.0086743 | 112.3976
[9 empty] | 2014-01-16 | 0時 | 0 | 0 | 0 | 0 | 0 | 0 | 0 | 0 | 0 | 0 | 0 | 0 | 0 | 0 | 0 | 0 | 0 | 0 | 0 | 0.024026 | 0.023776 | 0.00025017 | 0.045276 | 0.22713 | 0.15783 | 0 | 0.13779 | -1.3449 | -0.13779 | 0.089338 | 2014-12-27 | 0 | 0 | 0 | 0 | 0 | 14.3192 | 10.4538 | 3.5788 | 0 | 26.8351 | 0 | 4.0399 | 162.7781
[9 empty] | 2014-01-16 | 1時 | 0 | 0 | 0 | 0 | 0 | 0 | 0 | 0 | 0 | 0 | 0 | 0 | 0 | 0 | 0 | 0 | 0 | 0 | 0 | 0.024026 | 0.023776 | 0.00025017 | 0 | 0.072356 | 0.04833 | 0 | 0.04565 | -0.44555 | -0.04565 | 0.026706 | 2014-12-28 | 0 | 0 | 0 | 0 | 0 | 6.5828 | 16.445 | 2.3927 | 0 | 0.035902 | 0 | 0.0087431 | 113.0404
[9 empty] | 2014-01-16 | 2時 | 0 | 0 | 0 | 0 | 0 | 0 | 0 | 0 | 0 | 0 | 0 | 0 | 0 | 0 | 0 | 0 | 0 | 0 | 0 | 0.024026 | 0.023776 | 0.00025017 | 0 | 0.080156 | 0.05613 | 0 | 0.051008 | -0.49784 | -0.051008 | 0.029148 | 2014-12-29 | 0 | 0 | 0 | 0 | 0 | 6.6309 | 4.5311 | 2.4092 | 0 | 27.0902 | 0 | 3.7869 | 137.9942
[9 empty] | 2014-01-16 | 3時 | 0 | 0 | 0 | 0 | 0 | 0 | 0 | 0 | 0 | 0 | 0 | 0 | 0 | 0 | 0 | 0 | 0 | 0 | 0 | 0.024026 | 0.023776 | 0.00025017 | 0 | 0.080156 | 0.05613 | 0 | 0.051008 | -0.49784 | -0.051008 | 0.029148 | 2014-12-30 | 0 | 0 | 0 | 0 | 0 | 5.726 | 3.0296 | 1.811 | 0 | 0 | 0 | 0 | 77.9957
[9 empty] | 2014-01-16 | 4時 | 0 | 0 | 0 | 0 | 0 | 0 | 0 | 0 | 0 | 0 | 0 | 0 | 0 | 0 | 0 | 0 | 0 | 0 | 0 | 0.024026 | 0.023776 | 0.00025017 | 0 | 0.072356 | 0.04833 | 0 | 0.04565 | -0.44555 | -0.04565 | 0.026706 | 2014-12-31 | 0 | 0 | 0 | 0 | 0 | 14.4721 | 10.5648 | 3.616 | 0 | 27.12 | 0 | 3.7109 | 162.9268
[9 empty] | 2014-01-16 | 5時 | 21.9986 | 4.3927 | 0 | 0 | 0 | 0 | 0 | 0 | 0 | 0 | 1.8039 | 0 | 0 | 0 | 0 | 0 | 0 | 0 | 0 | 0.024026 | 0.023776 | 0.00025017 | 0 | 0.080156 | 0.05613 | 0 | -0.21722 | 2.12 | 0.21722 | 0.29737
[9 empty] | 2014-01-16 | 6時 | 6.104 | 0 | 0 | 0 | 0 | 0 | 0 | 0 | 0 | 0 | 0.62541 | 0 | 0 | 0 | 0 | 0 | 0 | 0 | 0 | 0.03053 | 0.023776 | 0.0067545 | 0.018231 | 0.30998 | 0.26122 | 0 | 0.01261 | -0.12307 | -0.01261 | 0.29737
[9 empty] | 2014-01-16 | 7時 | 5.1852 | 0 | 0 | 0 | 0 | 0 | 0 | 0 | 0 | 0 | 0.53127 | 0 | 0 | 0 | 0 | 0 | 0 | 0 | 0 | 0.024857 | 0.023776 | 0.0010807 | 0.11469 | 0.3877 | 0.24816 | 0 | 0.090332 | -0.88164 | -0.090332 | 0.29737
[9 empty] | 2014-01-16 | 8時 | 5.9285 | 0 | 0 | 0 | 0 | 0 | 0 | 0 | 0 | 0 | 0.60743 | 0 | 0 | 0 | 0 | 0 | 0 | 0 | 0 | 0.024857 | 0.023776 | 0.0010807 | 0.064563 | 0.2343 | 0.14488 | 0 | -0.063075 | 0.61561 | 0.063075 | 0.29737
[9 empty] | 2014-01-16 | 9時 | 0 | 0 | 0 | 0 | 0 | 0 | 0 | 0 | 0 | 0 | 0 | 0 | 0 | 0 | 0 | 0 | 0 | 0 | 0 | 0.024026 | 0.023776 | 0.00025017 | 0.16544 | 0.52635 | 0.33688 | 0 | 0.29454 | -2.8747 | -0.29454 | 0.23181
[9 empty] | 2014-01-16 | 10時 | 0 | 0 | 0 | 0 | 0 | 0 | 0 | 0 | 0 | 0 | 0 | 0 | 0 | 0 | 0 | 0 | 0 | 0 | 0 | 0.024446 | 0.023776 | 0.00067044 | 0.053027 | 0.1258 | 0.04833 | 0 | 0.065644 | -0.64068 | -0.065644 | 0.06016
[9 empty] | 2014-01-16 | 11時 | 10.5406 | 0 | 0 | 0 | 0 | 0 | 0 | 0 | 0 | 0 | 1.08 | 0 | 0 | 0 | 0 | 0 | 0 | 0 | 0 | 0.024026 | 0.023776 | 0.00025017 | 0.0026381 | 0.082794 | 0.05613 | 0 | -0.21458 | 2.0943 | 0.21458 | 0.29737
[9 empty] | 2014-01-16 | 12時 | 4.3046 | 0 | 0 | 0 | 0 | 0 | 0 | 0 | 0 | 0 | 0.44104 | 0 | 0 | 0 | 0 | 0 | 0 | 0 | 0 | 0.03053 | 0.023776 | 0.0067545 | 0.029502 | 0.33286 | 0.27283 | 0 | 0.035489 | -0.34637 | -0.035489 | 0.29737
[9 empty] | 2014-01-16 | 13時 | 0 | 0 | 0 | 0 | 0 | 0 | 0 | 0 | 0 | 0 | 0 | 0 | 0 | 0 | 0 | 0 | 0 | 0 | 0 | 0.024446 | 0.023776 | 0.00067044 | 0.058042 | 0.13082 | 0.04833 | 0 | 0.067522 | -0.65901 | -0.067522 | 0.063296
[9 empty] | 2014-01-16 | 14時 | 0 | 0 | 0 | 0 | 0 | 0 | 0 | 0 | 0 | 0 | 0 | 0 | 0 | 0 | 0 | 0 | 0 | 0 | 0 | 0.024026 | 0.023776 | 0.00025017 | 0.024487 | 0.10464 | 0.05613 | 0 | 0.060165 | -0.58721 | -0.060165 | 0.044479
[9 empty] | 2014-01-16 | 15時 | 16.0527 | 0 | 0 | 0 | 0 | 0 | 0 | 0 | 0 | 0 | 1.6447 | 0 | 0 | 0 | 0 | 0 | 0 | 0 | 0 | 0.024026 | 0.023776 | 0.00025017 | 0 | 0.080156 | 0.05613 | 0 | -0.21722 | 2.12 | 0.21722 | 0.29737
[9 empty] | 2014-01-16 | 16時 | 5.7834 | 0 | 0 | 0 | 0 | 0 | 0 | 0 | 0 | 0 | 0.59256 | 0 | 0 | 0 | 0 | 0 | 0 | 0 | 0 | 0.024446 | 0.023776 | 0.00067044 | 0.033816 | 0.10659 | 0.04833 | 0 | -0.19078 | 1.862 | 0.19078 | 0.29737
[9 empty] | 2014-01-16 | 17時 | 14.7192 | 1.3133 | 0 | 0 | 0 | 0 | 0 | 0 | 0 | 0 | 1.3736 | 0 | 0 | 0 | 0 | 0 | 0 | 0 | 0 | 0.024446 | 0.023776 | 0.00067044 | 0.056835 | 0.28621 | 0.20493 | 0 | -0.011162 | 0.10894 | 0.011162 | 0.29737
[9 empty] | 2014-01-16 | 18時 | 6.9388 | 0 | 0 | 0 | 0 | 0 | 0 | 0 | 0 | 0 | 0.71095 | 0 | 0 | 0 | 0 | 0 | 0 | 0 | 0 | 0.036624 | 0.023776 | 0.012849 | 0.066494 | 0.4419 | 0.33878 | 0 | 0.14452 | -1.4105 | -0.14452 | 0.29737
[9 empty] | 2014-01-16 | 19時 | 10.742 | 0.57772 | 0 | 0 | 0 | 0 | 0 | 0 | 0 | 0 | 1.0414 | 0 | 0 | 0 | 0 | 0 | 0 | 0 | 0 | 0.036624 | 0.023776 | 0.012849 | 0.16307 | 0.33458 | 0.13488 | 0 | 0.09182 | -0.89617 | -0.09182 | 0.24276
[9 empty] | 2014-01-16 | 20時 | 8.2364 | 0 | 0 | 0 | 0 | 0 | 0 | 0 | 0 | 0 | 0.8439 | 0 | 0 | 0 | 0 | 0 | 0 | 0 | 0 | 0.024446 | 0.023776 | 0.00067044 | 0.088224 | 0.24028 | 0.12761 | 0 | -0.057092 | 0.55722 | 0.057092 | 0.29737
[9 empty] | 2014-01-16 | 21時 | 8.4956 | 0 | 0 | 0 | 0 | 0 | 0 | 0 | 0 | 0 | 0.87045 | 0 | 0 | 0 | 0 | 0 | 0 | 0 | 0 | 0.024446 | 0.023776 | 0.00067044 | 0.14284 | 0.35471 | 0.18743 | 0 | 0.057338 | -0.55962 | -0.057338 | 0.29737
[9 empty] | 2014-01-16 | 22時 | 5.4935 | 0 | 0 | 0 | 0 | 0 | 0 | 0 | 0 | 0 | 0.56286 | 0 | 0 | 0 | 0 | 0 | 0 | 0 | 0 | 0.036344 | 0.023776 | 0.012568 | 0.16493 | 0.39307 | 0.19179 | 0 | 0.095695 | -0.93399 | -0.095695 | 0.29737
[9 empty] | 2014-01-16 | 23時 | 0 | 0 | 0 | 0 | 0 | 0 | 0 | 0 | 0 | 0 | 0 | 0 | 0 | 0 | 0 | 0 | 0 | 0 | 0 | 0.037175 | 0.023776 | 0.013399 | 0.17268 | 0.42753 | 0.21768 | 0 | 0.22043 | -2.1514 | -0.22043 | 0.2071
[9 empty] | 2014-01-17 | 0時 | 0 | 0 | 0 | 0 | 0 | 0 | 0 | 0 | 0 | 0 | 0 | 0 | 0 | 0 | 0 | 0 | 0 | 0 | 0 | 0.024026 | 0.023776 | 0.00025017 | 0.045276 | 0.22713 | 0.15783 | 0 | 0.15044 | -1.4683 | -0.15044 | 0.076694
[9 empty] | 2014-01-17 | 1時 | 0 | 0 | 0 | 0 | 0 | 0 | 0 | 0 | 0 | 0 | 0 | 0 | 0 | 0 | 0 | 0 | 0 | 0 | 0 | 0.024026 | 0.023776 | 0.00025017 | 0 | 0.072356 | 0.04833 | 0 | 0.050755 | -0.49537 | -0.050755 | 0.021601
[9 empty] | 2014-01-17 | 2時 | 0 | 0 | 0 | 0 | 0 | 0 | 0 | 0 | 0 | 0 | 0 | 0 | 0 | 0 | 0 | 0 | 0 | 0 | 0 | 0.024026 | 0.023776 | 0.00025017 | 0 | 0.080156 | 0.05613 | 0 | 0.056407 | -0.55053 | -0.056407 | 0.02375
[9 empty] | 2014-01-17 | 3時 | 0 | 0 | 0 | 0 | 0 | 0 | 0 | 0 | 0 | 0 | 0 | 0 | 0 | 0 | 0 | 0 | 0 | 0 | 0 | 0.024026 | 0.023776 | 0.00025017 | 0 | 0.080156 | 0.05613 | 0 | 0.056407 | -0.55053 | -0.056407 | 0.02375
[9 empty] | 2014-01-17 | 4時 | 0 | 0 | 0 | 0 | 0 | 0 | 0 | 0 | 0 | 0 | 0 | 0 | 0 | 0 | 0 | 0 | 0 | 0 | 0 | 0.024026 | 0.023776 | 0.00025017 | 0 | 0.072356 | 0.04833 | 0 | 0.050755 | -0.49537 | -0.050755 | 0.021601
[9 empty] | 2014-01-17 | 5時 | 15.2058 | 0 | 0 | 0 | 0 | 0 | 0 | 0 | 0 | 0 | 1.558 | 0 | 0 | 0 | 0 | 0 | 0 | 0 | 0 | 0.024026 | 0.023776 | 0.00025017 | 0 | 0.080156 | 0.05613 | 0 | -0.17953 | 1.7522 | 0.17953 | 0.25969
[9 empty] | 2014-01-17 | 6時 | 3.948 | 0 | 0 | 0 | 0 | 0 | 0 | 0 | 0 | 0 | 0.40451 | 0 | 0 | 0 | 0 | 0 | 0 | 0 | 0 | 0.03053 | 0.023776 | 0.0067545 | 0.018231 | 0.30998 | 0.26122 | 0 | 0.050297 | -0.4909 | -0.050297 | 0.25969
[9 empty] | 2014-01-17 | 7時 | 3.452 | 0 | 0 | 0 | 0 | 0 | 0 | 0 | 0 | 0 | 0.35369 | 0 | 0 | 0 | 0 | 0 | 0 | 0 | 0 | 0.024857 | 0.023776 | 0.0010807 | 0.11469 | 0.3877 | 0.24816 | 0 | 0.12802 | -1.2495 | -0.12802 | 0.25969
[9 empty] | 2014-01-17 | 8時 | 3.1113 | 0 | 0 | 0 | 0 | 0 | 0 | 0 | 0 | 0 | 0.31878 | 0 | 0 | 0 | 0 | 0 | 0 | 0 | 0 | 0.024857 | 0.023776 | 0.0010807 | 0.064563 | 0.2343 | 0.14488 | 0 | -0.025388 | 0.24779 | 0.025388 | 0.25969
[9 empty] | 2014-01-17 | 9時 | 0 | 0 | 0 | 0 | 0 | 0 | 0 | 0 | 0 | 0 | 0 | 0 | 0 | 0 | 0 | 0 | 0 | 0 | 0 | 0.024026 | 0.023776 | 0.00025017 | 0.16544 | 0.52635 | 0.33688 | 0 | 0.32433 | -3.1655 | -0.32433 | 0.20202
[9 empty] | 2014-01-17 | 10時 | 0 | 0 | 0 | 0 | 0 | 0 | 0 | 0 | 0 | 0 | 0 | 0 | 0 | 0 | 0 | 0 | 0 | 0 | 0 | 0.024446 | 0.023776 | 0.00067044 | 0.053027 | 0.1258 | 0.04833 | 0 | 0.074776 | -0.72981 | -0.074776 | 0.051028
[9 empty] | 2014-01-17 | 11時 | 6.0367 | 0 | 0 | 0 | 0 | 0 | 0 | 0 | 0 | 0 | 0.61852 | 0 | 0 | 0 | 0 | 0 | 0 | 0 | 0 | 0.024026 | 0.023776 | 0.00025017 | 0.0026381 | 0.082794 | 0.05613 | 0 | -0.17689 | 1.7265 | 0.17689 | 0.25969
[9 empty] | 2014-01-17 | 12時 | 2.5495 | 0 | 0 | 0 | 0 | 0 | 0 | 0 | 0 | 0 | 0.26122 | 0 | 0 | 0 | 0 | 0 | 0 | 0 | 0 | 0.03053 | 0.023776 | 0.0067545 | 0.029502 | 0.33286 | 0.27283 | 0 | 0.073176 | -0.7142 | -0.073176 | 0.25969
[9 empty] | 2014-01-17 | 13時 | 0 | 0 | 0 | 0 | 0 | 0 | 0 | 0 | 0 | 0 | 0 | 0 | 0 | 0 | 0 | 0 | 0 | 0 | 0 | 0.024446 | 0.023776 | 0.00067044 | 0.058042 | 0.13082 | 0.04833 | 0 | 0.077031 | -0.75183 | -0.077031 | 0.053787
[9 empty] | 2014-01-17 | 14時 | 0 | 0 | 0 | 0 | 0 | 0 | 0 | 0 | 0 | 0 | 0 | 0 | 0 | 0 | 0 | 0 | 0 | 0 | 0 | 0.024026 | 0.023776 | 0.00025017 | 0.024487 | 0.10464 | 0.05613 | 0 | 0.067409 | -0.65791 | -0.067409 | 0.037235
[9 empty] | 2014-01-17 | 15時 | 4.811 | 0 | 0 | 0 | 0 | 0 | 0 | 0 | 0 | 0 | 0.49293 | 0 | 0 | 0 | 0 | 0 | 0 | 0 | 0 | 0.024026 | 0.023776 | 0.00025017 | 0 | 0.080156 | 0.05613 | 0 | -0.17953 | 1.7522 | 0.17953 | 0.25969
[9 empty] | 2014-01-17 | 16時 | 2.7026 | 0 | 0 | 0 | 0 | 0 | 0 | 0 | 0 | 0 | 0.2769 | 0 | 0 | 0 | 0 | 0 | 0 | 0 | 0 | 0.024446 | 0.023776 | 0.00067044 | 0.033816 | 0.10659 | 0.04833 | 0 | -0.086316 | 0.84245 | 0.086316 | 0.19291
[9 empty] | 2014-01-17 | 17時 | 9.0941 | 0 | 0 | 0 | 0 | 0 | 0 | 0 | 0 | 0 | 0.93178 | 0 | 0 | 0 | 0 | 0 | 0 | 0 | 0 | 0.024446 | 0.023776 | 0.00067044 | 0.056835 | 0.28621 | 0.20493 | 0 | 0.026525 | -0.25888 | -0.026525 | 0.25969
[9 empty] | 2014-01-17 | 18時 | 4.8214 | 0 | 0 | 0 | 0 | 0 | 0 | 0 | 0 | 0 | 0.494 | 0 | 0 | 0 | 0 | 0 | 0 | 0 | 0 | 0.036624 | 0.023776 | 0.012849 | 0.066494 | 0.4419 | 0.33878 | 0 | 0.18221 | -1.7784 | -0.18221 | 0.25969
[9 empty] | 2014-01-17 | 19時 | 7.0473 | 0 | 0 | 0 | 0 | 0 | 0 | 0 | 0 | 0 | 0.72206 | 0 | 0 | 0 | 0 | 0 | 0 | 0 | 0 | 0.036624 | 0.023776 | 0.012849 | 0.16307 | 0.33458 | 0.13488 | 0 | 0.1258 | -1.2278 | -0.1258 | 0.20878
[9 empty] | 2014-01-17 | 20時 | 6.0549 | 0 | 0 | 0 | 0 | 0 | 0 | 0 | 0 | 0 | 0.62038 | 0 | 0 | 0 | 0 | 0 | 0 | 0 | 0 | 0.024446 | 0.023776 | 0.00067044 | 0.088224 | 0.24028 | 0.12761 | 0 | -0.019406 | 0.1894 | 0.019406 | 0.25969
[9 empty] | 2014-01-17 | 21時 | 7.0025 | 0 | 0 | 0 | 0 | 0 | 0 | 0 | 0 | 0 | 0.71747 | 0 | 0 | 0 | 0 | 0 | 0 | 0 | 0 | 0.024446 | 0.023776 | 0.00067044 | 0.14284 | 0.35471 | 0.18743 | 0 | 0.095025 | -0.92744 | -0.095025 | 0.25969
[9 empty] | 2014-01-17 | 22時 | 5.0459 | 0 | 0 | 0 | 0 | 0 | 0 | 0 | 0 | 0 | 0.517 | 0 | 0 | 0 | 0 | 0 | 0 | 0 | 0 | 0.036344 | 0.023776 | 0.012568 | 0.16493 | 0.39307 | 0.19179 | 0 | 0.13338 | -1.3018 | -0.13338 | 0.25969
[9 empty] | 2014-01-17 | 23時 | 0 | 0 | 0 | 0 | 0 | 0 | 0 | 0 | 0 | 0 | 0 | 0 | 0 | 0 | 0 | 0 | 0 | 0 | 0 | 0.037175 | 0.023776 | 0.013399 | 0.17268 | 0.42753 | 0.21768 | 0 | 0.24725 | -2.4132 | -0.24725 | 0.18028
[9 empty] | 2014-01-18 | 0時 | 0 | 0 | 0 | 0 | 0 | 0 | 0 | 0 | 0 | 0 | 0 | 0 | 0 | 0 | 0 | 0 | 0 | 0 | 0 | 0.024026 | 0.023776 | 0.00025017 | 0.045276 | 0.22713 | 0.15783 | 0 | 0.13657 | -1.3329 | -0.13657 | 0.090565
[9 empty] | 2014-01-18 | 1時 | 0 | 0 | 0 | 0 | 0 | 0 | 0 | 0 | 0 | 0 | 0 | 0 | 0 | 0 | 0 | 0 | 0 | 0 | 0 | 0.024026 | 0.023776 | 0.00025017 | 0 | 0.072356 | 0.04833 | 0 | 0.045155 | -0.44071 | -0.045155 | 0.027202
[9 empty] | 2014-01-18 | 2時 | 0 | 0 | 0 | 0 | 0 | 0 | 0 | 0 | 0 | 0 | 0 | 0 | 0 | 0 | 0 | 0 | 0 | 0 | 0 | 0.024026 | 0.023776 | 0.00025017 | 0 | 0.080156 | 0.05613 | 0 | 0.050484 | -0.49273 | -0.050484 | 0.029672
[9 empty] | 2014-01-18 | 3時 | 0 | 0 | 0 | 0 | 0 | 0 | 0 | 0 | 0 | 0 | 0 | 0 | 0 | 0 | 0 | 0 | 0 | 0 | 0 | 0.024026 | 0.023776 | 0.00025017 | 0 | 0.080156 | 0.05613 | 0 | 0.050484 | -0.49273 | -0.050484 | 0.029672
[9 empty] | 2014-01-18 | 4時 | 0 | 0 | 0 | 0 | 0 | 0 | 0 | 0 | 0 | 0 | 0 | 0 | 0 | 0 | 0 | 0 | 0 | 0 | 0 | 0.024026 | 0.023776 | 0.00025017 | 0 | 0.072356 | 0.04833 | 0 | 0.045155 | -0.44071 | -0.045155 | 0.027202
[9 empty] | 2014-01-18 | 5時 | 20.1309 | 2.5828 | 0 | 0 | 0 | 0 | 0 | 0 | 0 | 0 | 1.798 | 0 | 0 | 0 | 0 | 0 | 0 | 0 | 0 | 0.024026 | 0.023776 | 0.00025017 | 0 | 0.080156 | 0.05613 | 0 | -0.22087 | 2.1557 | 0.22087 | 0.30103
[9 empty] | 2014-01-18 | 6時 | 5.5813 | 0 | 0 | 0 | 0 | 0 | 0 | 0 | 0 | 0 | 0.57186 | 0 | 0 | 0 | 0 | 0 | 0 | 0 | 0 | 0.03053 | 0.023776 | 0.0067545 | 0.018231 | 0.30998 | 0.26122 | 0 | 0.0089529 | -0.08738 | -0.0089529 | 0.30103
[9 empty] | 2014-01-18 | 7時 | 3.7448 | 0 | 0 | 0 | 0 | 0 | 0 | 0 | 0 | 0 | 0.38369 | 0 | 0 | 0 | 0 | 0 | 0 | 0 | 0 | 0.024857 | 0.023776 | 0.0010807 | 0.11469 | 0.3877 | 0.24816 | 0 | 0.086675 | -0.84594 | -0.086675 | 0.30103
[9 empty] | 2014-01-18 | 8時 | 3.3372 | 0 | 0 | 0 | 0 | 0 | 0 | 0 | 0 | 0 | 0.34193 | 0 | 0 | 0 | 0 | 0 | 0 | 0 | 0 | 0.024857 | 0.023776 | 0.0010807 | 0.064563 | 0.2343 | 0.14488 | 0 | -0.066732 | 0.65131 | 0.066732 | 0.30103
[9 empty] | 2014-01-18 | 9時 | 0 | 0 | 0 | 0 | 0 | 0 | 0 | 0 | 0 | 0 | 0 | 0 | 0 | 0 | 0 | 0 | 0 | 0 | 0 | 0.024026 | 0.023776 | 0.00025017 | 0.16544 | 0.52635 | 0.33688 | 0 | 0.29164 | -2.8465 | -0.29164 | 0.2347
[9 empty] | 2014-01-18 | 10時 | 0 | 0 | 0 | 0 | 0 | 0 | 0 | 0 | 0 | 0 | 0 | 0 | 0 | 0 | 0 | 0 | 0 | 0 | 0 | 0.024446 | 0.023776 | 0.00067044 | 0.053027 | 0.1258 | 0.04833 | 0 | 0.064758 | -0.63203 | -0.064758 | 0.061046
[9 empty] | 2014-01-18 | 11時 | 3.7999 | 0 | 0 | 0 | 0 | 0 | 0 | 0 | 0 | 0 | 0.38933 | 0 | 0 | 0 | 0 | 0 | 0 | 0 | 0 | 0.024026 | 0.023776 | 0.00025017 | 0.0026381 | 0.082794 | 0.05613 | 0 | -0.19509 | 1.9041 | 0.19509 | 0.27789
[9 empty] | 2014-01-18 | 12時 | 1.799 | 0 | 0 | 0 | 0 | 0 | 0 | 0 | 0 | 0 | 0.18432 | 0 | 0 | 0 | 0 | 0 | 0 | 0 | 0 | 0.03053 | 0.023776 | 0.0067545 | 0.029502 | 0.33286 | 0.27283 | 0 | 0.071495 | -0.69779 | -0.071495 | 0.26137
[9 empty] | 2014-01-18 | 13時 | 0 | 0 | 0 | 0 | 0 | 0 | 0 | 0 | 0 | 0 | 0 | 0 | 0 | 0 | 0 | 0 | 0 | 0 | 0 | 0.024446 | 0.023776 | 0.00067044 | 0.058042 | 0.13082 | 0.04833 | 0 | 0.066599 | -0.65001 | -0.066599 | 0.064219
[9 empty] | 2014-01-18 | 14時 | 0 | 0 | 0 | 0 | 0 | 0 | 0 | 0 | 0 | 0 | 0 | 0 | 0 | 0 | 0 | 0 | 0 | 0 | 0 | 0.024026 | 0.023776 | 0.00025017 | 0.024487 | 0.10464 | 0.05613 | 0 | 0.059462 | -0.58034 | -0.059462 | 0.045182
[9 empty] | 2014-01-18 | 15時 | 4.8192 | 0 | 0 | 0 | 0 | 0 | 0 | 0 | 0 | 0 | 0.49377 | 0 | 0 | 0 | 0 | 0 | 0 | 0 | 0 | 0.024026 | 0.023776 | 0.00025017 | 0 | 0.080156 | 0.05613 | 0 | -0.22087 | 2.1557 | 0.22087 | 0.30103
[9 empty] | 2014-01-18 | 16時 | 3.3161 | 0 | 0 | 0 | 0 | 0 | 0 | 0 | 0 | 0 | 0.33976 | 0 | 0 | 0 | 0 | 0 | 0 | 0 | 0 | 0.024446 | 0.023776 | 0.00067044 | 0.033816 | 0.10659 | 0.04833 | 0 | -0.15744 | 1.5366 | 0.15744 | 0.26403
[9 empty] | 2014-01-18 | 17時 | 8.2081 | 0 | 0 | 0 | 0 | 0 | 0 | 0 | 0 | 0 | 0.841 | 0 | 0 | 0 | 0 | 0 | 0 | 0 | 0 | 0.024446 | 0.023776 | 0.00067044 | 0.056835 | 0.28621 | 0.20493 | 0 | -0.014819 | 0.14464 | 0.014819 | 0.30103
[9 empty] | 2014-01-18 | 18時 | 4.8605 | 0 | 0 | 0 | 0 | 0 | 0 | 0 | 0 | 0 | 0.498 | 0 | 0 | 0 | 0 | 0 | 0 | 0 | 0 | 0.036624 | 0.023776 | 0.012849 | 0.066494 | 0.4419 | 0.33878 | 0 | 0.14087 | -1.3749 | -0.14087 | 0.30103
[9 empty] | 2014-01-18 | 19時 | 6.7953 | 0 | 0 | 0 | 0 | 0 | 0 | 0 | 0 | 0 | 0.69624 | 0 | 0 | 0 | 0 | 0 | 0 | 0 | 0 | 0.036624 | 0.023776 | 0.012849 | 0.16307 | 0.33458 | 0.13488 | 0 | 0.087113 | -0.85022 | -0.087113 | 0.24746
[9 empty] | 2014-01-18 | 20時 | 6.3232 | 0 | 0 | 0 | 0 | 0 | 0 | 0 | 0 | 0 | 0.64787 | 0 | 0 | 0 | 0 | 0 | 0 | 0 | 0 | 0.024446 | 0.023776 | 0.00067044 | 0.088224 | 0.24028 | 0.12761 | 0 | -0.06075 | 0.59292 | 0.06075 | 0.30103
[9 empty] | 2014-01-18 | 21時 | 7.261 | 0 | 0 | 0 | 0 | 0 | 0 | 0 | 0 | 0 | 0.74396 | 0 | 0 | 0 | 0 | 0 | 0 | 0 | 0 | 0.024446 | 0.023776 | 0.00067044 | 0.14284 | 0.35471 | 0.18743 | 0 | 0.053681 | -0.52393 | -0.053681 | 0.30103
[9 empty] | 2014-01-18 | 22時 | 5.3223 | 0 | 0 | 0 | 0 | 0 | 0 | 0 | 0 | 0 | 0.54532 | 0 | 0 | 0 | 0 | 0 | 0 | 0 | 0 | 0.036344 | 0.023776 | 0.012568 | 0.16493 | 0.39307 | 0.19179 | 0 | 0.092038 | -0.89829 | -0.092038 | 0.30103
[9 empty] | 2014-01-18 | 23時 | 0 | 0 | 0 | 0 | 0 | 0 | 0 | 0 | 0 | 0 | 0 | 0 | 0 | 0 | 0 | 0 | 0 | 0 | 0 | 0.037175 | 0.023776 | 0.013399 | 0.17268 | 0.42753 | 0.21768 | 0 | 0.21783 | -2.126 | -0.21783 | 0.20971
[9 empty] | 2014-01-19 | 0時 | 0 | 0 | 0 | 0 | 0 | 0 | 0 | 0 | 0 | 0 | 0 | 0 | 0 | 0 | 0 | 0 | 0 | 0 | 0 | 0.024026 | 0.023776 | 0.00025017 | 0.045276 | 0.22713 | 0.15783 | 0 | 0.13871 | -1.3539 | -0.13871 | 0.088418
[9 empty] | 2014-01-19 | 1時 | 0 | 0 | 0 | 0 | 0 | 0 | 0 | 0 | 0 | 0 | 0 | 0 | 0 | 0 | 0 | 0 | 0 | 0 | 0 | 0.024026 | 0.023776 | 0.00025017 | 0 | 0.072356 | 0.04833 | 0 | 0.046022 | -0.44917 | -0.046022 | 0.026335
[9 empty] | 2014-01-19 | 2時 | 0 | 0 | 0 | 0 | 0 | 0 | 0 | 0 | 0 | 0 | 0 | 0 | 0 | 0 | 0 | 0 | 0 | 0 | 0 | 0.024026 | 0.023776 | 0.00025017 | 0 | 0.080156 | 0.05613 | 0 | 0.051401 | -0.50167 | -0.051401 | 0.028755
[9 empty] | 2014-01-19 | 3時 | 0 | 0 | 0 | 0 | 0 | 0 | 0 | 0 | 0 | 0 | 0 | 0 | 0 | 0 | 0 | 0 | 0 | 0 | 0 | 0.024026 | 0.023776 | 0.00025017 | 0 | 0.080156 | 0.05613 | 0 | 0.051401 | -0.50167 | -0.051401 | 0.028755
[9 empty] | 2014-01-19 | 4時 | 0 | 0 | 0 | 0 | 0 | 0 | 0 | 0 | 0 | 0 | 0 | 0 | 0 | 0 | 0 | 0 | 0 | 0 | 0 | 0.024026 | 0.023776 | 0.00025017 | 0 | 0.072356 | 0.04833 | 0 | 0.046022 | -0.44917 | -0.046022 | 0.026335
[9 empty] | 2014-01-19 | 5時 | 24.0301 | 6.4155 | 0 | 0 | 0 | 0 | 0 | 0 | 0 | 0 | 1.8048 | 0 | 0 | 0 | 0 | 0 | 0 | 0 | 0 | 0.024026 | 0.023776 | 0.00025017 | 0 | 0.080156 | 0.05613 | 0 | -0.21447 | 2.0933 | 0.21447 | 0.29463
[9 empty] | 2014-01-19 | 6時 | 5.954 | 0 | 0 | 0 | 0 | 0 | 0 | 0 | 0 | 0 | 0.61004 | 0 | 0 | 0 | 0 | 0 | 0 | 0 | 0 | 0.03053 | 0.023776 | 0.0067545 | 0.018231 | 0.30998 | 0.26122 | 0 | 0.015353 | -0.14985 | -0.015353 | 0.29463
[9 empty] | 2014-01-19 | 7時 | 4.4324 | 0 | 0 | 0 | 0 | 0 | 0 | 0 | 0 | 0 | 0.45414 | 0 | 0 | 0 | 0 | 0 | 0 | 0 | 0 | 0.024857 | 0.023776 | 0.0010807 | 0.11469 | 0.3877 | 0.24816 | 0 | 0.093075 | -0.90841 | -0.093075 | 0.29463
[9 empty] | 2014-01-19 | 8時 | 2.9507 | 0 | 0 | 0 | 0 | 0 | 0 | 0 | 0 | 0 | 0.30232 | 0 | 0 | 0 | 0 | 0 | 0 | 0 | 0 | 0.024857 | 0.023776 | 0.0010807 | 0.064563 | 0.2343 | 0.14488 | 0 | -0.060332 | 0.58884 | 0.060332 | 0.29463
[9 empty] | 2014-01-19 | 9時 | 0 | 0 | 0 | 0 | 0 | 0 | 0 | 0 | 0 | 0 | 0 | 0 | 0 | 0 | 0 | 0 | 0 | 0 | 0 | 0.024026 | 0.023776 | 0.00025017 | 0.16544 | 0.52635 | 0.33688 | 0 | 0.2967 | -2.8958 | -0.2967 | 0.22964
[9 empty] | 2014-01-19 | 10時 | 0 | 0 | 0 | 0 | 0 | 0 | 0 | 0 | 0 | 0 | 0 | 0 | 0 | 0 | 0 | 0 | 0 | 0 | 0 | 0.024446 | 0.023776 | 0.00067044 | 0.053027 | 0.1258 | 0.04833 | 0 | 0.066309 | -0.64717 | -0.066309 | 0.059495
[9 empty] | 2014-01-19 | 11時 | 5.9934 | 0 | 0 | 0 | 0 | 0 | 0 | 0 | 0 | 0 | 0.61407 | 0 | 0 | 0 | 0 | 0 | 0 | 0 | 0 | 0.024026 | 0.023776 | 0.00025017 | 0.0026381 | 0.082794 | 0.05613 | 0 | -0.21183 | 2.0675 | 0.21183 | 0.29463
[9 empty] | 2014-01-19 | 12時 | 2.8788 | 0 | 0 | 0 | 0 | 0 | 0 | 0 | 0 | 0 | 0.29496 | 0 | 0 | 0 | 0 | 0 | 0 | 0 | 0 | 0.03053 | 0.023776 | 0.0067545 | 0.029502 | 0.33286 | 0.27283 | 0 | 0.038232 | -0.37315 | -0.038232 | 0.29463
[9 empty] | 2014-01-19 | 13時 | 0 | 0 | 0 | 0 | 0 | 0 | 0 | 0 | 0 | 0 | 0 | 0 | 0 | 0 | 0 | 0 | 0 | 0 | 0 | 0.024446 | 0.023776 | 0.00067044 | 0.058042 | 0.13082 | 0.04833 | 0 | 0.068214 | -0.66577 | -0.068214 | 0.062604
[9 empty] | 2014-01-19 | 14時 | 0 | 0 | 0 | 0 | 0 | 0 | 0 | 0 | 0 | 0 | 0 | 0 | 0 | 0 | 0 | 0 | 0 | 0 | 0 | 0.024026 | 0.023776 | 0.00025017 | 0.024487 | 0.10464 | 0.05613 | 0 | 0.060692 | -0.59235 | -0.060692 | 0.043951
[9 empty] | 2014-01-19 | 15時 | 6.6361 | 0 | 0 | 0 | 0 | 0 | 0 | 0 | 0 | 0 | 0.67993 | 0 | 0 | 0 | 0 | 0 | 0 | 0 | 0 | 0.024026 | 0.023776 | 0.00025017 | 0 | 0.080156 | 0.05613 | 0 | -0.21447 | 2.0933 | 0.21447 | 0.29463
[9 empty] | 2014-01-19 | 16時 | 4.2554 | 0 | 0 | 0 | 0 | 0 | 0 | 0 | 0 | 0 | 0.436 | 0 | 0 | 0 | 0 | 0 | 0 | 0 | 0 | 0.024446 | 0.023776 | 0.00067044 | 0.033816 | 0.10659 | 0.04833 | 0 | -0.18804 | 1.8352 | 0.18804 | 0.29463
[9 empty] | 2014-01-19 | 17時 | 10.8959 | 0 | 0 | 0 | 0 | 0 | 0 | 0 | 0 | 0 | 1.1164 | 0 | 0 | 0 | 0 | 0 | 0 | 0 | 0 | 0.024446 | 0.023776 | 0.00067044 | 0.056835 | 0.28621 | 0.20493 | 0 | -0.0084187 | 0.082167 | 0.0084187 | 0.29463
[9 empty] | 2014-01-19 | 18時 | 5.8597 | 0 | 0 | 0 | 0 | 0 | 0 | 0 | 0 | 0 | 0.60038 | 0 | 0 | 0 | 0 | 0 | 0 | 0 | 0 | 0.036624 | 0.023776 | 0.012849 | 0.066494 | 0.4419 | 0.33878 | 0 | 0.14727 | -1.4373 | -0.14727 | 0.29463
[9 empty] | 2014-01-19 | 19時 | 8.7482 | 0 | 0 | 0 | 0 | 0 | 0 | 0 | 0 | 0 | 0.89633 | 0 | 0 | 0 | 0 | 0 | 0 | 0 | 0 | 0.036624 | 0.023776 | 0.012849 | 0.16307 | 0.33458 | 0.13488 | 0 | 0.096086 | -0.9378 | -0.096086 | 0.23849
[9 empty] | 2014-01-19 | 20時 | 7.6125 | 0 | 0 | 0 | 0 | 0 | 0 | 0 | 0 | 0 | 0.77997 | 0 | 0 | 0 | 0 | 0 | 0 | 0 | 0 | 0.024446 | 0.023776 | 0.00067044 | 0.088224 | 0.24028 | 0.12761 | 0 | -0.054349 | 0.53045 | 0.054349 | 0.29463
[9 empty] | 2014-01-19 | 21時 | 8.2126 | 0 | 0 | 0 | 0 | 0 | 0 | 0 | 0 | 0 | 0.84145 | 0 | 0 | 0 | 0 | 0 | 0 | 0 | 0 | 0.024446 | 0.023776 | 0.00067044 | 0.14284 | 0.35471 | 0.18743 | 0 | 0.060081 | -0.58639 | -0.060081 | 0.29463
[9 empty] | 2014-01-19 | 22時 | 5.792 | 0 | 0 | 0 | 0 | 0 | 0 | 0 | 0 | 0 | 0.59344 | 0 | 0 | 0 | 0 | 0 | 0 | 0 | 0 | 0.036344 | 0.023776 | 0.012568 | 0.16493 | 0.39307 | 0.19179 | 0 | 0.098439 | -0.96076 | -0.098439 | 0.29463
[9 empty] | 2014-01-19 | 23時 | 0 | 0 | 0 | 0 | 0 | 0 | 0 | 0 | 0 | 0 | 0 | 0 | 0 | 0 | 0 | 0 | 0 | 0 | 0 | 0.037175 | 0.023776 | 0.013399 | 0.17268 | 0.42753 | 0.21768 | 0 | 0.22238 | -2.1704 | -0.22238 | 0.20515
[9 empty] | 2014-01-20 | 0時 | 0 | 0 | 0 | 0 | 0 | 0 | 0 | 0 | 0 | 0 | 0 | 0 | 0 | 0 | 0 | 0 | 0 | 0 | 0 | 0.024026 | 0.023776 | 0.00025017 | 0.045276 | 0.22713 | 0.15783 | 0 | 0.13801 | -1.347 | -0.13801 | 0.089123
[9 empty] | 2014-01-20 | 1時 | 0 | 0 | 0 | 0 | 0 | 0 | 0 | 0 | 0 | 0 | 0 | 0 | 0 | 0 | 0 | 0 | 0 | 0 | 0 | 0.024026 | 0.023776 | 0.00025017 | 0 | 0.072356 | 0.04833 | 0 | 0.045737 | -0.44639 | -0.045737 | 0.026619
[9 empty] | 2014-01-20 | 2時 | 0 | 0 | 0 | 0 | 0 | 0 | 0 | 0 | 0 | 0 | 0 | 0 | 0 | 0 | 0 | 0 | 0 | 0 | 0 | 0.024026 | 0.023776 | 0.00025017 | 0 | 0.080156 | 0.05613 | 0 | 0.0511 | -0.49874 | -0.0511 | 0.029056
[9 empty] | 2014-01-20 | 3時 | 0 | 0 | 0 | 0 | 0 | 0 | 0 | 0 | 0 | 0 | 0 | 0 | 0 | 0 | 0 | 0 | 0 | 0 | 0 | 0.024026 | 0.023776 | 0.00025017 | 0 | 0.080156 | 0.05613 | 0 | 0.0511 | -0.49874 | -0.0511 | 0.029056
[9 empty] | 2014-01-20 | 4時 | 0 | 0 | 0 | 0 | 0 | 0 | 0 | 0 | 0 | 0 | 0 | 0 | 0 | 0 | 0 | 0 | 0 | 0 | 0 | 0.024026 | 0.023776 | 0.00025017 | 0 | 0.072356 | 0.04833 | 0 | 0.045737 | -0.44639 | -0.045737 | 0.026619
[9 empty] | 2014-01-20 | 5時 | 22.6084 | 4.684 | 0 | 0 | 0 | 0 | 0 | 0 | 0 | 0 | 1.8365 | 0 | 0 | 0 | 0 | 0 | 0 | 0 | 0 | 0.024026 | 0.023776 | 0.00025017 | 0 | 0.080156 | 0.05613 | 0 | -0.21658 | 2.1138 | 0.21658 | 0.29673
[9 empty] | 2014-01-20 | 6時 | 9.969 | 0 | 0 | 0 | 0 | 0 | 0 | 0 | 0 | 0 | 1.0214 | 0 | 0 | 0 | 0 | 0 | 0 | 0 | 0 | 0.03053 | 0.023776 | 0.0067545 | 0.018231 | 0.30998 | 0.26122 | 0 | 0.013251 | -0.12933 | -0.013251 | 0.29673
[9 empty] | 2014-01-20 | 7時 | 5.7514 | 0 | 0 | 0 | 0 | 0 | 0 | 0 | 0 | 0 | 0.58928 | 0 | 0 | 0 | 0 | 0 | 0 | 0 | 0 | 0.024857 | 0.023776 | 0.0010807 | 0.11469 | 0.3877 | 0.24816 | 0 | 0.090973 | -0.8879 | -0.090973 | 0.29673
[9 empty] | 2014-01-20 | 8時 | 3.6418 | 0 | 0 | 0 | 0 | 0 | 0 | 0 | 0 | 0 | 0.37314 | 0 | 0 | 0 | 0 | 0 | 0 | 0 | 0 | 0.024857 | 0.023776 | 0.0010807 | 0.064563 | 0.2343 | 0.14488 | 0 | -0.062434 | 0.60935 | 0.062434 | 0.29673
[9 empty] | 2014-01-20 | 9時 | 0 | 0 | 0 | 0 | 0 | 0 | 0 | 0 | 0 | 0 | 0 | 0 | 0 | 0 | 0 | 0 | 0 | 0 | 0 | 0.024026 | 0.023776 | 0.00025017 | 0.16544 | 0.52635 | 0.33688 | 0 | 0.29504 | -2.8796 | -0.29504 | 0.23131
[9 empty] | 2014-01-20 | 10時 | 0 | 0 | 0 | 0 | 0 | 0 | 0 | 0 | 0 | 0 | 0 | 0 | 0 | 0 | 0 | 0 | 0 | 0 | 0 | 0.024446 | 0.023776 | 0.00067044 | 0.053027 | 0.1258 | 0.04833 | 0 | 0.065799 | -0.6422 | -0.065799 | 0.060004
[9 empty] | 2014-01-20 | 11時 | 4.7937 | 0 | 0 | 0 | 0 | 0 | 0 | 0 | 0 | 0 | 0.49116 | 0 | 0 | 0 | 0 | 0 | 0 | 0 | 0 | 0.024026 | 0.023776 | 0.00025017 | 0.0026381 | 0.082794 | 0.05613 | 0 | -0.21394 | 2.088 | 0.21394 | 0.29673
[9 empty] | 2014-01-20 | 12時 | 2.4139 | 0 | 0 | 0 | 0 | 0 | 0 | 0 | 0 | 0 | 0.24733 | 0 | 0 | 0 | 0 | 0 | 0 | 0 | 0 | 0.03053 | 0.023776 | 0.0067545 | 0.029502 | 0.33286 | 0.27283 | 0 | 0.03613 | -0.35263 | -0.03613 | 0.29673
[9 empty] | 2014-01-20 | 13時 | 0 | 0 | 0 | 0 | 0 | 0 | 0 | 0 | 0 | 0 | 0 | 0 | 0 | 0 | 0 | 0 | 0 | 0 | 0 | 0.024446 | 0.023776 | 0.00067044 | 0.058042 | 0.13082 | 0.04833 | 0 | 0.067684 | -0.66059 | -0.067684 | 0.063135
[9 empty] | 2014-01-20 | 14時 | 0 | 0 | 0 | 0 | 0 | 0 | 0 | 0 | 0 | 0 | 0 | 0 | 0 | 0 | 0 | 0 | 0 | 0 | 0 | 0.024026 | 0.023776 | 0.00025017 | 0.024487 | 0.10464 | 0.05613 | 0 | 0.060288 | -0.58841 | -0.060288 | 0.044356
[9 empty] | 2014-01-20 | 15時 | 5.3514 | 0 | 0 | 0 | 0 | 0 | 0 | 0 | 0 | 0 | 0.5483 | 0 | 0 | 0 | 0 | 0 | 0 | 0 | 0 | 0.024026 | 0.023776 | 0.00025017 | 0 | 0.080156 | 0.05613 | 0 | -0.21658 | 2.1138 | 0.21658 | 0.29673
[9 empty] | 2014-01-20 | 16時 | 3.6803 | 0 | 0 | 0 | 0 | 0 | 0 | 0 | 0 | 0 | 0.37708 | 0 | 0 | 0 | 0 | 0 | 0 | 0 | 0 | 0.024446 | 0.023776 | 0.00067044 | 0.033816 | 0.10659 | 0.04833 | 0 | -0.17696 | 1.7271 | 0.17696 | 0.28355
[9 empty] | 2014-01-20 | 17時 | 9.1541 | 0 | 0 | 0 | 0 | 0 | 0 | 0 | 0 | 0 | 0.93792 | 0 | 0 | 0 | 0 | 0 | 0 | 0 | 0 | 0.024446 | 0.023776 | 0.00067044 | 0.056835 | 0.28621 | 0.20493 | 0 | -0.010521 | 0.10268 | 0.010521 | 0.29673
[9 empty] | 2014-01-20 | 18時 | 5.2347 | 0 | 0 | 0 | 0 | 0 | 0 | 0 | 0 | 0 | 0.53634 | 0 | 0 | 0 | 0 | 0 | 0 | 0 | 0 | 0.036624 | 0.023776 | 0.012849 | 0.066494 | 0.4419 | 0.33878 | 0 | 0.14516 | -1.4168 | -0.14516 | 0.29673
[9 empty] | 2014-01-20 | 19時 | 7.4378 | 0 | 0 | 0 | 0 | 0 | 0 | 0 | 0 | 0 | 0.76207 | 0 | 0 | 0 | 0 | 0 | 0 | 0 | 0 | 0.036624 | 0.023776 | 0.012849 | 0.16307 | 0.33458 | 0.13488 | 0 | 0.093455 | -0.91212 | -0.093455 | 0.24112
[9 empty] | 2014-01-20 | 20時 | 6.641 | 0 | 0 | 0 | 0 | 0 | 0 | 0 | 0 | 0 | 0.68043 | 0 | 0 | 0 | 0 | 0 | 0 | 0 | 0 | 0.024446 | 0.023776 | 0.00067044 | 0.088224 | 0.24028 | 0.12761 | 0 | -0.056451 | 0.55096 | 0.056451 | 0.29673
[9 empty] | 2014-01-20 | 21時 | 7.3587 | 0 | 0 | 0 | 0 | 0 | 0 | 0 | 0 | 0 | 0.75397 | 0 | 0 | 0 | 0 | 0 | 0 | 0 | 0 | 0.024446 | 0.023776 | 0.00067044 | 0.14284 | 0.35471 | 0.18743 | 0 | 0.057979 | -0.56588 | -0.057979 | 0.29673
[9 empty] | 2014-01-20 | 22時 | 5.2565 | 0 | 0 | 0 | 0 | 0 | 0 | 0 | 0 | 0 | 0.53857 | 0 | 0 | 0 | 0 | 0 | 0 | 0 | 0 | 0.036344 | 0.023776 | 0.012568 | 0.16493 | 0.39307 | 0.19179 | 0 | 0.096337 | -0.94025 | -0.096337 | 0.29673
[9 empty] | 2014-01-20 | 23時 | 0 | 0 | 0 | 0 | 0 | 0 | 0 | 0 | 0 | 0 | 0 | 0 | 0 | 0 | 0 | 0 | 0 | 0 | 0 | 0.037175 | 0.023776 | 0.013399 | 0.17268 | 0.42753 | 0.21768 | 0 | 0.22089 | -2.1558 | -0.22089 | 0.20665
[9 empty] | 2014-01-21 | 0時 | 0 | 0 | 0 | 0 | 0 | 0 | 0 | 0 | 0 | 0 | 0 | 0 | 0 | 0 | 0 | 0 | 0 | 0 | 0 | 0.024026 | 0.023776 | 0.00025017 | 0 | 0.18186 | 0.15783 | 0 | 0.10286 | -1.0039 | -0.10286 | 0.078997
[9 empty] | 2014-01-21 | 1時 | 0 | 0 | 0 | 0 | 0 | 0 | 0 | 0 | 0 | 0 | 0 | 0 | 0 | 0 | 0 | 0 | 0 | 0 | 0 | 0.024026 | 0.023776 | 0.00025017 | 0 | 0.072356 | 0.04833 | 0 | 0.035691 | -0.34835 | -0.035691 | 0.036665
[9 empty] | 2014-01-21 | 2時 | 0 | 0 | 0 | 0 | 0 | 0 | 0 | 0 | 0 | 0 | 0 | 0 | 0 | 0 | 0 | 0 | 0 | 0 | 0 | 0.024026 | 0.023776 | 0.00025017 | 0 | 0.080156 | 0.05613 | 0 | 0.040476 | -0.39504 | -0.040476 | 0.039681
[9 empty] | 2014-01-21 | 3時 | 0 | 0 | 0 | 0 | 0 | 0 | 0 | 0 | 0 | 0 | 0 | 0 | 0 | 0 | 0 | 0 | 0 | 0 | 0 | 0.024026 | 0.023776 | 0.00025017 | 0 | 0.080156 | 0.05613 | 0 | 0.040476 | -0.39504 | -0.040476 | 0.039681
[9 empty] | 2014-01-21 | 4時 | 0 | 0 | 0 | 0 | 0 | 0 | 0 | 0 | 0 | 0 | 0 | 0 | 0 | 0 | 0 | 0 | 0 | 0 | 0 | 0.024026 | 0.023776 | 0.00025017 | 0 | 0.072356 | 0.04833 | 0 | 0.035691 | -0.34835 | -0.035691 | 0.036665
[9 empty] | 2014-01-21 | 5時 | 0 | 0 | 0 | 0 | 0 | 0 | 0 | 0 | 0 | 0 | 0 | 0 | 0 | 0 | 0 | 0 | 0 | 0 | 0 | 0.024026 | 0.023776 | 0.00025017 | 0 | 0.080156 | 0.05613 | 0 | 0.040476 | -0.39504 | -0.040476 | 0.039681
[9 empty] | 2014-01-21 | 6時 | 0 | 0 | 0 | 0 | 0 | 0 | 0 | 0 | 0 | 0 | 0 | 0 | 0 | 0 | 0 | 0 | 0 | 0 | 0 | 0.024026 | 0.023776 | 0.00025017 | 0 | 0.080156 | 0.05613 | 0 | 0.040476 | -0.39504 | -0.040476 | 0.039681
[9 empty] | 2014-01-21 | 7時 | 25.8628 | 2.6945 | 0 | 0 | 0 | 0 | 0 | 0 | 0 | 0 | 2.3738 | 0 | 0 | 0 | 0 | 0 | 0 | 0 | 0 | 0.024857 | 0.023776 | 0.0010807 | 0.023666 | 0.23404 | 0.18552 | 0 | -0.13685 | 1.3357 | 0.13685 | 0.3709
[9 empty] | 2014-01-21 | 8時 | 11.3671 | 0 | 0 | 0 | 0 | 0 | 0 | 0 | 0 | 0 | 1.1647 | 0 | 0 | 0 | 0 | 0 | 0 | 0 | 0 | 0.031371 | 0.023776 | 0.0075951 | 0.11401 | 0.4267 | 0.28132 | 0 | 0.0558 | -0.54461 | -0.0558 | 0.3709
[9 empty] | 2014-01-21 | 9時 | 5.1661 | 0 | 0 | 0 | 0 | 0 | 0 | 0 | 0 | 0 | 0.52931 | 0 | 0 | 0 | 0 | 0 | 0 | 0 | 0 | 0.024446 | 0.023776 | 0.00067044 | 0.22373 | 0.50028 | 0.2521 | 0 | 0.12938 | -1.2628 | -0.12938 | 0.3709
[9 empty] | 2014-01-21 | 10時 | 3.8063 | 0 | 0 | 0 | 0 | 0 | 0 | 0 | 0 | 0 | 0.38999 | 0 | 0 | 0 | 0 | 0 | 0 | 0 | 0 | 0.024857 | 0.023776 | 0.0010807 | 0.18888 | 0.44125 | 0.22751 | 0 | 0.070351 | -0.68663 | -0.070351 | 0.3709
[9 empty] | 2014-01-21 | 11時 | 2.668 | 0 | 0 | 0 | 0 | 0 | 0 | 0 | 0 | 0 | 0.27336 | 0 | 0 | 0 | 0 | 0 | 0 | 0 | 0 | 0.024446 | 0.023776 | 0.00067044 | 0.17015 | 0.4299 | 0.23531 | 0 | 0.059003 | -0.57587 | -0.059003 | 0.3709
[9 empty] | 2014-01-21 | 12時 | 1.0138 | 0 | 0 | 0 | 0 | 0 | 0 | 0 | 0 | 0 | 0.10387 | 0 | 0 | 0 | 0 | 0 | 0 | 0 | 0 | 0.03053 | 0.023776 | 0.0067545 | 0.15008 | 0.45344 | 0.27283 | 0 | 0.09992 | -0.97522 | -0.09992 | 0.35352
[9 empty] | 2014-01-21 | 13時 | 0 | 0 | 0 | 0 | 0 | 0 | 0 | 0 | 0 | 0 | 0 | 0 | 0 | 0 | 0 | 0 | 0 | 0 | 0 | 0.024446 | 0.023776 | 0.00067044 | 0.093998 | 0.16677 | 0.04833 | 0 | 0.057126 | -0.55755 | -0.057126 | 0.10965
[9 empty] | 2014-01-21 | 14時 | 0 | 0 | 0 | 0 | 0 | 0 | 0 | 0 | 0 | 0 | 0 | 0 | 0 | 0 | 0 | 0 | 0 | 0 | 0 | 0.024026 | 0.023776 | 0.00025017 | 0 | 0.080156 | 0.05613 | 0 | 0.040476 | -0.39504 | -0.040476 | 0.039681
[9 empty] | 2014-01-21 | 15時 | 3.5833 | 0 | 0 | 0 | 0 | 0 | 0 | 0 | 0 | 0 | 0.36714 | 0 | 0 | 0 | 0 | 0 | 0 | 0 | 0 | 0.024026 | 0.023776 | 0.00025017 | 0 | 0.080156 | 0.05613 | 0 | -0.24332 | 2.3748 | 0.24332 | 0.32348
[9 empty] | 2014-01-21 | 16時 | 4.7509 | 0 | 0 | 0 | 0 | 0 | 0 | 0 | 0 | 0 | 0.48678 | 0 | 0 | 0 | 0 | 0 | 0 | 0 | 0 | 0.024857 | 0.023776 | 0.0010807 | 0.070329 | 0.37035 | 0.27516 | 0 | -0.00055048 | 0.0053727 | 0.00055048 | 0.3709
[9 empty] | 2014-01-21 | 17時 | 5.4223 | 0 | 0 | 0 | 0 | 0 | 0 | 0 | 0 | 0 | 0.55556 | 0 | 0 | 0 | 0 | 0 | 0 | 0 | 0 | 0.036624 | 0.023776 | 0.012849 | 0.13006 | 0.44491 | 0.27822 | 0 | 0.074012 | -0.72236 | -0.074012 | 0.3709
[9 empty] | 2014-01-21 | 18時 | 2.9082 | 0 | 0 | 0 | 0 | 0 | 0 | 0 | 0 | 0 | 0.29797 | 0 | 0 | 0 | 0 | 0 | 0 | 0 | 0 | 0.036624 | 0.023776 | 0.012849 | 0.15964 | 0.41407 | 0.21781 | 0 | 0.043178 | -0.42142 | -0.043178 | 0.3709
[9 empty] | 2014-01-21 | 19時 | 7.6534 | 0 | 0 | 0 | 0 | 0 | 0 | 0 | 0 | 0 | 0.78416 | 0 | 0 | 0 | 0 | 0 | 0 | 0 | 0 | 0.024026 | 0.023776 | 0.00025017 | 0.067685 | 0.2273 | 0.13559 | 0 | -0.08912 | 0.86981 | 0.08912 | 0.31642
[9 empty] | 2014-01-21 | 20時 | 6.222 | 0 | 0 | 0 | 0 | 0 | 0 | 0 | 0 | 0 | 0.6375 | 0 | 0 | 0 | 0 | 0 | 0 | 0 | 0 | 0.024446 | 0.023776 | 0.00067044 | 0.14104 | 0.29311 | 0.12762 | 0 | -0.077791 | 0.75924 | 0.077791 | 0.3709
[9 empty] | 2014-01-21 | 21時 | 6.4606 | 0 | 0 | 0 | 0 | 0 | 0 | 0 | 0 | 0 | 0.66195 | 0 | 0 | 0 | 0 | 0 | 0 | 0 | 0 | 0.036344 | 0.023776 | 0.012568 | 0.16291 | 0.4405 | 0.24124 | 0 | 0.069599 | -0.67929 | -0.069599 | 0.3709
[9 empty] | 2014-01-21 | 22時 | 0 | 0 | 0 | 0 | 0 | 0 | 0 | 0 | 0 | 0 | 0 | 0 | 0 | 0 | 0 | 0 | 0 | 0 | 0 | 0.036764 | 0.023776 | 0.012989 | 0.16493 | 0.38136 | 0.17966 | 0 | 0.11873 | -1.1588 | -0.11873 | 0.26262
[9 empty] | 2014-01-21 | 23時 | 0 | 0 | 0 | 0 | 0 | 0 | 0 | 0 | 0 | 0 | 0 | 0 | 0 | 0 | 0 | 0 | 0 | 0 | 0 | 0.03039 | 0.023776 | 0.0066144 | 0.1312 | 0.31942 | 0.15783 | 0 | 0.13406 | -1.3084 | -0.13406 | 0.18536
[9 empty] | 2014-01-22 | 0時 | 0 | 0 | 0 | 0 | 0 | 0 | 0 | 0 | 0 | 0 | 0 | 0 | 0 | 0 | 0 | 0 | 0 | 0 | 0 | 0.024026 | 0.023776 | 0.00025017 | 0 | 0.18186 | 0.15783 | 0 | 0.13071 | -1.2758 | -0.13071 | 0.051142
[9 empty] | 2014-01-22 | 1時 | 0 | 0 | 0 | 0 | 0 | 0 | 0 | 0 | 0 | 0 | 0 | 0 | 0 | 0 | 0 | 0 | 0 | 0 | 0 | 0.024026 | 0.023776 | 0.00025017 | 0 | 0.072356 | 0.04833 | 0 | 0.051095 | -0.49868 | -0.051095 | 0.021262
[9 empty] | 2014-01-22 | 2時 | 0 | 0 | 0 | 0 | 0 | 0 | 0 | 0 | 0 | 0 | 0 | 0 | 0 | 0 | 0 | 0 | 0 | 0 | 0 | 0.024026 | 0.023776 | 0.00025017 | 0 | 0.080156 | 0.05613 | 0 | 0.056766 | -0.55404 | -0.056766 | 0.02339
[9 empty] | 2014-01-22 | 3時 | 0 | 0 | 0 | 0 | 0 | 0 | 0 | 0 | 0 | 0 | 0 | 0 | 0 | 0 | 0 | 0 | 0 | 0 | 0 | 0.024026 | 0.023776 | 0.00025017 | 0 | 0.080156 | 0.05613 | 0 | 0.056766 | -0.55404 | -0.056766 | 0.02339
[9 empty] | 2014-01-22 | 4時 | 0 | 0 | 0 | 0 | 0 | 0 | 0 | 0 | 0 | 0 | 0 | 0 | 0 | 0 | 0 | 0 | 0 | 0 | 0 | 0.024026 | 0.023776 | 0.00025017 | 0 | 0.072356 | 0.04833 | 0 | 0.051095 | -0.49868 | -0.051095 | 0.021262
[9 empty] | 2014-01-22 | 5時 | 0 | 0 | 0 | 0 | 0 | 0 | 0 | 0 | 0 | 0 | 0 | 0 | 0 | 0 | 0 | 0 | 0 | 0 | 0 | 0.024026 | 0.023776 | 0.00025017 | 0 | 0.080156 | 0.05613 | 0 | 0.056766 | -0.55404 | -0.056766 | 0.02339
[9 empty] | 2014-01-22 | 6時 | 0 | 0 | 0 | 0 | 0 | 0 | 0 | 0 | 0 | 0 | 0 | 0 | 0 | 0 | 0 | 0 | 0 | 0 | 0 | 0.024446 | 0.023776 | 0.00067044 | 0.018231 | 0.15865 | 0.11597 | 0 | 0.1006 | -0.98189 | -0.1006 | 0.058044
[9 empty] | 2014-01-22 | 7時 | 33.314 | 9.5296 | 0 | 0 | 0 | 0 | 0 | 0 | 0 | 0 | 2.4369 | 0 | 0 | 0 | 0 | 0 | 0 | 0 | 0 | 0.024446 | 0.023776 | 0.00067044 | 0.054439 | 0.34926 | 0.27038 | 0 | 0.092085 | -0.89875 | -0.092085 | 0.25718
[9 empty] | 2014-01-22 | 8時 | 11.5959 | 0 | 0 | 0 | 0 | 0 | 0 | 0 | 0 | 0 | 1.1881 | 0 | 0 | 0 | 0 | 0 | 0 | 0 | 0 | 0.037875 | 0.023776 | 0.014099 | 0.13781 | 0.50836 | 0.33267 | 0 | 0.25118 | -2.4515 | -0.25118 | 0.25718
[9 empty] | 2014-01-22 | 9時 | 6.1265 | 0 | 0 | 0 | 0 | 0 | 0 | 0 | 0 | 0 | 0.62771 | 0 | 0 | 0 | 0 | 0 | 0 | 0 | 0 | 0.024026 | 0.023776 | 0.00025017 | 0.072039 | 0.15219 | 0.05613 | 0 | -0.10498 | 1.0246 | 0.10498 | 0.25718
[9 empty] | 2014-01-22 | 10時 | 4.1426 | 0 | 0 | 0 | 0 | 0 | 0 | 0 | 0 | 0 | 0.42444 | 0 | 0 | 0 | 0 | 0 | 0 | 0 | 0 | 0.024026 | 0.023776 | 0.00025017 | 0 | 0.072356 | 0.04833 | 0 | -0.18051 | 1.7618 | 0.18051 | 0.25286
[9 empty] | 2014-01-22 | 11時 | 2.7741 | 0 | 0 | 0 | 0 | 0 | 0 | 0 | 0 | 0 | 0.28423 | 0 | 0 | 0 | 0 | 0 | 0 | 0 | 0 | 0.024026 | 0.023776 | 0.00025017 | 0 | 0.080156 | 0.05613 | 0 | -0.098317 | 0.95958 | 0.098317 | 0.17847
[9 empty] | 2014-01-22 | 12時 | 1.1374 | 0 | 0 | 0 | 0 | 0 | 0 | 0 | 0 | 0 | 0.11653 | 0 | 0 | 0 | 0 | 0 | 0 | 0 | 0 | 0.024026 | 0.023776 | 0.00025017 | 0 | 0.080156 | 0.05613 | 0 | -0.0068107 | 0.066472 | 0.0068107 | 0.086967
[9 empty] | 2014-01-22 | 13時 | 0 | 0 | 0 | 0 | 0 | 0 | 0 | 0 | 0 | 0 | 0 | 0 | 0 | 0 | 0 | 0 | 0 | 0 | 0 | 0.024026 | 0.023776 | 0.00025017 | 0 | 0.072356 | 0.04833 | 0 | 0.051095 | -0.49868 | -0.051095 | 0.021262
[9 empty] | 2014-01-22 | 14時 | 0 | 0 | 0 | 0 | 0 | 0 | 0 | 0 | 0 | 0 | 0 | 0 | 0 | 0 | 0 | 0 | 0 | 0 | 0 | 0.024026 | 0.023776 | 0.00025017 | 0 | 0.080156 | 0.05613 | 0 | 0.056766 | -0.55404 | -0.056766 | 0.02339
[9 empty] | 2014-01-22 | 15時 | 4.3088 | 0 | 0 | 0 | 0 | 0 | 0 | 0 | 0 | 0 | 0.44148 | 0 | 0 | 0 | 0 | 0 | 0 | 0 | 0 | 0.024026 | 0.023776 | 0.00025017 | 0 | 0.080156 | 0.05613 | 0 | -0.17702 | 1.7277 | 0.17702 | 0.25718
[9 empty] | 2014-01-22 | 16時 | 5.0117 | 0 | 0 | 0 | 0 | 0 | 0 | 0 | 0 | 0 | 0.5135 | 0 | 0 | 0 | 0 | 0 | 0 | 0 | 0 | 0.024026 | 0.023776 | 0.00025017 | 0 | 0.072356 | 0.04833 | 0 | -0.18482 | 1.8039 | 0.18482 | 0.25718
[9 empty] | 2014-01-22 | 17時 | 5.3976 | 0 | 0 | 0 | 0 | 0 | 0 | 0 | 0 | 0 | 0.55303 | 0 | 0 | 0 | 0 | 0 | 0 | 0 | 0 | 0.024026 | 0.023776 | 0.00025017 | 0 | 0.080156 | 0.05613 | 0 | -0.17702 | 1.7277 | 0.17702 | 0.25718
[9 empty] | 2014-01-22 | 18時 | 2.817 | 0 | 0 | 0 | 0 | 0 | 0 | 0 | 0 | 0 | 0.28863 | 0 | 0 | 0 | 0 | 0 | 0 | 0 | 0 | 0.024026 | 0.023776 | 0.00025017 | 0 | 0.080156 | 0.05613 | 0 | -0.1007 | 0.98283 | 0.1007 | 0.18086
[9 empty] | 2014-01-22 | 19時 | 6.9836 | 0 | 0 | 0 | 0 | 0 | 0 | 0 | 0 | 0 | 0.71554 | 0 | 0 | 0 | 0 | 0 | 0 | 0 | 0 | 0.024026 | 0.023776 | 0.00025017 | 0 | 0.072356 | 0.04833 | 0 | -0.18482 | 1.8039 | 0.18482 | 0.25718
[9 empty] | 2014-01-22 | 20時 | 6.8051 | 0 | 0 | 0 | 0 | 0 | 0 | 0 | 0 | 0 | 0.69725 | 0 | 0 | 0 | 0 | 0 | 0 | 0 | 0 | 0.024857 | 0.023776 | 0.0010807 | 0.035316 | 0.26512 | 0.20494 | 0 | 0.007939 | -0.077485 | -0.007939 | 0.25718
[9 empty] | 2014-01-22 | 21時 | 6.7792 | 0 | 0 | 0 | 0 | 0 | 0 | 0 | 0 | 0 | 0.69459 | 0 | 0 | 0 | 0 | 0 | 0 | 0 | 0 | 0.024446 | 0.023776 | 0.00067044 | 0.091389 | 0.35706 | 0.24122 | 0 | 0.09988 | -0.97483 | -0.09988 | 0.25718
[9 empty] | 2014-01-22 | 22時 | 0 | 0 | 0 | 0 | 0 | 0 | 0 | 0 | 0 | 0 | 0 | 0 | 0 | 0 | 0 | 0 | 0 | 0 | 0 | 0.030811 | 0.023776 | 0.0070347 | 0.16493 | 0.2469 | 0.051159 | 0 | 0.12533 | -1.2232 | -0.12533 | 0.12157
[9 empty] | 2014-01-22 | 23時 | 0 | 0 | 0 | 0 | 0 | 0 | 0 | 0 | 0 | 0 | 0 | 0 | 0 | 0 | 0 | 0 | 0 | 0 | 0 | 0.036344 | 0.023776 | 0.012568 | 0.13218 | 0.38619 | 0.21767 | 0 | 0.23172 | -2.2616 | -0.23172 | 0.15447
[9 empty] | 2014-01-23 | 0時 | 0 | 0 | 0 | 0 | 0 | 0 | 0 | 0 | 0 | 0 | 0 | 0 | 0 | 0 | 0 | 0 | 0 | 0 | 0 | 0.024026 | 0.023776 | 0.00025017 | 0.045276 | 0.22713 | 0.15783 | 0 | 0.13751 | -1.3421 | -0.13751 | 0.089625
[9 empty] | 2014-01-23 | 1時 | 0 | 0 | 0 | 0 | 0 | 0 | 0 | 0 | 0 | 0 | 0 | 0 | 0 | 0 | 0 | 0 | 0 | 0 | 0 | 0.024026 | 0.023776 | 0.00025017 | 0 | 0.072356 | 0.04833 | 0 | 0.045534 | -0.44442 | -0.045534 | 0.026822
[9 empty] | 2014-01-23 | 2時 | 0 | 0 | 0 | 0 | 0 | 0 | 0 | 0 | 0 | 0 | 0 | 0 | 0 | 0 | 0 | 0 | 0 | 0 | 0 | 0.024026 | 0.023776 | 0.00025017 | 0 | 0.080156 | 0.05613 | 0 | 0.050886 | -0.49664 | -0.050886 | 0.029271
[9 empty] | 2014-01-23 | 3時 | 0 | 0 | 0 | 0 | 0 | 0 | 0 | 0 | 0 | 0 | 0 | 0 | 0 | 0 | 0 | 0 | 0 | 0 | 0 | 0.024026 | 0.023776 | 0.00025017 | 0 | 0.080156 | 0.05613 | 0 | 0.050886 | -0.49664 | -0.050886 | 0.029271
[9 empty] | 2014-01-23 | 4時 | 0 | 0 | 0 | 0 | 0 | 0 | 0 | 0 | 0 | 0 | 0 | 0 | 0 | 0 | 0 | 0 | 0 | 0 | 0 | 0.024026 | 0.023776 | 0.00025017 | 0 | 0.072356 | 0.04833 | 0 | 0.045534 | -0.44442 | -0.045534 | 0.026822
[9 empty] | 2014-01-23 | 5時 | 22.8968 | 5.3798 | 0 | 0 | 0 | 0 | 0 | 0 | 0 | 0 | 1.7948 | 0 | 0 | 0 | 0 | 0 | 0 | 0 | 0 | 0.024026 | 0.023776 | 0.00025017 | 0 | 0.080156 | 0.05613 | 0 | -0.21807 | 2.1284 | 0.21807 | 0.29823
[9 empty] | 2014-01-23 | 6時 | 7.5263 | 0 | 0 | 0 | 0 | 0 | 0 | 0 | 0 | 0 | 0.77114 | 0 | 0 | 0 | 0 | 0 | 0 | 0 | 0 | 0.03053 | 0.023776 | 0.0067545 | 0.018231 | 0.30998 | 0.26122 | 0 | 0.011756 | -0.11474 | -0.011756 | 0.29823
[9 empty] | 2014-01-23 | 7時 | 4.8365 | 0 | 0 | 0 | 0 | 0 | 0 | 0 | 0 | 0 | 0.49555 | 0 | 0 | 0 | 0 | 0 | 0 | 0 | 0 | 0.024857 | 0.023776 | 0.0010807 | 0.11469 | 0.3877 | 0.24816 | 0 | 0.089477 | -0.8733 | -0.089477 | 0.29823
[9 empty] | 2014-01-23 | 8時 | 2.8522 | 0 | 0 | 0 | 0 | 0 | 0 | 0 | 0 | 0 | 0.29223 | 0 | 0 | 0 | 0 | 0 | 0 | 0 | 0 | 0.024857 | 0.023776 | 0.0010807 | 0.064563 | 0.2343 | 0.14488 | 0 | -0.058497 | 0.57093 | 0.058497 | 0.29279
[9 empty] | 2014-01-23 | 9時 | 0 | 0 | 0 | 0 | 0 | 0 | 0 | 0 | 0 | 0 | 0 | 0 | 0 | 0 | 0 | 0 | 0 | 0 | 0 | 0.024026 | 0.023776 | 0.00025017 | 0.16544 | 0.52635 | 0.33688 | 0 | 0.29386 | -2.8681 | -0.29386 | 0.23249
[9 empty] | 2014-01-23 | 10時 | 0 | 0 | 0 | 0 | 0 | 0 | 0 | 0 | 0 | 0 | 0 | 0 | 0 | 0 | 0 | 0 | 0 | 0 | 0 | 0.024446 | 0.023776 | 0.00067044 | 0.053027 | 0.1258 | 0.04833 | 0 | 0.065437 | -0.63866 | -0.065437 | 0.060367
[9 empty] | 2014-01-23 | 11時 | 4.0286 | 0 | 0 | 0 | 0 | 0 | 0 | 0 | 0 | 0 | 0.41277 | 0 | 0 | 0 | 0 | 0 | 0 | 0 | 0 | 0.024026 | 0.023776 | 0.00025017 | 0.0026381 | 0.082794 | 0.05613 | 0 | -0.20721 | 2.0223 | 0.20721 | 0.29
[9 empty] | 2014-01-23 | 12時 | 2.6759 | 0 | 0 | 0 | 0 | 0 | 0 | 0 | 0 | 0 | 0.27417 | 0 | 0 | 0 | 0 | 0 | 0 | 0 | 0 | 0.03053 | 0.023776 | 0.0067545 | 0.029502 | 0.33286 | 0.27283 | 0 | 0.034635 | -0.33803 | -0.034635 | 0.29823
[9 empty] | 2014-01-23 | 13時 | 0 | 0 | 0 | 0 | 0 | 0 | 0 | 0 | 0 | 0 | 0 | 0 | 0 | 0 | 0 | 0 | 0 | 0 | 0 | 0.024446 | 0.023776 | 0.00067044 | 0.058042 | 0.13082 | 0.04833 | 0 | 0.067306 | -0.65691 | -0.067306 | 0.063512
[9 empty] | 2014-01-23 | 14時 | 0 | 0 | 0 | 0 | 0 | 0 | 0 | 0 | 0 | 0 | 0 | 0 | 0 | 0 | 0 | 0 | 0 | 0 | 0 | 0.024026 | 0.023776 | 0.00025017 | 0.024487 | 0.10464 | 0.05613 | 0 | 0.06 | -0.5856 | -0.06 | 0.044643
[9 empty] | 2014-01-23 | 15時 | 7.0658 | 0 | 0 | 0 | 0 | 0 | 0 | 0 | 0 | 0 | 0.72396 | 0 | 0 | 0 | 0 | 0 | 0 | 0 | 0 | 0.024026 | 0.023776 | 0.00025017 | 0 | 0.080156 | 0.05613 | 0 | -0.21807 | 2.1284 | 0.21807 | 0.29823
[9 empty] | 2014-01-23 | 16時 | 3.9361 | 0 | 0 | 0 | 0 | 0 | 0 | 0 | 0 | 0 | 0.40329 | 0 | 0 | 0 | 0 | 0 | 0 | 0 | 0 | 0.024446 | 0.023776 | 0.00067044 | 0.033816 | 0.10659 | 0.04833 | 0 | -0.19163 | 1.8704 | 0.19163 | 0.29823
[9 empty] | 2014-01-23 | 17時 | 9.9743 | 0 | 0 | 0 | 0 | 0 | 0 | 0 | 0 | 0 | 1.022 | 0 | 0 | 0 | 0 | 0 | 0 | 0 | 0 | 0.024446 | 0.023776 | 0.00067044 | 0.056835 | 0.28621 | 0.20493 | 0 | -0.012016 | 0.11728 | 0.012016 | 0.29823
[9 empty] | 2014-01-23 | 18時 | 5.5994 | 0 | 0 | 0 | 0 | 0 | 0 | 0 | 0 | 0 | 0.5737 | 0 | 0 | 0 | 0 | 0 | 0 | 0 | 0 | 0.036624 | 0.023776 | 0.012849 | 0.066494 | 0.4419 | 0.33878 | 0 | 0.14367 | -1.4022 | -0.14367 | 0.29823
[9 empty] | 2014-01-23 | 19時 | 8.1797 | 0 | 0 | 0 | 0 | 0 | 0 | 0 | 0 | 0 | 0.83809 | 0 | 0 | 0 | 0 | 0 | 0 | 0 | 0 | 0.036624 | 0.023776 | 0.012849 | 0.16307 | 0.33458 | 0.13488 | 0 | 0.091621 | -0.89422 | -0.091621 | 0.24295
[9 empty] | 2014-01-23 | 20時 | 7.4157 | 0 | 0 | 0 | 0 | 0 | 0 | 0 | 0 | 0 | 0.7598 | 0 | 0 | 0 | 0 | 0 | 0 | 0 | 0 | 0.024446 | 0.023776 | 0.00067044 | 0.088224 | 0.24028 | 0.12761 | 0 | -0.057947 | 0.56556 | 0.057947 | 0.29823
[9 empty] | 2014-01-23 | 21時 | 8.4397 | 0 | 0 | 0 | 0 | 0 | 0 | 0 | 0 | 0 | 0.86473 | 0 | 0 | 0 | 0 | 0 | 0 | 0 | 0 | 0.024446 | 0.023776 | 0.00067044 | 0.14284 | 0.35471 | 0.18743 | 0 | 0.056484 | -0.55128 | -0.056484 | 0.29823
[9 empty] | 2014-01-23 | 22時 | 6.1011 | 0 | 0 | 0 | 0 | 0 | 0 | 0 | 0 | 0 | 0.62511 | 0 | 0 | 0 | 0 | 0 | 0 | 0 | 0 | 0.036344 | 0.023776 | 0.012568 | 0.16493 | 0.39307 | 0.19179 | 0 | 0.094841 | -0.92565 | -0.094841 | 0.29823
[9 empty] | 2014-01-23 | 23時 | 0 | 0 | 0 | 0 | 0 | 0 | 0 | 0 | 0 | 0 | 0 | 0 | 0 | 0 | 0 | 0 | 0 | 0 | 0 | 0.037175 | 0.023776 | 0.013399 | 0.17268 | 0.42753 | 0.21768 | 0 | 0.21982 | -2.1454 | -0.21982 | 0.20771
[9 empty] | 2014-01-24 | 0時 | 0 | 0 | 0 | 0 | 0 | 0 | 0 | 0 | 0 | 0 | 0 | 0 | 0 | 0 | 0 | 0 | 0 | 0 | 0 | 0.024026 | 0.023776 | 0.00025017 | 0.045276 | 0.22713 | 0.15783 | 0 | 0.15096 | -1.4734 | -0.15096 | 0.076172
[9 empty] | 2014-01-24 | 1時 | 0 | 0 | 0 | 0 | 0 | 0 | 0 | 0 | 0 | 0 | 0 | 0 | 0 | 0 | 0 | 0 | 0 | 0 | 0 | 0.024026 | 0.023776 | 0.00025017 | 0 | 0.072356 | 0.04833 | 0 | 0.050965 | -0.49742 | -0.050965 | 0.021391
[9 empty] | 2014-01-24 | 2時 | 0 | 0 | 0 | 0 | 0 | 0 | 0 | 0 | 0 | 0 | 0 | 0 | 0 | 0 | 0 | 0 | 0 | 0 | 0 | 0.024026 | 0.023776 | 0.00025017 | 0 | 0.080156 | 0.05613 | 0 | 0.056629 | -0.5527 | -0.056629 | 0.023527
[9 empty] | 2014-01-24 | 3時 | 0 | 0 | 0 | 0 | 0 | 0 | 0 | 0 | 0 | 0 | 0 | 0 | 0 | 0 | 0 | 0 | 0 | 0 | 0 | 0.024026 | 0.023776 | 0.00025017 | 0 | 0.080156 | 0.05613 | 0 | 0.056629 | -0.5527 | -0.056629 | 0.023527
[9 empty] | 2014-01-24 | 4時 | 0 | 0 | 0 | 0 | 0 | 0 | 0 | 0 | 0 | 0 | 0 | 0 | 0 | 0 | 0 | 0 | 0 | 0 | 0 | 0.024026 | 0.023776 | 0.00025017 | 0 | 0.072356 | 0.04833 | 0 | 0.050965 | -0.49742 | -0.050965 | 0.021391
[9 empty] | 2014-01-24 | 5時 | 22.3233 | 4.5524 | 0 | 0 | 0 | 0 | 0 | 0 | 0 | 0 | 1.8208 | 0 | 0 | 0 | 0 | 0 | 0 | 0 | 0 | 0.024026 | 0.023776 | 0.00025017 | 0 | 0.080156 | 0.05613 | 0 | -0.17798 | 1.737 | 0.17798 | 0.25813
[9 empty] | 2014-01-24 | 6時 | 9.5686 | 0 | 0 | 0 | 0 | 0 | 0 | 0 | 0 | 0 | 0.98038 | 0 | 0 | 0 | 0 | 0 | 0 | 0 | 0 | 0.03053 | 0.023776 | 0.0067545 | 0.018231 | 0.30998 | 0.26122 | 0 | 0.051851 | -0.50606 | -0.051851 | 0.25813
[9 empty] | 2014-01-24 | 7時 | 7.8212 | 0 | 0 | 0 | 0 | 0 | 0 | 0 | 0 | 0 | 0.80135 | 0 | 0 | 0 | 0 | 0 | 0 | 0 | 0 | 0.024857 | 0.023776 | 0.0010807 | 0.11469 | 0.3877 | 0.24816 | 0 | 0.12957 | -1.2646 | -0.12957 | 0.25813
[9 empty] | 2014-01-24 | 8時 | 3.9109 | 0 | 0 | 0 | 0 | 0 | 0 | 0 | 0 | 0 | 0.40071 | 0 | 0 | 0 | 0 | 0 | 0 | 0 | 0 | 0.024857 | 0.023776 | 0.0010807 | 0.064563 | 0.2343 | 0.14488 | 0 | -0.023835 | 0.23263 | 0.023835 | 0.25813
[9 empty] | 2014-01-24 | 9時 | 0 | 0 | 0 | 0 | 0 | 0 | 0 | 0 | 0 | 0 | 0 | 0 | 0 | 0 | 0 | 0 | 0 | 0 | 0 | 0.024026 | 0.023776 | 0.00025017 | 0.16544 | 0.52635 | 0.33688 | 0 | 0.32556 | -3.1775 | -0.32556 | 0.20079
[9 empty] | 2014-01-24 | 10時 | 0 | 0 | 0 | 0 | 0 | 0 | 0 | 0 | 0 | 0 | 0 | 0 | 0 | 0 | 0 | 0 | 0 | 0 | 0 | 0.024446 | 0.023776 | 0.00067044 | 0.053027 | 0.1258 | 0.04833 | 0 | 0.075152 | -0.73348 | -0.075152 | 0.050652
[9 empty] | 2014-01-24 | 11時 | 5.4033 | 0 | 0 | 0 | 0 | 0 | 0 | 0 | 0 | 0 | 0.55362 | 0 | 0 | 0 | 0 | 0 | 0 | 0 | 0 | 0.024026 | 0.023776 | 0.00025017 | 0.0026381 | 0.082794 | 0.05613 | 0 | -0.17534 | 1.7113 | 0.17534 | 0.25813
[9 empty] | 2014-01-24 | 12時 | 2.0527 | 0 | 0 | 0 | 0 | 0 | 0 | 0 | 0 | 0 | 0.21032 | 0 | 0 | 0 | 0 | 0 | 0 | 0 | 0 | 0.03053 | 0.023776 | 0.0067545 | 0.029502 | 0.33286 | 0.27283 | 0 | 0.094788 | -0.92513 | -0.094788 | 0.23807
[9 empty] | 2014-01-24 | 13時 | 0 | 0 | 0 | 0 | 0 | 0 | 0 | 0 | 0 | 0 | 0 | 0 | 0 | 0 | 0 | 0 | 0 | 0 | 0 | 0.024446 | 0.023776 | 0.00067044 | 0.058042 | 0.13082 | 0.04833 | 0 | 0.077423 | -0.75565 | -0.077423 | 0.053395
[9 empty] | 2014-01-24 | 14時 | 0 | 0 | 0 | 0 | 0 | 0 | 0 | 0 | 0 | 0 | 0 | 0 | 0 | 0 | 0 | 0 | 0 | 0 | 0 | 0.024026 | 0.023776 | 0.00025017 | 0.024487 | 0.10464 | 0.05613 | 0 | 0.067707 | -0.66082 | -0.067707 | 0.036936
[9 empty] | 2014-01-24 | 15時 | 5.6121 | 0 | 0 | 0 | 0 | 0 | 0 | 0 | 0 | 0 | 0.57501 | 0 | 0 | 0 | 0 | 0 | 0 | 0 | 0 | 0.024026 | 0.023776 | 0.00025017 | 0 | 0.080156 | 0.05613 | 0 | -0.17798 | 1.737 | 0.17798 | 0.25813
[9 empty] | 2014-01-24 | 16時 | 3.7511 | 0 | 0 | 0 | 0 | 0 | 0 | 0 | 0 | 0 | 0.38434 | 0 | 0 | 0 | 0 | 0 | 0 | 0 | 0 | 0.024446 | 0.023776 | 0.00067044 | 0.033816 | 0.10659 | 0.04833 | 0 | -0.14396 | 1.405 | 0.14396 | 0.25055
[9 empty] | 2014-01-24 | 17時 | 9.2325 | 0 | 0 | 0 | 0 | 0 | 0 | 0 | 0 | 0 | 0.94595 | 0 | 0 | 0 | 0 | 0 | 0 | 0 | 0 | 0.024446 | 0.023776 | 0.00067044 | 0.056835 | 0.28621 | 0.20493 | 0 | 0.028078 | -0.27405 | -0.028078 | 0.25813
[9 empty] | 2014-01-24 | 18時 | 5.2326 | 0 | 0 | 0 | 0 | 0 | 0 | 0 | 0 | 0 | 0.53613 | 0 | 0 | 0 | 0 | 0 | 0 | 0 | 0 | 0.036624 | 0.023776 | 0.012849 | 0.066494 | 0.4419 | 0.33878 | 0 | 0.18376 | -1.7935 | -0.18376 | 0.25813
[9 empty] | 2014-01-24 | 19時 | 7.3572 | 0 | 0 | 0 | 0 | 0 | 0 | 0 | 0 | 0 | 0.75381 | 0 | 0 | 0 | 0 | 0 | 0 | 0 | 0 | 0.036624 | 0.023776 | 0.012849 | 0.16307 | 0.33458 | 0.13488 | 0 | 0.13231 | -1.2913 | -0.13231 | 0.20227
[9 empty] | 2014-01-24 | 20時 | 6.4622 | 0 | 0 | 0 | 0 | 0 | 0 | 0 | 0 | 0 | 0.66211 | 0 | 0 | 0 | 0 | 0 | 0 | 0 | 0 | 0.024446 | 0.023776 | 0.00067044 | 0.088224 | 0.24028 | 0.12761 | 0 | -0.017852 | 0.17423 | 0.017852 | 0.25813
[9 empty] | 2014-01-24 | 21時 | 7.2799 | 0 | 0 | 0 | 0 | 0 | 0 | 0 | 0 | 0 | 0.74589 | 0 | 0 | 0 | 0 | 0 | 0 | 0 | 0 | 0.024446 | 0.023776 | 0.00067044 | 0.14284 | 0.35471 | 0.18743 | 0 | 0.096579 | -0.94261 | -0.096579 | 0.25813
[9 empty] | 2014-01-24 | 22時 | 5.1384 | 0 | 0 | 0 | 0 | 0 | 0 | 0 | 0 | 0 | 0.52648 | 0 | 0 | 0 | 0 | 0 | 0 | 0 | 0 | 0.036344 | 0.023776 | 0.012568 | 0.16493 | 0.39307 | 0.19179 | 0 | 0.13494 | -1.317 | -0.13494 | 0.25813
[9 empty] | 2014-01-24 | 23時 | 0 | 0 | 0 | 0 | 0 | 0 | 0 | 0 | 0 | 0 | 0 | 0 | 0 | 0 | 0 | 0 | 0 | 0 | 0 | 0.037175 | 0.023776 | 0.013399 | 0.17268 | 0.42753 | 0.21768 | 0 | 0.24835 | -2.4239 | -0.24835 | 0.17918
[9 empty] | 2014-01-25 | 0時 | 0 | 0 | 0 | 0 | 0 | 0 | 0 | 0 | 0 | 0 | 0 | 0 | 0 | 0 | 0 | 0 | 0 | 0 | 0 | 0.024026 | 0.023776 | 0.00025017 | 0.045276 | 0.22713 | 0.15783 | 0 | 0.12341 | -1.2045 | -0.12341 | 0.10372
[9 empty] | 2014-01-25 | 1時 | 0 | 0 | 0 | 0 | 0 | 0 | 0 | 0 | 0 | 0 | 0 | 0 | 0 | 0 | 0 | 0 | 0 | 0 | 0 | 0.024026 | 0.023776 | 0.00025017 | 0 | 0.072356 | 0.04833 | 0 | 0.039842 | -0.38886 | -0.039842 | 0.032514
[9 empty] | 2014-01-25 | 2時 | 0 | 0 | 0 | 0 | 0 | 0 | 0 | 0 | 0 | 0 | 0 | 0 | 0 | 0 | 0 | 0 | 0 | 0 | 0 | 0.024026 | 0.023776 | 0.00025017 | 0 | 0.080156 | 0.05613 | 0 | 0.044866 | -0.43789 | -0.044866 | 0.035291
[9 empty] | 2014-01-25 | 3時 | 0 | 0 | 0 | 0 | 0 | 0 | 0 | 0 | 0 | 0 | 0 | 0 | 0 | 0 | 0 | 0 | 0 | 0 | 0 | 0.024026 | 0.023776 | 0.00025017 | 0 | 0.080156 | 0.05613 | 0 | 0.044866 | -0.43789 | -0.044866 | 0.035291
[9 empty] | 2014-01-25 | 4時 | 0 | 0 | 0 | 0 | 0 | 0 | 0 | 0 | 0 | 0 | 0 | 0 | 0 | 0 | 0 | 0 | 0 | 0 | 0 | 0.024026 | 0.023776 | 0.00025017 | 0 | 0.072356 | 0.04833 | 0 | 0.039842 | -0.38886 | -0.039842 | 0.032514
[9 empty] | 2014-01-25 | 5時 | 23.6627 | 6.1023 | 0 | 0 | 0 | 0 | 0 | 0 | 0 | 0 | 1.7992 | 0 | 0 | 0 | 0 | 0 | 0 | 0 | 0 | 0.024026 | 0.023776 | 0.00025017 | 0 | 0.080156 | 0.05613 | 0 | -0.26009 | 2.5385 | 0.26009 | 0.34025
[9 empty] | 2014-01-25 | 6時 | 8.0626 | 0 | 0 | 0 | 0 | 0 | 0 | 0 | 0 | 0 | 0.82609 | 0 | 0 | 0 | 0 | 0 | 0 | 0 | 0 | 0.03053 | 0.023776 | 0.0067545 | 0.018231 | 0.30998 | 0.26122 | 0 | -0.030268 | 0.29542 | 0.030268 | 0.34025
[9 empty] | 2014-01-25 | 7時 | 6.1981 | 0 | 0 | 0 | 0 | 0 | 0 | 0 | 0 | 0 | 0.63506 | 0 | 0 | 0 | 0 | 0 | 0 | 0 | 0 | 0.024857 | 0.023776 | 0.0010807 | 0.11469 | 0.3877 | 0.24816 | 0 | 0.047454 | -0.46315 | -0.047454 | 0.34025
[9 empty] | 2014-01-25 | 8時 | 5.2311 | 0 | 0 | 0 | 0 | 0 | 0 | 0 | 0 | 0 | 0.53597 | 0 | 0 | 0 | 0 | 0 | 0 | 0 | 0 | 0.024857 | 0.023776 | 0.0010807 | 0.064563 | 0.2343 | 0.14488 | 0 | -0.10595 | 1.0341 | 0.10595 | 0.34025
[9 empty] | 2014-01-25 | 9時 | 0 | 0 | 0 | 0 | 0 | 0 | 0 | 0 | 0 | 0 | 0 | 0 | 0 | 0 | 0 | 0 | 0 | 0 | 0 | 0.024026 | 0.023776 | 0.00025017 | 0.16544 | 0.52635 | 0.33688 | 0 | 0.26064 | -2.5438 | -0.26064 | 0.26571
[9 empty] | 2014-01-25 | 10時 | 0 | 0 | 0 | 0 | 0 | 0 | 0 | 0 | 0 | 0 | 0 | 0 | 0 | 0 | 0 | 0 | 0 | 0 | 0 | 0.024446 | 0.023776 | 0.00067044 | 0.053027 | 0.1258 | 0.04833 | 0 | 0.055254 | -0.53928 | -0.055254 | 0.070549
[9 empty] | 2014-01-25 | 11時 | 16.508 | 0 | 0 | 0 | 0 | 0 | 0 | 0 | 0 | 0 | 1.6914 | 0 | 0 | 0 | 0 | 0 | 0 | 0 | 0 | 0.024026 | 0.023776 | 0.00025017 | 0.0026381 | 0.082794 | 0.05613 | 0 | -0.25746 | 2.5128 | 0.25746 | 0.34025
[9 empty] | 2014-01-25 | 12時 | 3.1483 | 0 | 0 | 0 | 0 | 0 | 0 | 0 | 0 | 0 | 0.32257 | 0 | 0 | 0 | 0 | 0 | 0 | 0 | 0 | 0.03053 | 0.023776 | 0.0067545 | 0.029502 | 0.33286 | 0.27283 | 0 | -0.0073889 | 0.072116 | 0.0073889 | 0.34025
[9 empty] | 2014-01-25 | 13時 | 0 | 0 | 0 | 0 | 0 | 0 | 0 | 0 | 0 | 0 | 0 | 0 | 0 | 0 | 0 | 0 | 0 | 0 | 0 | 0.024446 | 0.023776 | 0.00067044 | 0.058042 | 0.13082 | 0.04833 | 0 | 0.056703 | -0.55342 | -0.056703 | 0.074116
[9 empty] | 2014-01-25 | 14時 | 0 | 0 | 0 | 0 | 0 | 0 | 0 | 0 | 0 | 0 | 0 | 0 | 0 | 0 | 0 | 0 | 0 | 0 | 0 | 0.024026 | 0.023776 | 0.00025017 | 0.024487 | 0.10464 | 0.05613 | 0 | 0.051923 | -0.50676 | -0.051923 | 0.052721
[9 empty] | 2014-01-25 | 15時 | 8.2157 | 0 | 0 | 0 | 0 | 0 | 0 | 0 | 0 | 0 | 0.84177 | 0 | 0 | 0 | 0 | 0 | 0 | 0 | 0 | 0.024026 | 0.023776 | 0.00025017 | 0 | 0.080156 | 0.05613 | 0 | -0.26009 | 2.5385 | 0.26009 | 0.34025
[9 empty] | 2014-01-25 | 16時 | 4.6147 | 0 | 0 | 0 | 0 | 0 | 0 | 0 | 0 | 0 | 0.47281 | 0 | 0 | 0 | 0 | 0 | 0 | 0 | 0 | 0.024446 | 0.023776 | 0.00067044 | 0.033816 | 0.10659 | 0.04833 | 0 | -0.23366 | 2.2805 | 0.23366 | 0.34025
[9 empty] | 2014-01-25 | 17時 | 12.7509 | 0.12647 | 0 | 0 | 0 | 0 | 0 | 0 | 0 | 0 | 1.2935 | 0 | 0 | 0 | 0 | 0 | 0 | 0 | 0 | 0.024446 | 0.023776 | 0.00067044 | 0.056835 | 0.28621 | 0.20493 | 0 | -0.05404 | 0.52743 | 0.05404 | 0.34025
[9 empty] | 2014-01-25 | 18時 | 6.4364 | 0 | 0 | 0 | 0 | 0 | 0 | 0 | 0 | 0 | 0.65946 | 0 | 0 | 0 | 0 | 0 | 0 | 0 | 0 | 0.036624 | 0.023776 | 0.012849 | 0.066494 | 0.4419 | 0.33878 | 0 | 0.10165 | -0.99206 | -0.10165 | 0.34025
[9 empty] | 2014-01-25 | 19時 | 9.3407 | 0 | 0 | 0 | 0 | 0 | 0 | 0 | 0 | 0 | 0.95704 | 0 | 0 | 0 | 0 | 0 | 0 | 0 | 0 | 0.036624 | 0.023776 | 0.012849 | 0.16307 | 0.33458 | 0.13488 | 0 | 0.048918 | -0.47744 | -0.048918 | 0.28566
[9 empty] | 2014-01-25 | 20時 | 7.802 | 0 | 0 | 0 | 0 | 0 | 0 | 0 | 0 | 0 | 0.79938 | 0 | 0 | 0 | 0 | 0 | 0 | 0 | 0 | 0.024446 | 0.023776 | 0.00067044 | 0.088224 | 0.24028 | 0.12761 | 0 | -0.09997 | 0.97571 | 0.09997 | 0.34025
[9 empty] | 2014-01-25 | 21時 | 8.4506 | 0 | 0 | 0 | 0 | 0 | 0 | 0 | 0 | 0 | 0.86584 | 0 | 0 | 0 | 0 | 0 | 0 | 0 | 0 | 0.024446 | 0.023776 | 0.00067044 | 0.14284 | 0.35471 | 0.18743 | 0 | 0.01446 | -0.14113 | -0.01446 | 0.34025
[9 empty] | 2014-01-25 | 22時 | 5.8865 | 0 | 0 | 0 | 0 | 0 | 0 | 0 | 0 | 0 | 0.60313 | 0 | 0 | 0 | 0 | 0 | 0 | 0 | 0 | 0.036344 | 0.023776 | 0.012568 | 0.16493 | 0.39307 | 0.19179 | 0 | 0.052817 | -0.5155 | -0.052817 | 0.34025
[9 empty] | 2014-01-25 | 23時 | 0 | 0 | 0 | 0 | 0 | 0 | 0 | 0 | 0 | 0 | 0 | 0 | 0 | 0 | 0 | 0 | 0 | 0 | 0 | 0.037175 | 0.023776 | 0.013399 | 0.17268 | 0.42753 | 0.21768 | 0 | 0.18991 | -1.8536 | -0.18991 | 0.23762
[9 empty] | 2014-01-26 | 0時 | 0 | 0 | 0 | 0 | 0 | 0 | 0 | 0 | 0 | 0 | 0 | 0 | 0 | 0 | 0 | 0 | 0 | 0 | 0 | 0.024026 | 0.023776 | 0.00025017 | 0.045276 | 0.22713 | 0.15783 | 0 | 0.15124 | -1.4761 | -0.15124 | 0.075891
[9 empty] | 2014-01-26 | 1時 | 0 | 0 | 0 | 0 | 0 | 0 | 0 | 0 | 0 | 0 | 0 | 0 | 0 | 0 | 0 | 0 | 0 | 0 | 0 | 0.024026 | 0.023776 | 0.00025017 | 0 | 0.072356 | 0.04833 | 0 | 0.051079 | -0.49853 | -0.051079 | 0.021277
[9 empty] | 2014-01-26 | 2時 | 0 | 0 | 0 | 0 | 0 | 0 | 0 | 0 | 0 | 0 | 0 | 0 | 0 | 0 | 0 | 0 | 0 | 0 | 0 | 0.024026 | 0.023776 | 0.00025017 | 0 | 0.080156 | 0.05613 | 0 | 0.056749 | -0.55387 | -0.056749 | 0.023407
[9 empty] | 2014-01-26 | 3時 | 0 | 0 | 0 | 0 | 0 | 0 | 0 | 0 | 0 | 0 | 0 | 0 | 0 | 0 | 0 | 0 | 0 | 0 | 0 | 0.024026 | 0.023776 | 0.00025017 | 0 | 0.080156 | 0.05613 | 0 | 0.056749 | -0.55387 | -0.056749 | 0.023407
[9 empty] | 2014-01-26 | 4時 | 0 | 0 | 0 | 0 | 0 | 0 | 0 | 0 | 0 | 0 | 0 | 0 | 0 | 0 | 0 | 0 | 0 | 0 | 0 | 0.024026 | 0.023776 | 0.00025017 | 0 | 0.072356 | 0.04833 | 0 | 0.051079 | -0.49853 | -0.051079 | 0.021277
[9 empty] | 2014-01-26 | 5時 | 21.5104 | 4.0019 | 0 | 0 | 0 | 0 | 0 | 0 | 0 | 0 | 1.7939 | 0 | 0 | 0 | 0 | 0 | 0 | 0 | 0 | 0.024026 | 0.023776 | 0.00025017 | 0 | 0.080156 | 0.05613 | 0 | -0.17714 | 1.7289 | 0.17714 | 0.25729
[9 empty] | 2014-01-26 | 6時 | 6.3109 | 0 | 0 | 0 | 0 | 0 | 0 | 0 | 0 | 0 | 0.6466 | 0 | 0 | 0 | 0 | 0 | 0 | 0 | 0 | 0.03053 | 0.023776 | 0.0067545 | 0.018231 | 0.30998 | 0.26122 | 0 | 0.052689 | -0.51424 | -0.052689 | 0.25729
[9 empty] | 2014-01-26 | 7時 | 5.1369 | 0 | 0 | 0 | 0 | 0 | 0 | 0 | 0 | 0 | 0.52632 | 0 | 0 | 0 | 0 | 0 | 0 | 0 | 0 | 0.024857 | 0.023776 | 0.0010807 | 0.11469 | 0.3877 | 0.24816 | 0 | 0.13041 | -1.2728 | -0.13041 | 0.25729
[9 empty] | 2014-01-26 | 8時 | 4.5343 | 0 | 0 | 0 | 0 | 0 | 0 | 0 | 0 | 0 | 0.46458 | 0 | 0 | 0 | 0 | 0 | 0 | 0 | 0 | 0.024857 | 0.023776 | 0.0010807 | 0.064563 | 0.2343 | 0.14488 | 0 | -0.022996 | 0.22445 | 0.022996 | 0.25729
[9 empty] | 2014-01-26 | 9時 | 0 | 0 | 0 | 0 | 0 | 0 | 0 | 0 | 0 | 0 | 0 | 0 | 0 | 0 | 0 | 0 | 0 | 0 | 0 | 0.024026 | 0.023776 | 0.00025017 | 0.16544 | 0.52635 | 0.33688 | 0 | 0.32622 | -3.1839 | -0.32622 | 0.20013
[9 empty] | 2014-01-26 | 10時 | 0 | 0 | 0 | 0 | 0 | 0 | 0 | 0 | 0 | 0 | 0 | 0 | 0 | 0 | 0 | 0 | 0 | 0 | 0 | 0.024446 | 0.023776 | 0.00067044 | 0.053027 | 0.1258 | 0.04833 | 0 | 0.075355 | -0.73547 | -0.075355 | 0.050448
[9 empty] | 2014-01-26 | 11時 | 9.5624 | 0 | 0 | 0 | 0 | 0 | 0 | 0 | 0 | 0 | 0.97975 | 0 | 0 | 0 | 0 | 0 | 0 | 0 | 0 | 0.024026 | 0.023776 | 0.00025017 | 0.0026381 | 0.082794 | 0.05613 | 0 | -0.1745 | 1.7031 | 0.1745 | 0.25729
[9 empty] | 2014-01-26 | 12時 | 3.5048 | 0 | 0 | 0 | 0 | 0 | 0 | 0 | 0 | 0 | 0.3591 | 0 | 0 | 0 | 0 | 0 | 0 | 0 | 0 | 0.03053 | 0.023776 | 0.0067545 | 0.029502 | 0.33286 | 0.27283 | 0 | 0.075568 | -0.73754 | -0.075568 | 0.25729
[9 empty] | 2014-01-26 | 13時 | 0 | 0 | 0 | 0 | 0 | 0 | 0 | 0 | 0 | 0 | 0 | 0 | 0 | 0 | 0 | 0 | 0 | 0 | 0 | 0.024446 | 0.023776 | 0.00067044 | 0.058042 | 0.13082 | 0.04833 | 0 | 0.077635 | -0.75772 | -0.077635 | 0.053184
[9 empty] | 2014-01-26 | 14時 | 0 | 0 | 0 | 0 | 0 | 0 | 0 | 0 | 0 | 0 | 0 | 0 | 0 | 0 | 0 | 0 | 0 | 0 | 0 | 0.024026 | 0.023776 | 0.00025017 | 0.024487 | 0.10464 | 0.05613 | 0 | 0.067868 | -0.6624 | -0.067868 | 0.036775
[9 empty] | 2014-01-26 | 15時 | 8.3318 | 0 | 0 | 0 | 0 | 0 | 0 | 0 | 0 | 0 | 0.85367 | 0 | 0 | 0 | 0 | 0 | 0 | 0 | 0 | 0.024026 | 0.023776 | 0.00025017 | 0 | 0.080156 | 0.05613 | 0 | -0.17714 | 1.7289 | 0.17714 | 0.25729
[9 empty] | 2014-01-26 | 16時 | 4.0667 | 0 | 0 | 0 | 0 | 0 | 0 | 0 | 0 | 0 | 0.41668 | 0 | 0 | 0 | 0 | 0 | 0 | 0 | 0 | 0.024446 | 0.023776 | 0.00067044 | 0.033816 | 0.10659 | 0.04833 | 0 | -0.1507 | 1.4708 | 0.1507 | 0.25729
[9 empty] | 2014-01-26 | 17時 | 10.8609 | 0 | 0 | 0 | 0 | 0 | 0 | 0 | 0 | 0 | 1.1128 | 0 | 0 | 0 | 0 | 0 | 0 | 0 | 0 | 0.024446 | 0.023776 | 0.00067044 | 0.056835 | 0.28621 | 0.20493 | 0 | 0.028917 | -0.28223 | -0.028917 | 0.25729
[9 empty] | 2014-01-26 | 18時 | 5.5825 | 0 | 0 | 0 | 0 | 0 | 0 | 0 | 0 | 0 | 0.57197 | 0 | 0 | 0 | 0 | 0 | 0 | 0 | 0 | 0.036624 | 0.023776 | 0.012849 | 0.066494 | 0.4419 | 0.33878 | 0 | 0.1846 | -1.8017 | -0.1846 | 0.25729
[9 empty] | 2014-01-26 | 19時 | 8.3084 | 0 | 0 | 0 | 0 | 0 | 0 | 0 | 0 | 0 | 0.85127 | 0 | 0 | 0 | 0 | 0 | 0 | 0 | 0 | 0.036624 | 0.023776 | 0.012849 | 0.16307 | 0.33458 | 0.13488 | 0 | 0.12992 | -1.268 | -0.12992 | 0.20466
[9 empty] | 2014-01-26 | 20時 | 6.9552 | 0 | 0 | 0 | 0 | 0 | 0 | 0 | 0 | 0 | 0.71262 | 0 | 0 | 0 | 0 | 0 | 0 | 0 | 0 | 0.024446 | 0.023776 | 0.00067044 | 0.088224 | 0.24028 | 0.12761 | 0 | -0.017014 | 0.16605 | 0.017014 | 0.25729
[9 empty] | 2014-01-26 | 21時 | 7.7004 | 0 | 0 | 0 | 0 | 0 | 0 | 0 | 0 | 0 | 0.78898 | 0 | 0 | 0 | 0 | 0 | 0 | 0 | 0 | 0.024446 | 0.023776 | 0.00067044 | 0.14284 | 0.35471 | 0.18743 | 0 | 0.097417 | -0.95079 | -0.097417 | 0.25729
[9 empty] | 2014-01-26 | 22時 | 5.5 | 0 | 0 | 0 | 0 | 0 | 0 | 0 | 0 | 0 | 0.56352 | 0 | 0 | 0 | 0 | 0 | 0 | 0 | 0 | 0.036344 | 0.023776 | 0.012568 | 0.16493 | 0.39307 | 0.19179 | 0 | 0.13577 | -1.3252 | -0.13577 | 0.25729
[9 empty] | 2014-01-26 | 23時 | 0 | 0 | 0 | 0 | 0 | 0 | 0 | 0 | 0 | 0 | 0 | 0 | 0 | 0 | 0 | 0 | 0 | 0 | 0 | 0.037175 | 0.023776 | 0.013399 | 0.17268 | 0.42753 | 0.21768 | 0 | 0.24895 | -2.4298 | -0.24895 | 0.17858
[9 empty] | 2014-01-27 | 0時 | 0 | 0 | 0 | 0 | 0 | 0 | 0 | 0 | 0 | 0 | 0 | 0 | 0 | 0 | 0 | 0 | 0 | 0 | 0 | 0.024026 | 0.023776 | 0.00025017 | 0.045276 | 0.22713 | 0.15783 | 0 | 0.13755 | -1.3424 | -0.13755 | 0.089587
[9 empty] | 2014-01-27 | 1時 | 0 | 0 | 0 | 0 | 0 | 0 | 0 | 0 | 0 | 0 | 0 | 0 | 0 | 0 | 0 | 0 | 0 | 0 | 0 | 0.024026 | 0.023776 | 0.00025017 | 0 | 0.072356 | 0.04833 | 0 | 0.04555 | -0.44457 | -0.04555 | 0.026807
[9 empty] | 2014-01-27 | 2時 | 0 | 0 | 0 | 0 | 0 | 0 | 0 | 0 | 0 | 0 | 0 | 0 | 0 | 0 | 0 | 0 | 0 | 0 | 0 | 0.024026 | 0.023776 | 0.00025017 | 0 | 0.080156 | 0.05613 | 0 | 0.050902 | -0.4968 | -0.050902 | 0.029254
[9 empty] | 2014-01-27 | 3時 | 0 | 0 | 0 | 0 | 0 | 0 | 0 | 0 | 0 | 0 | 0 | 0 | 0 | 0 | 0 | 0 | 0 | 0 | 0 | 0.024026 | 0.023776 | 0.00025017 | 0 | 0.080156 | 0.05613 | 0 | 0.050902 | -0.4968 | -0.050902 | 0.029254
[9 empty] | 2014-01-27 | 4時 | 0 | 0 | 0 | 0 | 0 | 0 | 0 | 0 | 0 | 0 | 0 | 0 | 0 | 0 | 0 | 0 | 0 | 0 | 0 | 0.024026 | 0.023776 | 0.00025017 | 0 | 0.072356 | 0.04833 | 0 | 0.04555 | -0.44457 | -0.04555 | 0.026807
[9 empty] | 2014-01-27 | 5時 | 21.4541 | 3.969 | 0 | 0 | 0 | 0 | 0 | 0 | 0 | 0 | 1.7915 | 0 | 0 | 0 | 0 | 0 | 0 | 0 | 0 | 0.024026 | 0.023776 | 0.00025017 | 0 | 0.080156 | 0.05613 | 0 | -0.21796 | 2.1273 | 0.21796 | 0.29811
[9 empty] | 2014-01-27 | 6時 | 6.432 | 0 | 0 | 0 | 0 | 0 | 0 | 0 | 0 | 0 | 0.65902 | 0 | 0 | 0 | 0 | 0 | 0 | 0 | 0 | 0.03053 | 0.023776 | 0.0067545 | 0.018231 | 0.30998 | 0.26122 | 0 | 0.011869 | -0.11584 | -0.011869 | 0.29811
[9 empty] | 2014-01-27 | 7時 | 5.249 | 0 | 0 | 0 | 0 | 0 | 0 | 0 | 0 | 0 | 0.53781 | 0 | 0 | 0 | 0 | 0 | 0 | 0 | 0 | 0.024857 | 0.023776 | 0.0010807 | 0.11469 | 0.3877 | 0.24816 | 0 | 0.089591 | -0.87441 | -0.089591 | 0.29811
[9 empty] | 2014-01-27 | 8時 | 4.5011 | 0 | 0 | 0 | 0 | 0 | 0 | 0 | 0 | 0 | 0.46118 | 0 | 0 | 0 | 0 | 0 | 0 | 0 | 0 | 0.024857 | 0.023776 | 0.0010807 | 0.064563 | 0.2343 | 0.14488 | 0 | -0.063816 | 0.62285 | 0.063816 | 0.29811
[9 empty] | 2014-01-27 | 9時 | 0 | 0 | 0 | 0 | 0 | 0 | 0 | 0 | 0 | 0 | 0 | 0 | 0 | 0 | 0 | 0 | 0 | 0 | 0 | 0.024026 | 0.023776 | 0.00025017 | 0.16544 | 0.52635 | 0.33688 | 0 | 0.29395 | -2.869 | -0.29395 | 0.2324
[9 empty] | 2014-01-27 | 10時 | 0 | 0 | 0 | 0 | 0 | 0 | 0 | 0 | 0 | 0 | 0 | 0 | 0 | 0 | 0 | 0 | 0 | 0 | 0 | 0.024446 | 0.023776 | 0.00067044 | 0.053027 | 0.1258 | 0.04833 | 0 | 0.065464 | -0.63893 | -0.065464 | 0.060339
[9 empty] | 2014-01-27 | 11時 | 5.1547 | 0 | 0 | 0 | 0 | 0 | 0 | 0 | 0 | 0 | 0.52815 | 0 | 0 | 0 | 0 | 0 | 0 | 0 | 0 | 0.024026 | 0.023776 | 0.00025017 | 0.0026381 | 0.082794 | 0.05613 | 0 | -0.21532 | 2.1015 | 0.21532 | 0.29811
[9 empty] | 2014-01-27 | 12時 | 2.5947 | 0 | 0 | 0 | 0 | 0 | 0 | 0 | 0 | 0 | 0.26585 | 0 | 0 | 0 | 0 | 0 | 0 | 0 | 0 | 0.03053 | 0.023776 | 0.0067545 | 0.029502 | 0.33286 | 0.27283 | 0 | 0.034748 | -0.33914 | -0.034748 | 0.29811
[9 empty] | 2014-01-27 | 13時 | 0 | 0 | 0 | 0 | 0 | 0 | 0 | 0 | 0 | 0 | 0 | 0 | 0 | 0 | 0 | 0 | 0 | 0 | 0 | 0.024446 | 0.023776 | 0.00067044 | 0.058042 | 0.13082 | 0.04833 | 0 | 0.067335 | -0.65719 | -0.067335 | 0.063483
[9 empty] | 2014-01-27 | 14時 | 0 | 0 | 0 | 0 | 0 | 0 | 0 | 0 | 0 | 0 | 0 | 0 | 0 | 0 | 0 | 0 | 0 | 0 | 0 | 0.024026 | 0.023776 | 0.00025017 | 0.024487 | 0.10464 | 0.05613 | 0 | 0.060022 | -0.58582 | -0.060022 | 0.044621
[9 empty] | 2014-01-27 | 15時 | 5.8951 | 0 | 0 | 0 | 0 | 0 | 0 | 0 | 0 | 0 | 0.60401 | 0 | 0 | 0 | 0 | 0 | 0 | 0 | 0 | 0.024026 | 0.023776 | 0.00025017 | 0 | 0.080156 | 0.05613 | 0 | -0.21796 | 2.1273 | 0.21796 | 0.29811
[9 empty] | 2014-01-27 | 16時 | 3.8489 | 0 | 0 | 0 | 0 | 0 | 0 | 0 | 0 | 0 | 0.39435 | 0 | 0 | 0 | 0 | 0 | 0 | 0 | 0 | 0.024446 | 0.023776 | 0.00067044 | 0.033816 | 0.10659 | 0.04833 | 0 | -0.18911 | 1.8458 | 0.18911 | 0.29571
[9 empty] | 2014-01-27 | 17時 | 9.8498 | 0 | 0 | 0 | 0 | 0 | 0 | 0 | 0 | 0 | 1.0092 | 0 | 0 | 0 | 0 | 0 | 0 | 0 | 0 | 0.024446 | 0.023776 | 0.00067044 | 0.056835 | 0.28621 | 0.20493 | 0 | -0.011903 | 0.11617 | 0.011903 | 0.29811
[9 empty] | 2014-01-27 | 18時 | 5.6217 | 0 | 0 | 0 | 0 | 0 | 0 | 0 | 0 | 0 | 0.57599 | 0 | 0 | 0 | 0 | 0 | 0 | 0 | 0 | 0.036624 | 0.023776 | 0.012849 | 0.066494 | 0.4419 | 0.33878 | 0 | 0.14378 | -1.4033 | -0.14378 | 0.29811
[9 empty] | 2014-01-27 | 19時 | 8.3382 | 0 | 0 | 0 | 0 | 0 | 0 | 0 | 0 | 0 | 0.85433 | 0 | 0 | 0 | 0 | 0 | 0 | 0 | 0 | 0.036624 | 0.023776 | 0.012849 | 0.16307 | 0.33458 | 0.13488 | 0 | 0.091283 | -0.89092 | -0.091283 | 0.24329
[9 empty] | 2014-01-27 | 20時 | 7.7116 | 0 | 0 | 0 | 0 | 0 | 0 | 0 | 0 | 0 | 0.79012 | 0 | 0 | 0 | 0 | 0 | 0 | 0 | 0 | 0.024446 | 0.023776 | 0.00067044 | 0.088224 | 0.24028 | 0.12761 | 0 | -0.057833 | 0.56445 | 0.057833 | 0.29811
[9 empty] | 2014-01-27 | 21時 | 11.0046 | 0 | 0 | 0 | 0 | 0 | 0 | 0 | 0 | 0 | 1.1275 | 0 | 0 | 0 | 0 | 0 | 0 | 0 | 0 | 0.024446 | 0.023776 | 0.00067044 | 0.14284 | 0.35471 | 0.18743 | 0 | 0.056597 | -0.55239 | -0.056597 | 0.29811
[9 empty] | 2014-01-27 | 22時 | 6.1328 | 0 | 0 | 0 | 0 | 0 | 0 | 0 | 0 | 0 | 0.62836 | 0 | 0 | 0 | 0 | 0 | 0 | 0 | 0 | 0.036344 | 0.023776 | 0.012568 | 0.16493 | 0.39307 | 0.19179 | 0 | 0.094954 | -0.92675 | -0.094954 | 0.29811
[9 empty] | 2014-01-27 | 23時 | 0 | 0 | 0 | 0 | 0 | 0 | 0 | 0 | 0 | 0 | 0 | 0 | 0 | 0 | 0 | 0 | 0 | 0 | 0 | 0.037175 | 0.023776 | 0.013399 | 0.17268 | 0.42753 | 0.21768 | 0 | 0.2199 | -2.1462 | -0.2199 | 0.20763
[9 empty] | 2014-01-28 | 0時 | 0 | 0 | 0 | 0 | 0 | 0 | 0 | 0 | 0 | 0 | 0 | 0 | 0 | 0 | 0 | 0 | 0 | 0 | 0 | 0.024026 | 0.023776 | 0.00025017 | 0 | 0.18186 | 0.15783 | 0 | 0.10287 | -1.004 | -0.10287 | 0.078985
[9 empty] | 2014-01-28 | 1時 | 0 | 0 | 0 | 0 | 0 | 0 | 0 | 0 | 0 | 0 | 0 | 0 | 0 | 0 | 0 | 0 | 0 | 0 | 0 | 0.024026 | 0.023776 | 0.00025017 | 0 | 0.072356 | 0.04833 | 0 | 0.035698 | -0.34841 | -0.035698 | 0.036658
[9 empty] | 2014-01-28 | 2時 | 0 | 0 | 0 | 0 | 0 | 0 | 0 | 0 | 0 | 0 | 0 | 0 | 0 | 0 | 0 | 0 | 0 | 0 | 0 | 0.024026 | 0.023776 | 0.00025017 | 0 | 0.080156 | 0.05613 | 0 | 0.040483 | -0.39511 | -0.040483 | 0.039673
[9 empty] | 2014-01-28 | 3時 | 0 | 0 | 0 | 0 | 0 | 0 | 0 | 0 | 0 | 0 | 0 | 0 | 0 | 0 | 0 | 0 | 0 | 0 | 0 | 0.024026 | 0.023776 | 0.00025017 | 0 | 0.080156 | 0.05613 | 0 | 0.040483 | -0.39511 | -0.040483 | 0.039673
[9 empty] | 2014-01-28 | 4時 | 0 | 0 | 0 | 0 | 0 | 0 | 0 | 0 | 0 | 0 | 0 | 0 | 0 | 0 | 0 | 0 | 0 | 0 | 0 | 0.024026 | 0.023776 | 0.00025017 | 0 | 0.072356 | 0.04833 | 0 | 0.035698 | -0.34841 | -0.035698 | 0.036658
[9 empty] | 2014-01-28 | 5時 | 0 | 0 | 0 | 0 | 0 | 0 | 0 | 0 | 0 | 0 | 0 | 0 | 0 | 0 | 0 | 0 | 0 | 0 | 0 | 0.024026 | 0.023776 | 0.00025017 | 0 | 0.080156 | 0.05613 | 0 | 0.040483 | -0.39511 | -0.040483 | 0.039673
[9 empty] | 2014-01-28 | 6時 | 0 | 0 | 0 | 0 | 0 | 0 | 0 | 0 | 0 | 0 | 0 | 0 | 0 | 0 | 0 | 0 | 0 | 0 | 0 | 0.024026 | 0.023776 | 0.00025017 | 0 | 0.080156 | 0.05613 | 0 | 0.040483 | -0.39511 | -0.040483 | 0.039673
[9 empty] | 2014-01-28 | 7時 | 27.4941 | 3.9576 | 0 | 0 | 0 | 0 | 0 | 0 | 0 | 0 | 2.4115 | 0 | 0 | 0 | 0 | 0 | 0 | 0 | 0 | 0.024857 | 0.023776 | 0.0010807 | 0.023666 | 0.23404 | 0.18552 | 0 | -0.1368 | 1.3352 | 0.1368 | 0.37085
[9 empty] | 2014-01-28 | 8時 | 10.4098 | 0 | 0 | 0 | 0 | 0 | 0 | 0 | 0 | 0 | 1.0666 | 0 | 0 | 0 | 0 | 0 | 0 | 0 | 0 | 0.031371 | 0.023776 | 0.0075951 | 0.11401 | 0.4267 | 0.28132 | 0 | 0.05585 | -0.5451 | -0.05585 | 0.37085
[9 empty] | 2014-01-28 | 9時 | 4.2176 | 0 | 0 | 0 | 0 | 0 | 0 | 0 | 0 | 0 | 0.43213 | 0 | 0 | 0 | 0 | 0 | 0 | 0 | 0 | 0.024446 | 0.023776 | 0.00067044 | 0.22373 | 0.50028 | 0.2521 | 0 | 0.12943 | -1.2633 | -0.12943 | 0.37085
[9 empty] | 2014-01-28 | 10時 | 3.1378 | 0 | 0 | 0 | 0 | 0 | 0 | 0 | 0 | 0 | 0.3215 | 0 | 0 | 0 | 0 | 0 | 0 | 0 | 0 | 0.024857 | 0.023776 | 0.0010807 | 0.18888 | 0.44125 | 0.22751 | 0 | 0.070401 | -0.68712 | -0.070401 | 0.37085
[9 empty] | 2014-01-28 | 11時 | 2.3862 | 0 | 0 | 0 | 0 | 0 | 0 | 0 | 0 | 0 | 0.24449 | 0 | 0 | 0 | 0 | 0 | 0 | 0 | 0 | 0.024446 | 0.023776 | 0.00067044 | 0.17015 | 0.4299 | 0.23531 | 0 | 0.059052 | -0.57635 | -0.059052 | 0.37085
[9 empty] | 2014-01-28 | 12時 | 1.1452 | 0 | 0 | 0 | 0 | 0 | 0 | 0 | 0 | 0 | 0.11733 | 0 | 0 | 0 | 0 | 0 | 0 | 0 | 0 | 0.03053 | 0.023776 | 0.0067545 | 0.15008 | 0.45344 | 0.27283 | 0 | 0.089565 | -0.87415 | -0.089565 | 0.36388
[9 empty] | 2014-01-28 | 13時 | 0 | 0 | 0 | 0 | 0 | 0 | 0 | 0 | 0 | 0 | 0 | 0 | 0 | 0 | 0 | 0 | 0 | 0 | 0 | 0.024446 | 0.023776 | 0.00067044 | 0.093998 | 0.16677 | 0.04833 | 0 | 0.057142 | -0.5577 | -0.057142 | 0.10963
[9 empty] | 2014-01-28 | 14時 | 0 | 0 | 0 | 0 | 0 | 0 | 0 | 0 | 0 | 0 | 0 | 0 | 0 | 0 | 0 | 0 | 0 | 0 | 0 | 0.024026 | 0.023776 | 0.00025017 | 0 | 0.080156 | 0.05613 | 0 | 0.040483 | -0.39511 | -0.040483 | 0.039673
[9 empty] | 2014-01-28 | 15時 | 4.4677 | 0 | 0 | 0 | 0 | 0 | 0 | 0 | 0 | 0 | 0.45775 | 0 | 0 | 0 | 0 | 0 | 0 | 0 | 0 | 0.024026 | 0.023776 | 0.00025017 | 0 | 0.080156 | 0.05613 | 0 | -0.29069 | 2.8371 | 0.29069 | 0.37085
[9 empty] | 2014-01-28 | 16時 | 5.3818 | 0 | 0 | 0 | 0 | 0 | 0 | 0 | 0 | 0 | 0.55142 | 0 | 0 | 0 | 0 | 0 | 0 | 0 | 0 | 0.024857 | 0.023776 | 0.0010807 | 0.070329 | 0.37035 | 0.27516 | 0 | -0.00050063 | 0.0048861 | 0.00050063 | 0.37085
[9 empty] | 2014-01-28 | 17時 | 6.0814 | 0 | 0 | 0 | 0 | 0 | 0 | 0 | 0 | 0 | 0.6231 | 0 | 0 | 0 | 0 | 0 | 0 | 0 | 0 | 0.036624 | 0.023776 | 0.012849 | 0.13006 | 0.44491 | 0.27822 | 0 | 0.074062 | -0.72284 | -0.074062 | 0.37085
[9 empty] | 2014-01-28 | 18時 | 3.3541 | 0 | 0 | 0 | 0 | 0 | 0 | 0 | 0 | 0 | 0.34366 | 0 | 0 | 0 | 0 | 0 | 0 | 0 | 0 | 0.036624 | 0.023776 | 0.012849 | 0.15964 | 0.41407 | 0.21781 | 0 | 0.043228 | -0.42191 | -0.043228 | 0.37085
[9 empty] | 2014-01-28 | 19時 | 8.5434 | 0 | 0 | 0 | 0 | 0 | 0 | 0 | 0 | 0 | 0.87535 | 0 | 0 | 0 | 0 | 0 | 0 | 0 | 0 | 0.024026 | 0.023776 | 0.00025017 | 0.067685 | 0.2273 | 0.13559 | 0 | -0.087864 | 0.85755 | 0.087864 | 0.31517
[9 empty] | 2014-01-28 | 20時 | 6.6014 | 0 | 0 | 0 | 0 | 0 | 0 | 0 | 0 | 0 | 0.67637 | 0 | 0 | 0 | 0 | 0 | 0 | 0 | 0 | 0.024446 | 0.023776 | 0.00067044 | 0.14104 | 0.29311 | 0.12762 | 0 | -0.077741 | 0.75875 | 0.077741 | 0.37085
[9 empty] | 2014-01-28 | 21時 | 6.5626 | 0 | 0 | 0 | 0 | 0 | 0 | 0 | 0 | 0 | 0.6724 | 0 | 0 | 0 | 0 | 0 | 0 | 0 | 0 | 0.036344 | 0.023776 | 0.012568 | 0.16291 | 0.4405 | 0.24124 | 0 | 0.069649 | -0.67978 | -0.069649 | 0.37085
[9 empty] | 2014-01-28 | 22時 | 0 | 0 | 0 | 0 | 0 | 0 | 0 | 0 | 0 | 0 | 0 | 0 | 0 | 0 | 0 | 0 | 0 | 0 | 0 | 0.036764 | 0.023776 | 0.012989 | 0.16493 | 0.38136 | 0.17966 | 0 | 0.11877 | -1.1592 | -0.11877 | 0.26259
[9 empty] | 2014-01-28 | 23時 | 0 | 0 | 0 | 0 | 0 | 0 | 0 | 0 | 0 | 0 | 0 | 0 | 0 | 0 | 0 | 0 | 0 | 0 | 0 | 0.03039 | 0.023776 | 0.0066144 | 0.1312 | 0.31942 | 0.15783 | 0 | 0.13409 | -1.3087 | -0.13409 | 0.18533
[9 empty] | 2014-01-29 | 0時 | 0 | 0 | 0 | 0 | 0 | 0 | 0 | 0 | 0 | 0 | 0 | 0 | 0 | 0 | 0 | 0 | 0 | 0 | 0 | 0.024026 | 0.023776 | 0.00025017 | 0 | 0.18186 | 0.15783 | 0 | 0.091588 | -0.89389 | -0.091588 | 0.090269
[9 empty] | 2014-01-29 | 1時 | 0 | 0 | 0 | 0 | 0 | 0 | 0 | 0 | 0 | 0 | 0 | 0 | 0 | 0 | 0 | 0 | 0 | 0 | 0 | 0.024026 | 0.023776 | 0.00025017 | 0 | 0.072356 | 0.04833 | 0 | 0.029458 | -0.28751 | -0.029458 | 0.042898
[9 empty] | 2014-01-29 | 2時 | 0 | 0 | 0 | 0 | 0 | 0 | 0 | 0 | 0 | 0 | 0 | 0 | 0 | 0 | 0 | 0 | 0 | 0 | 0 | 0.024026 | 0.023776 | 0.00025017 | 0 | 0.080156 | 0.05613 | 0 | 0.033884 | -0.33071 | -0.033884 | 0.046272
[9 empty] | 2014-01-29 | 3時 | 0 | 0 | 0 | 0 | 0 | 0 | 0 | 0 | 0 | 0 | 0 | 0 | 0 | 0 | 0 | 0 | 0 | 0 | 0 | 0.024026 | 0.023776 | 0.00025017 | 0 | 0.080156 | 0.05613 | 0 | 0.033884 | -0.33071 | -0.033884 | 0.046272
[9 empty] | 2014-01-29 | 4時 | 0 | 0 | 0 | 0 | 0 | 0 | 0 | 0 | 0 | 0 | 0 | 0 | 0 | 0 | 0 | 0 | 0 | 0 | 0 | 0.024026 | 0.023776 | 0.00025017 | 0 | 0.072356 | 0.04833 | 0 | 0.029458 | -0.28751 | -0.029458 | 0.042898
[9 empty] | 2014-01-29 | 5時 | 0 | 0 | 0 | 0 | 0 | 0 | 0 | 0 | 0 | 0 | 0 | 0 | 0 | 0 | 0 | 0 | 0 | 0 | 0 | 0.024026 | 0.023776 | 0.00025017 | 0 | 0.080156 | 0.05613 | 0 | 0.033884 | -0.33071 | -0.033884 | 0.046272
[9 empty] | 2014-01-29 | 6時 | 0 | 0 | 0 | 0 | 0 | 0 | 0 | 0 | 0 | 0 | 0 | 0 | 0 | 0 | 0 | 0 | 0 | 0 | 0 | 0.024026 | 0.023776 | 0.00025017 | 0 | 0.080156 | 0.05613 | 0 | 0.033884 | -0.33071 | -0.033884 | 0.046272
[9 empty] | 2014-01-29 | 7時 | 33.2333 | 9.7047 | 0 | 0 | 0 | 0 | 0 | 0 | 0 | 0 | 2.4107 | 0 | 0 | 0 | 0 | 0 | 0 | 0 | 0 | 0.024857 | 0.023776 | 0.0010807 | 0.023666 | 0.23404 | 0.18552 | 0 | -0.18287 | 1.7848 | 0.18287 | 0.41691
[9 empty] | 2014-01-29 | 8時 | 17.7506 | 1.4167 | 0 | 0 | 0 | 0 | 0 | 0 | 0 | 0 | 1.6736 | 0 | 0 | 0 | 0 | 0 | 0 | 0 | 0 | 0.031371 | 0.023776 | 0.0075951 | 0.11401 | 0.4267 | 0.28132 | 0 | 0.0097853 | -0.095505 | -0.0097853 | 0.41691
[9 empty] | 2014-01-29 | 9時 | 7.0354 | 0 | 0 | 0 | 0 | 0 | 0 | 0 | 0 | 0 | 0.72084 | 0 | 0 | 0 | 0 | 0 | 0 | 0 | 0 | 0.024446 | 0.023776 | 0.00067044 | 0.22373 | 0.50028 | 0.2521 | 0 | 0.083367 | -0.81367 | -0.083367 | 0.41691
[9 empty] | 2014-01-29 | 10時 | 4.2645 | 0 | 0 | 0 | 0 | 0 | 0 | 0 | 0 | 0 | 0.43693 | 0 | 0 | 0 | 0 | 0 | 0 | 0 | 0 | 0.024857 | 0.023776 | 0.0010807 | 0.18888 | 0.44125 | 0.22751 | 0 | 0.024336 | -0.23752 | -0.024336 | 0.41691
[9 empty] | 2014-01-29 | 11時 | 3.1046 | 0 | 0 | 0 | 0 | 0 | 0 | 0 | 0 | 0 | 0.31809 | 0 | 0 | 0 | 0 | 0 | 0 | 0 | 0 | 0.024446 | 0.023776 | 0.00067044 | 0.17015 | 0.4299 | 0.23531 | 0 | 0.012988 | -0.12676 | -0.012988 | 0.41691
[9 empty] | 2014-01-29 | 12時 | 1.6043 | 0 | 0 | 0 | 0 | 0 | 0 | 0 | 0 | 0 | 0.16438 | 0 | 0 | 0 | 0 | 0 | 0 | 0 | 0 | 0.03053 | 0.023776 | 0.0067545 | 0.15008 | 0.45344 | 0.27283 | 0 | 0.036533 | -0.35656 | -0.036533 | 0.41691
[9 empty] | 2014-01-29 | 13時 | 0 | 0 | 0 | 0 | 0 | 0 | 0 | 0 | 0 | 0 | 0 | 0 | 0 | 0 | 0 | 0 | 0 | 0 | 0 | 0.024446 | 0.023776 | 0.00067044 | 0.093998 | 0.16677 | 0.04833 | 0 | 0.042206 | -0.41193 | -0.042206 | 0.12457
[9 empty] | 2014-01-29 | 14時 | 0 | 0 | 0 | 0 | 0 | 0 | 0 | 0 | 0 | 0 | 0 | 0 | 0 | 0 | 0 | 0 | 0 | 0 | 0 | 0.024026 | 0.023776 | 0.00025017 | 0 | 0.080156 | 0.05613 | 0 | 0.033884 | -0.33071 | -0.033884 | 0.046272
[9 empty] | 2014-01-29 | 15時 | 4.188 | 0 | 0 | 0 | 0 | 0 | 0 | 0 | 0 | 0 | 0.4291 | 0 | 0 | 0 | 0 | 0 | 0 | 0 | 0 | 0.024026 | 0.023776 | 0.00025017 | 0 | 0.080156 | 0.05613 | 0 | -0.33676 | 3.2867 | 0.33676 | 0.41691
[9 empty] | 2014-01-29 | 16時 | 4.9238 | 0 | 0 | 0 | 0 | 0 | 0 | 0 | 0 | 0 | 0.50449 | 0 | 0 | 0 | 0 | 0 | 0 | 0 | 0 | 0.024857 | 0.023776 | 0.0010807 | 0.070329 | 0.37035 | 0.27516 | 0 | -0.046565 | 0.45448 | 0.046565 | 0.41691
[9 empty] | 2014-01-29 | 17時 | 5.441 | 0 | 0 | 0 | 0 | 0 | 0 | 0 | 0 | 0 | 0.55748 | 0 | 0 | 0 | 0 | 0 | 0 | 0 | 0 | 0.036624 | 0.023776 | 0.012849 | 0.13006 | 0.44491 | 0.27822 | 0 | 0.027997 | -0.27325 | -0.027997 | 0.41691
[9 empty] | 2014-01-29 | 18時 | 2.8374 | 0 | 0 | 0 | 0 | 0 | 0 | 0 | 0 | 0 | 0.29072 | 0 | 0 | 0 | 0 | 0 | 0 | 0 | 0 | 0.036624 | 0.023776 | 0.012849 | 0.15964 | 0.41407 | 0.21781 | 0 | -0.0028366 | 0.027685 | 0.0028366 | 0.41691
[9 empty] | 2014-01-29 | 19時 | 9.5395 | 0 | 0 | 0 | 0 | 0 | 0 | 0 | 0 | 0 | 0.97741 | 0 | 0 | 0 | 0 | 0 | 0 | 0 | 0 | 0.024026 | 0.023776 | 0.00025017 | 0.067685 | 0.2273 | 0.13559 | 0 | -0.13435 | 1.3112 | 0.13435 | 0.36165
[9 empty] | 2014-01-29 | 20時 | 7.4422 | 0 | 0 | 0 | 0 | 0 | 0 | 0 | 0 | 0 | 0.76252 | 0 | 0 | 0 | 0 | 0 | 0 | 0 | 0 | 0.024446 | 0.023776 | 0.00067044 | 0.14104 | 0.29311 | 0.12762 | 0 | -0.12381 | 1.2083 | 0.12381 | 0.41691
[9 empty] | 2014-01-29 | 21時 | 7.5413 | 0 | 0 | 0 | 0 | 0 | 0 | 0 | 0 | 0 | 0.77267 | 0 | 0 | 0 | 0 | 0 | 0 | 0 | 0 | 0.036344 | 0.023776 | 0.012568 | 0.16291 | 0.4405 | 0.24124 | 0 | 0.023584 | -0.23018 | -0.023584 | 0.41691
[9 empty] | 2014-01-29 | 22時 | 0 | 0 | 0 | 0 | 0 | 0 | 0 | 0 | 0 | 0 | 0 | 0 | 0 | 0 | 0 | 0 | 0 | 0 | 0 | 0.036764 | 0.023776 | 0.012989 | 0.16493 | 0.38136 | 0.17966 | 0 | 0.085605 | -0.8355 | -0.085605 | 0.29575
[9 empty] | 2014-01-29 | 23時 | 0 | 0 | 0 | 0 | 0 | 0 | 0 | 0 | 0 | 0 | 0 | 0 | 0 | 0 | 0 | 0 | 0 | 0 | 0 | 0.03039 | 0.023776 | 0.0066144 | 0.1312 | 0.31942 | 0.15783 | 0 | 0.11013 | -1.0749 | -0.11013 | 0.20929
[9 empty] | 2014-01-30 | 0時 | 0 | 0 | 0 | 0 | 0 | 0 | 0 | 0 | 0 | 0 | 0 | 0 | 0 | 0 | 0 | 0 | 0 | 0 | 0 | 0.024026 | 0.023776 | 0.00025017 | 0.045276 | 0.22713 | 0.15783 | 0 | 0.13354 | -1.3034 | -0.13354 | 0.09359
[9 empty] | 2014-01-30 | 1時 | 0 | 0 | 0 | 0 | 0 | 0 | 0 | 0 | 0 | 0 | 0 | 0 | 0 | 0 | 0 | 0 | 0 | 0 | 0 | 0.024026 | 0.023776 | 0.00025017 | 0 | 0.072356 | 0.04833 | 0 | 0.043933 | -0.42879 | -0.043933 | 0.028423
[9 empty] | 2014-01-30 | 2時 | 0 | 0 | 0 | 0 | 0 | 0 | 0 | 0 | 0 | 0 | 0 | 0 | 0 | 0 | 0 | 0 | 0 | 0 | 0 | 0.024026 | 0.023776 | 0.00025017 | 0 | 0.080156 | 0.05613 | 0 | 0.049193 | -0.48012 | -0.049193 | 0.030964
[9 empty] | 2014-01-30 | 3時 | 0 | 0 | 0 | 0 | 0 | 0 | 0 | 0 | 0 | 0 | 0 | 0 | 0 | 0 | 0 | 0 | 0 | 0 | 0 | 0.024026 | 0.023776 | 0.00025017 | 0 | 0.080156 | 0.05613 | 0 | 0.049193 | -0.48012 | -0.049193 | 0.030964
[9 empty] | 2014-01-30 | 4時 | 0 | 0 | 0 | 0 | 0 | 0 | 0 | 0 | 0 | 0 | 0 | 0 | 0 | 0 | 0 | 0 | 0 | 0 | 0 | 0.024026 | 0.023776 | 0.00025017 | 0 | 0.072356 | 0.04833 | 0 | 0.043933 | -0.42879 | -0.043933 | 0.028423
[9 empty] | 2014-01-30 | 5時 | 21.8963 | 4.2334 | 0 | 0 | 0 | 0 | 0 | 0 | 0 | 0 | 1.8097 | 0 | 0 | 0 | 0 | 0 | 0 | 0 | 0 | 0.024026 | 0.023776 | 0.00025017 | 0 | 0.080156 | 0.05613 | 0 | -0.22989 | 2.2437 | 0.22989 | 0.31005
[9 empty] | 2014-01-30 | 6時 | 8.8651 | 0 | 0 | 0 | 0 | 0 | 0 | 0 | 0 | 0 | 0.90831 | 0 | 0 | 0 | 0 | 0 | 0 | 0 | 0 | 0.03053 | 0.023776 | 0.0067545 | 0.018231 | 0.30998 | 0.26122 | 0 | -6.4073e-05 | 0.00062535 | 6.4073e-05 | 0.31005
[9 empty] | 2014-01-30 | 7時 | 3.8232 | 0 | 0 | 0 | 0 | 0 | 0 | 0 | 0 | 0 | 0.39173 | 0 | 0 | 0 | 0 | 0 | 0 | 0 | 0 | 0.024857 | 0.023776 | 0.0010807 | 0.11469 | 0.3877 | 0.24816 | 0 | 0.077658 | -0.75794 | -0.077658 | 0.31005
[9 empty] | 2014-01-30 | 8時 | 3.8384 | 0 | 0 | 0 | 0 | 0 | 0 | 0 | 0 | 0 | 0.39328 | 0 | 0 | 0 | 0 | 0 | 0 | 0 | 0 | 0.024857 | 0.023776 | 0.0010807 | 0.064563 | 0.2343 | 0.14488 | 0 | -0.075749 | 0.73931 | 0.075749 | 0.31005
[9 empty] | 2014-01-30 | 9時 | 0 | 0 | 0 | 0 | 0 | 0 | 0 | 0 | 0 | 0 | 0 | 0 | 0 | 0 | 0 | 0 | 0 | 0 | 0 | 0.024026 | 0.023776 | 0.00025017 | 0.16544 | 0.52635 | 0.33688 | 0 | 0.28452 | -2.7769 | -0.28452 | 0.24183
[9 empty] | 2014-01-30 | 10時 | 0 | 0 | 0 | 0 | 0 | 0 | 0 | 0 | 0 | 0 | 0 | 0 | 0 | 0 | 0 | 0 | 0 | 0 | 0 | 0.024446 | 0.023776 | 0.00067044 | 0.053027 | 0.1258 | 0.04833 | 0 | 0.062573 | -0.61071 | -0.062573 | 0.063231
[9 empty] | 2014-01-30 | 11時 | 4.1163 | 0 | 0 | 0 | 0 | 0 | 0 | 0 | 0 | 0 | 0.42175 | 0 | 0 | 0 | 0 | 0 | 0 | 0 | 0 | 0.024026 | 0.023776 | 0.00025017 | 0.0026381 | 0.082794 | 0.05613 | 0 | -0.22456 | 2.1917 | 0.22456 | 0.30736
[9 empty] | 2014-01-30 | 12時 | 1.4911 | 0 | 0 | 0 | 0 | 0 | 0 | 0 | 0 | 0 | 0.15278 | 0 | 0 | 0 | 0 | 0 | 0 | 0 | 0 | 0.03053 | 0.023776 | 0.0067545 | 0.029502 | 0.33286 | 0.27283 | 0 | 0.084152 | -0.82132 | -0.084152 | 0.24871
[9 empty] | 2014-01-30 | 13時 | 0 | 0 | 0 | 0 | 0 | 0 | 0 | 0 | 0 | 0 | 0 | 0 | 0 | 0 | 0 | 0 | 0 | 0 | 0 | 0.024446 | 0.023776 | 0.00067044 | 0.058042 | 0.13082 | 0.04833 | 0 | 0.064324 | -0.6278 | -0.064324 | 0.066495
[9 empty] | 2014-01-30 | 14時 | 0 | 0 | 0 | 0 | 0 | 0 | 0 | 0 | 0 | 0 | 0 | 0 | 0 | 0 | 0 | 0 | 0 | 0 | 0 | 0.024026 | 0.023776 | 0.00025017 | 0.024487 | 0.10464 | 0.05613 | 0 | 0.057728 | -0.56343 | -0.057728 | 0.046915
[9 empty] | 2014-01-30 | 15時 | 3.4405 | 0 | 0 | 0 | 0 | 0 | 0 | 0 | 0 | 0 | 0.35251 | 0 | 0 | 0 | 0 | 0 | 0 | 0 | 0 | 0.024026 | 0.023776 | 0.00025017 | 0 | 0.080156 | 0.05613 | 0 | -0.18039 | 1.7606 | 0.18039 | 0.26054
[9 empty] | 2014-01-30 | 16時 | 3.0578 | 0 | 0 | 0 | 0 | 0 | 0 | 0 | 0 | 0 | 0.3133 | 0 | 0 | 0 | 0 | 0 | 0 | 0 | 0 | 0.024446 | 0.023776 | 0.00067044 | 0.033816 | 0.10659 | 0.04833 | 0 | -0.14817 | 1.4462 | 0.14817 | 0.25476
[9 empty] | 2014-01-30 | 17時 | 7.9268 | 0 | 0 | 0 | 0 | 0 | 0 | 0 | 0 | 0 | 0.81217 | 0 | 0 | 0 | 0 | 0 | 0 | 0 | 0 | 0.024446 | 0.023776 | 0.00067044 | 0.056835 | 0.28621 | 0.20493 | 0 | -0.023836 | 0.23264 | 0.023836 | 0.31005
[9 empty] | 2014-01-30 | 18時 | 5.4159 | 0 | 0 | 0 | 0 | 0 | 0 | 0 | 0 | 0 | 0.55491 | 0 | 0 | 0 | 0 | 0 | 0 | 0 | 0 | 0.036624 | 0.023776 | 0.012849 | 0.066494 | 0.4419 | 0.33878 | 0 | 0.13185 | -1.2868 | -0.13185 | 0.31005
[9 empty] | 2014-01-30 | 19時 | 7.596 | 0 | 0 | 0 | 0 | 0 | 0 | 0 | 0 | 0 | 0.77828 | 0 | 0 | 0 | 0 | 0 | 0 | 0 | 0 | 0.036624 | 0.023776 | 0.012849 | 0.16307 | 0.33458 | 0.13488 | 0 | 0.080974 | -0.79031 | -0.080974 | 0.2536
[9 empty] | 2014-01-30 | 20時 | 7.7034 | 0 | 0 | 0 | 0 | 0 | 0 | 0 | 0 | 0 | 0.78929 | 0 | 0 | 0 | 0 | 0 | 0 | 0 | 0 | 0.024446 | 0.023776 | 0.00067044 | 0.088224 | 0.24028 | 0.12761 | 0 | -0.069766 | 0.68092 | 0.069766 | 0.31005
[9 empty] | 2014-01-30 | 21時 | 9.0268 | 0 | 0 | 0 | 0 | 0 | 0 | 0 | 0 | 0 | 0.92488 | 0 | 0 | 0 | 0 | 0 | 0 | 0 | 0 | 0.024446 | 0.023776 | 0.00067044 | 0.14284 | 0.35471 | 0.18743 | 0 | 0.044664 | -0.43592 | -0.044664 | 0.31005
[9 empty] | 2014-01-30 | 22時 | 6.6514 | 0 | 0 | 0 | 0 | 0 | 0 | 0 | 0 | 0 | 0.6815 | 0 | 0 | 0 | 0 | 0 | 0 | 0 | 0 | 0.036344 | 0.023776 | 0.012568 | 0.16493 | 0.39307 | 0.19179 | 0 | 0.083021 | -0.81029 | -0.083021 | 0.31005
[9 empty] | 2014-01-30 | 23時 | 0 | 0 | 0 | 0 | 0 | 0 | 0 | 0 | 0 | 0 | 0 | 0 | 0 | 0 | 0 | 0 | 0 | 0 | 0 | 0.037175 | 0.023776 | 0.013399 | 0.17268 | 0.42753 | 0.21768 | 0 | 0.21141 | -2.0634 | -0.21141 | 0.21612
[9 empty] | 2014-01-31 | 0時 | 0 | 0 | 0 | 0 | 0 | 0 | 0 | 0 | 0 | 0 | 0 | 0 | 0 | 0 | 0 | 0 | 0 | 0 | 0 | 0.024026 | 0.023776 | 0.00025017 | 0.045276 | 0.22713 | 0.15783 | 0 | 0.14809 | -1.4454 | -0.14809 | 0.079039
[9 empty] | 2014-01-31 | 1時 | 0 | 0 | 0 | 0 | 0 | 0 | 0 | 0 | 0 | 0 | 0 | 0 | 0 | 0 | 0 | 0 | 0 | 0 | 0 | 0.024026 | 0.023776 | 0.00025017 | 0 | 0.072356 | 0.04833 | 0 | 0.049808 | -0.48613 | -0.049808 | 0.022548
[9 empty] | 2014-01-31 | 2時 | 0 | 0 | 0 | 0 | 0 | 0 | 0 | 0 | 0 | 0 | 0 | 0 | 0 | 0 | 0 | 0 | 0 | 0 | 0 | 0.024026 | 0.023776 | 0.00025017 | 0 | 0.080156 | 0.05613 | 0 | 0.055406 | -0.54076 | -0.055406 | 0.024751
[9 empty] | 2014-01-31 | 3時 | 0 | 0 | 0 | 0 | 0 | 0 | 0 | 0 | 0 | 0 | 0 | 0 | 0 | 0 | 0 | 0 | 0 | 0 | 0 | 0.024026 | 0.023776 | 0.00025017 | 0 | 0.080156 | 0.05613 | 0 | 0.055406 | -0.54076 | -0.055406 | 0.024751
[9 empty] | 2014-01-31 | 4時 | 0 | 0 | 0 | 0 | 0 | 0 | 0 | 0 | 0 | 0 | 0 | 0 | 0 | 0 | 0 | 0 | 0 | 0 | 0 | 0.024026 | 0.023776 | 0.00025017 | 0 | 0.072356 | 0.04833 | 0 | 0.049808 | -0.48613 | -0.049808 | 0.022548
[9 empty] | 2014-01-31 | 5時 | 29.4539 | 10.225 | 0 | 0 | 0 | 0 | 0 | 0 | 0 | 0 | 1.9702 | 0 | 0 | 0 | 0 | 0 | 0 | 0 | 0 | 0.024026 | 0.023776 | 0.00025017 | 0 | 0.080156 | 0.05613 | 0 | -0.18652 | 1.8204 | 0.18652 | 0.26667
[9 empty] | 2014-01-31 | 6時 | 12.8317 | 0 | 0 | 0 | 0 | 0 | 0 | 0 | 0 | 0 | 1.3147 | 0 | 0 | 0 | 0 | 0 | 0 | 0 | 0 | 0.03053 | 0.023776 | 0.0067545 | 0.018231 | 0.30998 | 0.26122 | 0 | 0.043308 | -0.42269 | -0.043308 | 0.26667
[9 empty] | 2014-01-31 | 7時 | 7.025 | 0 | 0 | 0 | 0 | 0 | 0 | 0 | 0 | 0 | 0.71977 | 0 | 0 | 0 | 0 | 0 | 0 | 0 | 0 | 0.024857 | 0.023776 | 0.0010807 | 0.11469 | 0.3877 | 0.24816 | 0 | 0.12103 | -1.1813 | -0.12103 | 0.26667
[9 empty] | 2014-01-31 | 8時 | 3.7878 | 0 | 0 | 0 | 0 | 0 | 0 | 0 | 0 | 0 | 0.38809 | 0 | 0 | 0 | 0 | 0 | 0 | 0 | 0 | 0.024857 | 0.023776 | 0.0010807 | 0.064563 | 0.2343 | 0.14488 | 0 | -0.032377 | 0.316 | 0.032377 | 0.26667
[9 empty] | 2014-01-31 | 9時 | 0 | 0 | 0 | 0 | 0 | 0 | 0 | 0 | 0 | 0 | 0 | 0 | 0 | 0 | 0 | 0 | 0 | 0 | 0 | 0.024026 | 0.023776 | 0.00025017 | 0.16544 | 0.52635 | 0.33688 | 0 | 0.31881 | -3.1115 | -0.31881 | 0.20754
[9 empty] | 2014-01-31 | 10時 | 0 | 0 | 0 | 0 | 0 | 0 | 0 | 0 | 0 | 0 | 0 | 0 | 0 | 0 | 0 | 0 | 0 | 0 | 0 | 0.024446 | 0.023776 | 0.00067044 | 0.053027 | 0.1258 | 0.04833 | 0 | 0.073082 | -0.71328 | -0.073082 | 0.052721
[9 empty] | 2014-01-31 | 11時 | 4.0435 | 0 | 0 | 0 | 0 | 0 | 0 | 0 | 0 | 0 | 0.4143 | 0 | 0 | 0 | 0 | 0 | 0 | 0 | 0 | 0.024026 | 0.023776 | 0.00025017 | 0.0026381 | 0.082794 | 0.05613 | 0 | -0.17734 | 1.7309 | 0.17734 | 0.26014
[9 empty] | 2014-01-31 | 12時 | 1.5466 | 0 | 0 | 0 | 0 | 0 | 0 | 0 | 0 | 0 | 0.15847 | 0 | 0 | 0 | 0 | 0 | 0 | 0 | 0 | 0.03053 | 0.023776 | 0.0067545 | 0.029502 | 0.33286 | 0.27283 | 0 | 0.11615 | -1.1336 | -0.11615 | 0.21672
[9 empty] | 2014-01-31 | 13時 | 0 | 0 | 0 | 0 | 0 | 0 | 0 | 0 | 0 | 0 | 0 | 0 | 0 | 0 | 0 | 0 | 0 | 0 | 0 | 0.024446 | 0.023776 | 0.00067044 | 0.058042 | 0.13082 | 0.04833 | 0 | 0.075268 | -0.73462 | -0.075268 | 0.055551
[9 empty] | 2014-01-31 | 14時 | 0 | 0 | 0 | 0 | 0 | 0 | 0 | 0 | 0 | 0 | 0 | 0 | 0 | 0 | 0 | 0 | 0 | 0 | 0 | 0.024026 | 0.023776 | 0.00025017 | 0.024487 | 0.10464 | 0.05613 | 0 | 0.066065 | -0.6448 | -0.066065 | 0.038578
[9 empty] | 2014-01-31 | 15時 | 3.655 | 0 | 0 | 0 | 0 | 0 | 0 | 0 | 0 | 0 | 0.37449 | 0 | 0 | 0 | 0 | 0 | 0 | 0 | 0 | 0.024026 | 0.023776 | 0.00025017 | 0 | 0.080156 | 0.05613 | 0 | -0.15602 | 1.5227 | 0.15602 | 0.23617
[9 empty] | 2014-01-31 | 16時 | 3.0111 | 0 | 0 | 0 | 0 | 0 | 0 | 0 | 0 | 0 | 0.30851 | 0 | 0 | 0 | 0 | 0 | 0 | 0 | 0 | 0.024446 | 0.023776 | 0.00067044 | 0.033816 | 0.10659 | 0.04833 | 0 | -0.10946 | 1.0683 | 0.10946 | 0.21605
[9 empty] | 2014-01-31 | 17時 | 7.4486 | 0 | 0 | 0 | 0 | 0 | 0 | 0 | 0 | 0 | 0.76317 | 0 | 0 | 0 | 0 | 0 | 0 | 0 | 0 | 0.024446 | 0.023776 | 0.00067044 | 0.056835 | 0.28621 | 0.20493 | 0 | 0.019536 | -0.19067 | -0.019536 | 0.26667
[9 empty] | 2014-01-31 | 18時 | 4.5401 | 0 | 0 | 0 | 0 | 0 | 0 | 0 | 0 | 0 | 0.46518 | 0 | 0 | 0 | 0 | 0 | 0 | 0 | 0 | 0.036624 | 0.023776 | 0.012849 | 0.066494 | 0.4419 | 0.33878 | 0 | 0.17522 | -1.7102 | -0.17522 | 0.26667
[9 empty] | 2014-01-31 | 19時 | 8.0234 | 0 | 0 | 0 | 0 | 0 | 0 | 0 | 0 | 0 | 0.82207 | 0 | 0 | 0 | 0 | 0 | 0 | 0 | 0 | 0.036624 | 0.023776 | 0.012849 | 0.16307 | 0.33458 | 0.13488 | 0 | 0.12453 | -1.2154 | -0.12453 | 0.21004
[9 empty] | 2014-01-31 | 20時 | 7.4645 | 0 | 0 | 0 | 0 | 0 | 0 | 0 | 0 | 0 | 0.7648 | 0 | 0 | 0 | 0 | 0 | 0 | 0 | 0 | 0.024446 | 0.023776 | 0.00067044 | 0.088224 | 0.24028 | 0.12761 | 0 | -0.026394 | 0.25761 | 0.026394 | 0.26667
[9 empty] | 2014-01-31 | 21時 | 8.2809 | 0 | 0 | 0 | 0 | 0 | 0 | 0 | 0 | 0 | 0.84845 | 0 | 0 | 0 | 0 | 0 | 0 | 0 | 0 | 0.024446 | 0.023776 | 0.00067044 | 0.14284 | 0.35471 | 0.18743 | 0 | 0.088036 | -0.85923 | -0.088036 | 0.26667
[9 empty] | 2014-01-31 | 22時 | 5.9075 | 0 | 0 | 0 | 0 | 0 | 0 | 0 | 0 | 0 | 0.60528 | 0 | 0 | 0 | 0 | 0 | 0 | 0 | 0 | 0.036344 | 0.023776 | 0.012568 | 0.16493 | 0.39307 | 0.19179 | 0 | 0.12639 | -1.2336 | -0.12639 | 0.26667
[9 empty] | 2014-01-31 | 23時 | 0 | 0 | 0 | 0 | 0 | 0 | 0 | 0 | 0 | 0 | 0 | 0 | 0 | 0 | 0 | 0 | 0 | 0 | 0 | 0.037175 | 0.023776 | 0.013399 | 0.17268 | 0.42753 | 0.21768 | 0 | 0.24228 | -2.3646 | -0.24228 | 0.18526
[9 empty] | 2014-02-01 | 0時 | 0 | 0 | 0 | 0 | 0 | 0 | 0 | 0 | 0 | 0 | 0 | 0 | 0 | 0 | 0 | 0 | 0 | 0 | 0 | 0.024026 | 0.023776 | 0.00025017 | 0.045276 | 0.22713 | 0.15783 | 0 | 0.13609 | -1.3282 | -0.13609 | 0.091046
[9 empty] | 2014-02-01 | 1時 | 0 | 0 | 0 | 0 | 0 | 0 | 0 | 0 | 0 | 0 | 0 | 0 | 0 | 0 | 0 | 0 | 0 | 0 | 0 | 0.024026 | 0.023776 | 0.00025017 | 0 | 0.072356 | 0.04833 | 0 | 0.044961 | -0.43882 | -0.044961 | 0.027396
[9 empty] | 2014-02-01 | 2時 | 0 | 0 | 0 | 0 | 0 | 0 | 0 | 0 | 0 | 0 | 0 | 0 | 0 | 0 | 0 | 0 | 0 | 0 | 0 | 0.024026 | 0.023776 | 0.00025017 | 0 | 0.080156 | 0.05613 | 0 | 0.050279 | -0.49072 | -0.050279 | 0.029877
[9 empty] | 2014-02-01 | 3時 | 0 | 0 | 0 | 0 | 0 | 0 | 0 | 0 | 0 | 0 | 0 | 0 | 0 | 0 | 0 | 0 | 0 | 0 | 0 | 0.024026 | 0.023776 | 0.00025017 | 0 | 0.080156 | 0.05613 | 0 | 0.050279 | -0.49072 | -0.050279 | 0.029877
[9 empty] | 2014-02-01 | 4時 | 0 | 0 | 0 | 0 | 0 | 0 | 0 | 0 | 0 | 0 | 0 | 0 | 0 | 0 | 0 | 0 | 0 | 0 | 0 | 0.024026 | 0.023776 | 0.00025017 | 0 | 0.072356 | 0.04833 | 0 | 0.044961 | -0.43882 | -0.044961 | 0.027396
[9 empty] | 2014-02-01 | 5時 | 21.5929 | 4.0934 | 0 | 0 | 0 | 0 | 0 | 0 | 0 | 0 | 1.793 | 0 | 0 | 0 | 0 | 0 | 0 | 0 | 0 | 0.024026 | 0.023776 | 0.00025017 | 0 | 0.080156 | 0.05613 | 0 | -0.22231 | 2.1697 | 0.22231 | 0.30246
[9 empty] | 2014-02-01 | 6時 | 6.3658 | 0 | 0 | 0 | 0 | 0 | 0 | 0 | 0 | 0 | 0.65223 | 0 | 0 | 0 | 0 | 0 | 0 | 0 | 0 | 0.03053 | 0.023776 | 0.0067545 | 0.018231 | 0.30998 | 0.26122 | 0 | 0.00752 | -0.073395 | -0.00752 | 0.30246
[9 empty] | 2014-02-01 | 7時 | 3.85 | 0 | 0 | 0 | 0 | 0 | 0 | 0 | 0 | 0 | 0.39447 | 0 | 0 | 0 | 0 | 0 | 0 | 0 | 0 | 0.024857 | 0.023776 | 0.0010807 | 0.11469 | 0.3877 | 0.24816 | 0 | 0.085242 | -0.83196 | -0.085242 | 0.30246
[9 empty] | 2014-02-01 | 8時 | 4.3671 | 0 | 0 | 0 | 0 | 0 | 0 | 0 | 0 | 0 | 0.44745 | 0 | 0 | 0 | 0 | 0 | 0 | 0 | 0 | 0.024857 | 0.023776 | 0.0010807 | 0.064563 | 0.2343 | 0.14488 | 0 | -0.068165 | 0.66529 | 0.068165 | 0.30246
[9 empty] | 2014-02-01 | 9時 | 0 | 0 | 0 | 0 | 0 | 0 | 0 | 0 | 0 | 0 | 0 | 0 | 0 | 0 | 0 | 0 | 0 | 0 | 0 | 0.024026 | 0.023776 | 0.00025017 | 0.16544 | 0.52635 | 0.33688 | 0 | 0.29051 | -2.8354 | -0.29051 | 0.23584
[9 empty] | 2014-02-01 | 10時 | 0 | 0 | 0 | 0 | 0 | 0 | 0 | 0 | 0 | 0 | 0 | 0 | 0 | 0 | 0 | 0 | 0 | 0 | 0 | 0.024446 | 0.023776 | 0.00067044 | 0.053027 | 0.1258 | 0.04833 | 0 | 0.06441 | -0.62865 | -0.06441 | 0.061393
[9 empty] | 2014-02-01 | 11時 | 6.0328 | 0 | 0 | 0 | 0 | 0 | 0 | 0 | 0 | 0 | 0.61811 | 0 | 0 | 0 | 0 | 0 | 0 | 0 | 0 | 0.024026 | 0.023776 | 0.00025017 | 0.0026381 | 0.082794 | 0.05613 | 0 | -0.21967 | 2.144 | 0.21967 | 0.30246
[9 empty] | 2014-02-01 | 12時 | 2.5623 | 0 | 0 | 0 | 0 | 0 | 0 | 0 | 0 | 0 | 0.26253 | 0 | 0 | 0 | 0 | 0 | 0 | 0 | 0 | 0.03053 | 0.023776 | 0.0067545 | 0.029502 | 0.33286 | 0.27283 | 0 | 0.030399 | -0.29669 | -0.030399 | 0.30246
[9 empty] | 2014-02-01 | 13時 | 0 | 0 | 0 | 0 | 0 | 0 | 0 | 0 | 0 | 0 | 0 | 0 | 0 | 0 | 0 | 0 | 0 | 0 | 0 | 0.024446 | 0.023776 | 0.00067044 | 0.058042 | 0.13082 | 0.04833 | 0 | 0.066238 | -0.64648 | -0.066238 | 0.064581
[9 empty] | 2014-02-01 | 14時 | 0 | 0 | 0 | 0 | 0 | 0 | 0 | 0 | 0 | 0 | 0 | 0 | 0 | 0 | 0 | 0 | 0 | 0 | 0 | 0.024026 | 0.023776 | 0.00025017 | 0.024487 | 0.10464 | 0.05613 | 0 | 0.059186 | -0.57766 | -0.059186 | 0.045457
[9 empty] | 2014-02-01 | 15時 | 9.047 | 0 | 0 | 0 | 0 | 0 | 0 | 0 | 0 | 0 | 0.92695 | 0 | 0 | 0 | 0 | 0 | 0 | 0 | 0 | 0.024026 | 0.023776 | 0.00025017 | 0 | 0.080156 | 0.05613 | 0 | -0.22231 | 2.1697 | 0.22231 | 0.30246
[9 empty] | 2014-02-01 | 16時 | 3.6178 | 0 | 0 | 0 | 0 | 0 | 0 | 0 | 0 | 0 | 0.37068 | 0 | 0 | 0 | 0 | 0 | 0 | 0 | 0 | 0.024446 | 0.023776 | 0.00067044 | 0.033816 | 0.10659 | 0.04833 | 0 | -0.17837 | 1.7409 | 0.17837 | 0.28497
[9 empty] | 2014-02-01 | 17時 | 12.8013 | 0.058515 | 0 | 0 | 0 | 0 | 0 | 0 | 0 | 0 | 1.3056 | 0 | 0 | 0 | 0 | 0 | 0 | 0 | 0 | 0.024446 | 0.023776 | 0.00067044 | 0.056835 | 0.28621 | 0.20493 | 0 | -0.016252 | 0.15862 | 0.016252 | 0.30246
[9 empty] | 2014-02-01 | 18時 | 6.9117 | 0 | 0 | 0 | 0 | 0 | 0 | 0 | 0 | 0 | 0.70817 | 0 | 0 | 0 | 0 | 0 | 0 | 0 | 0 | 0.036624 | 0.023776 | 0.012849 | 0.066494 | 0.4419 | 0.33878 | 0 | 0.13943 | -1.3609 | -0.13943 | 0.30246
[9 empty] | 2014-02-01 | 19時 | 7.4129 | 0 | 0 | 0 | 0 | 0 | 0 | 0 | 0 | 0 | 0.75952 | 0 | 0 | 0 | 0 | 0 | 0 | 0 | 0 | 0.036624 | 0.023776 | 0.012849 | 0.16307 | 0.33458 | 0.13488 | 0 | 0.085997 | -0.83933 | -0.085997 | 0.24858
[9 empty] | 2014-02-01 | 20時 | 6.5003 | 0 | 0 | 0 | 0 | 0 | 0 | 0 | 0 | 0 | 0.66601 | 0 | 0 | 0 | 0 | 0 | 0 | 0 | 0 | 0.024446 | 0.023776 | 0.00067044 | 0.088224 | 0.24028 | 0.12761 | 0 | -0.062182 | 0.6069 | 0.062182 | 0.30246
[9 empty] | 2014-02-01 | 21時 | 7.183 | 0 | 0 | 0 | 0 | 0 | 0 | 0 | 0 | 0 | 0.73597 | 0 | 0 | 0 | 0 | 0 | 0 | 0 | 0 | 0.024446 | 0.023776 | 0.00067044 | 0.14284 | 0.35471 | 0.18743 | 0 | 0.052248 | -0.50994 | -0.052248 | 0.30246
[9 empty] | 2014-02-01 | 22時 | 5.1525 | 0 | 0 | 0 | 0 | 0 | 0 | 0 | 0 | 0 | 0.52792 | 0 | 0 | 0 | 0 | 0 | 0 | 0 | 0 | 0.036344 | 0.023776 | 0.012568 | 0.16493 | 0.39307 | 0.19179 | 0 | 0.090605 | -0.88431 | -0.090605 | 0.30246
[9 empty] | 2014-02-01 | 23時 | 0 | 0 | 0 | 0 | 0 | 0 | 0 | 0 | 0 | 0 | 0 | 0 | 0 | 0 | 0 | 0 | 0 | 0 | 0 | 0.037175 | 0.023776 | 0.013399 | 0.17268 | 0.42753 | 0.21768 | 0 | 0.21681 | -2.116 | -0.21681 | 0.21073
[9 empty] | 2014-02-02 | 0時 | 0 | 0 | 0 | 0 | 0 | 0 | 0 | 0 | 0 | 0 | 0 | 0 | 0 | 0 | 0 | 0 | 0 | 0 | 0 | 0.024026 | 0.023776 | 0.00025017 | 0.045276 | 0.22713 | 0.15783 | 0 | 0.12141 | -1.185 | -0.12141 | 0.10572
[9 empty] | 2014-02-02 | 1時 | 0 | 0 | 0 | 0 | 0 | 0 | 0 | 0 | 0 | 0 | 0 | 0 | 0 | 0 | 0 | 0 | 0 | 0 | 0 | 0.024026 | 0.023776 | 0.00025017 | 0 | 0.072356 | 0.04833 | 0 | 0.039036 | -0.38099 | -0.039036 | 0.033321
[9 empty] | 2014-02-02 | 2時 | 0 | 0 | 0 | 0 | 0 | 0 | 0 | 0 | 0 | 0 | 0 | 0 | 0 | 0 | 0 | 0 | 0 | 0 | 0 | 0.024026 | 0.023776 | 0.00025017 | 0 | 0.080156 | 0.05613 | 0 | 0.044013 | -0.42956 | -0.044013 | 0.036144
[9 empty] | 2014-02-02 | 3時 | 0 | 0 | 0 | 0 | 0 | 0 | 0 | 0 | 0 | 0 | 0 | 0 | 0 | 0 | 0 | 0 | 0 | 0 | 0 | 0.024026 | 0.023776 | 0.00025017 | 0 | 0.080156 | 0.05613 | 0 | 0.044013 | -0.42956 | -0.044013 | 0.036144
[9 empty] | 2014-02-02 | 4時 | 0 | 0 | 0 | 0 | 0 | 0 | 0 | 0 | 0 | 0 | 0 | 0 | 0 | 0 | 0 | 0 | 0 | 0 | 0 | 0.024026 | 0.023776 | 0.00025017 | 0 | 0.072356 | 0.04833 | 0 | 0.039036 | -0.38099 | -0.039036 | 0.033321
[9 empty] | 2014-02-02 | 5時 | 24.5436 | 6.7861 | 0 | 0 | 0 | 0 | 0 | 0 | 0 | 0 | 1.8194 | 0 | 0 | 0 | 0 | 0 | 0 | 0 | 0 | 0.024026 | 0.023776 | 0.00025017 | 0 | 0.080156 | 0.05613 | 0 | -0.26605 | 2.5966 | 0.26605 | 0.34621
[9 empty] | 2014-02-02 | 6時 | 7.6796 | 0 | 0 | 0 | 0 | 0 | 0 | 0 | 0 | 0 | 0.78684 | 0 | 0 | 0 | 0 | 0 | 0 | 0 | 0 | 0.03053 | 0.023776 | 0.0067545 | 0.018231 | 0.30998 | 0.26122 | 0 | -0.036224 | 0.35354 | 0.036224 | 0.34621
[9 empty] | 2014-02-02 | 7時 | 4.5609 | 0 | 0 | 0 | 0 | 0 | 0 | 0 | 0 | 0 | 0.4673 | 0 | 0 | 0 | 0 | 0 | 0 | 0 | 0 | 0.024857 | 0.023776 | 0.0010807 | 0.11469 | 0.3877 | 0.24816 | 0 | 0.041498 | -0.40502 | -0.041498 | 0.34621
[9 empty] | 2014-02-02 | 8時 | 2.0897 | 0 | 0 | 0 | 0 | 0 | 0 | 0 | 0 | 0 | 0.21411 | 0 | 0 | 0 | 0 | 0 | 0 | 0 | 0 | 0.024857 | 0.023776 | 0.0010807 | 0.064563 | 0.2343 | 0.14488 | 0 | -0.049117 | 0.47938 | 0.049117 | 0.28341
[9 empty] | 2014-02-02 | 9時 | 0 | 0 | 0 | 0 | 0 | 0 | 0 | 0 | 0 | 0 | 0 | 0 | 0 | 0 | 0 | 0 | 0 | 0 | 0 | 0.024026 | 0.023776 | 0.00025017 | 0.16544 | 0.52635 | 0.33688 | 0 | 0.25593 | -2.4979 | -0.25593 | 0.27042
[9 empty] | 2014-02-02 | 10時 | 0 | 0 | 0 | 0 | 0 | 0 | 0 | 0 | 0 | 0 | 0 | 0 | 0 | 0 | 0 | 0 | 0 | 0 | 0 | 0.024446 | 0.023776 | 0.00067044 | 0.053027 | 0.1258 | 0.04833 | 0 | 0.053811 | -0.5252 | -0.053811 | 0.071993
[9 empty] | 2014-02-02 | 11時 | 1.2745 | 0 | 0 | 0 | 0 | 0 | 0 | 0 | 0 | 0 | 0.13059 | 0 | 0 | 0 | 0 | 0 | 0 | 0 | 0 | 0.024026 | 0.023776 | 0.00025017 | 0.0026381 | 0.082794 | 0.05613 | 0 | -0.049748 | 0.48554 | 0.049748 | 0.13254
[9 empty] | 2014-02-02 | 12時 | 0.6067 | 0 | 0 | 0 | 0 | 0 | 0 | 0 | 0 | 0 | 0.062162 | 0 | 0 | 0 | 0 | 0 | 0 | 0 | 0 | 0.03053 | 0.023776 | 0.0067545 | 0.029502 | 0.33286 | 0.27283 | 0 | 0.12037 | -1.1748 | -0.12037 | 0.21249
[9 empty] | 2014-02-02 | 13時 | 0 | 0 | 0 | 0 | 0 | 0 | 0 | 0 | 0 | 0 | 0 | 0 | 0 | 0 | 0 | 0 | 0 | 0 | 0 | 0.024446 | 0.023776 | 0.00067044 | 0.058042 | 0.13082 | 0.04833 | 0 | 0.0552 | -0.53875 | -0.0552 | 0.075619
[9 empty] | 2014-02-02 | 14時 | 0 | 0 | 0 | 0 | 0 | 0 | 0 | 0 | 0 | 0 | 0 | 0 | 0 | 0 | 0 | 0 | 0 | 0 | 0 | 0.024026 | 0.023776 | 0.00025017 | 0.024487 | 0.10464 | 0.05613 | 0 | 0.050778 | -0.49559 | -0.050778 | 0.053866
[9 empty] | 2014-02-02 | 15時 | 1.2411 | 0 | 0 | 0 | 0 | 0 | 0 | 0 | 0 | 0 | 0.12717 | 0 | 0 | 0 | 0 | 0 | 0 | 0 | 0 | 0.024026 | 0.023776 | 0.00025017 | 0 | 0.080156 | 0.05613 | 0 | -0.048001 | 0.46849 | 0.048001 | 0.12816
[9 empty] | 2014-02-02 | 16時 | 1.9149 | 0 | 0 | 0 | 0 | 0 | 0 | 0 | 0 | 0 | 0.1962 | 0 | 0 | 0 | 0 | 0 | 0 | 0 | 0 | 0.024446 | 0.023776 | 0.00067044 | 0.033816 | 0.10659 | 0.04833 | 0 | -0.093464 | 0.91221 | 0.093464 | 0.20006
[9 empty] | 2014-02-02 | 17時 | 4.8336 | 0 | 0 | 0 | 0 | 0 | 0 | 0 | 0 | 0 | 0.49524 | 0 | 0 | 0 | 0 | 0 | 0 | 0 | 0 | 0.024446 | 0.023776 | 0.00067044 | 0.056835 | 0.28621 | 0.20493 | 0 | -0.059996 | 0.58556 | 0.059996 | 0.34621
[9 empty] | 2014-02-02 | 18時 | 3.7243 | 0 | 0 | 0 | 0 | 0 | 0 | 0 | 0 | 0 | 0.38159 | 0 | 0 | 0 | 0 | 0 | 0 | 0 | 0 | 0.036624 | 0.023776 | 0.012849 | 0.066494 | 0.4419 | 0.33878 | 0 | 0.09569 | -0.93393 | -0.09569 | 0.34621
[9 empty] | 2014-02-02 | 19時 | 4.5881 | 0 | 0 | 0 | 0 | 0 | 0 | 0 | 0 | 0 | 0.47009 | 0 | 0 | 0 | 0 | 0 | 0 | 0 | 0 | 0.036624 | 0.023776 | 0.012849 | 0.16307 | 0.33458 | 0.13488 | 0 | 0.042807 | -0.4178 | -0.042807 | 0.29177
[9 empty] | 2014-02-02 | 20時 | 5.1739 | 0 | 0 | 0 | 0 | 0 | 0 | 0 | 0 | 0 | 0.53012 | 0 | 0 | 0 | 0 | 0 | 0 | 0 | 0 | 0.024446 | 0.023776 | 0.00067044 | 0.088224 | 0.24028 | 0.12761 | 0 | -0.10593 | 1.0338 | 0.10593 | 0.34621
[9 empty] | 2014-02-02 | 21時 | 6.1959 | 0 | 0 | 0 | 0 | 0 | 0 | 0 | 0 | 0 | 0.63482 | 0 | 0 | 0 | 0 | 0 | 0 | 0 | 0 | 0.024446 | 0.023776 | 0.00067044 | 0.14284 | 0.35471 | 0.18743 | 0 | 0.0085045 | -0.083004 | -0.0085045 | 0.34621
[9 empty] | 2014-02-02 | 22時 | 4.7338 | 0 | 0 | 0 | 0 | 0 | 0 | 0 | 0 | 0 | 0.48502 | 0 | 0 | 0 | 0 | 0 | 0 | 0 | 0 | 0.036344 | 0.023776 | 0.012568 | 0.16493 | 0.39307 | 0.19179 | 0 | 0.046862 | -0.45737 | -0.046862 | 0.34621
[9 empty] | 2014-02-02 | 23時 | 0 | 0 | 0 | 0 | 0 | 0 | 0 | 0 | 0 | 0 | 0 | 0 | 0 | 0 | 0 | 0 | 0 | 0 | 0 | 0.037175 | 0.023776 | 0.013399 | 0.17268 | 0.42753 | 0.21768 | 0 | 0.18568 | -1.8122 | -0.18568 | 0.24186
[9 empty] | 2014-02-03 | 0時 | 0 | 0 | 0 | 0 | 0 | 0 | 0 | 0 | 0 | 0 | 0 | 0 | 0 | 0 | 0 | 0 | 0 | 0 | 0 | 0.024026 | 0.023776 | 0.00025017 | 0.045276 | 0.22713 | 0.15783 | 0 | 0.133 | -1.2981 | -0.133 | 0.094131
[9 empty] | 2014-02-03 | 1時 | 0 | 0 | 0 | 0 | 0 | 0 | 0 | 0 | 0 | 0 | 0 | 0 | 0 | 0 | 0 | 0 | 0 | 0 | 0 | 0.024026 | 0.023776 | 0.00025017 | 0 | 0.072356 | 0.04833 | 0 | 0.043715 | -0.42666 | -0.043715 | 0.028641
[9 empty] | 2014-02-03 | 2時 | 0 | 0 | 0 | 0 | 0 | 0 | 0 | 0 | 0 | 0 | 0 | 0 | 0 | 0 | 0 | 0 | 0 | 0 | 0 | 0.024026 | 0.023776 | 0.00025017 | 0 | 0.080156 | 0.05613 | 0 | 0.048961 | -0.47786 | -0.048961 | 0.031195
[9 empty] | 2014-02-03 | 3時 | 0 | 0 | 0 | 0 | 0 | 0 | 0 | 0 | 0 | 0 | 0 | 0 | 0 | 0 | 0 | 0 | 0 | 0 | 0 | 0.024026 | 0.023776 | 0.00025017 | 0 | 0.080156 | 0.05613 | 0 | 0.048961 | -0.47786 | -0.048961 | 0.031195
[9 empty] | 2014-02-03 | 4時 | 0 | 0 | 0 | 0 | 0 | 0 | 0 | 0 | 0 | 0 | 0 | 0 | 0 | 0 | 0 | 0 | 0 | 0 | 0 | 0.024026 | 0.023776 | 0.00025017 | 0 | 0.072356 | 0.04833 | 0 | 0.043715 | -0.42666 | -0.043715 | 0.028641
[9 empty] | 2014-02-03 | 5時 | 19.7505 | 2.2142 | 0 | 0 | 0 | 0 | 0 | 0 | 0 | 0 | 1.7968 | 0 | 0 | 0 | 0 | 0 | 0 | 0 | 0 | 0.024026 | 0.023776 | 0.00025017 | 0 | 0.080156 | 0.05613 | 0 | -0.2315 | 2.2595 | 0.2315 | 0.31166
[9 empty] | 2014-02-03 | 6時 | 7.607 | 0 | 0 | 0 | 0 | 0 | 0 | 0 | 0 | 0 | 0.7794 | 0 | 0 | 0 | 0 | 0 | 0 | 0 | 0 | 0.03053 | 0.023776 | 0.0067545 | 0.018231 | 0.30998 | 0.26122 | 0 | -0.0016772 | 0.016369 | 0.0016772 | 0.31166
[9 empty] | 2014-02-03 | 7時 | 4.5034 | 0 | 0 | 0 | 0 | 0 | 0 | 0 | 0 | 0 | 0.46141 | 0 | 0 | 0 | 0 | 0 | 0 | 0 | 0 | 0.024857 | 0.023776 | 0.0010807 | 0.11469 | 0.3877 | 0.24816 | 0 | 0.076044 | -0.74219 | -0.076044 | 0.31166
[9 empty] | 2014-02-03 | 8時 | 2.9014 | 0 | 0 | 0 | 0 | 0 | 0 | 0 | 0 | 0 | 0.29727 | 0 | 0 | 0 | 0 | 0 | 0 | 0 | 0 | 0.024857 | 0.023776 | 0.0010807 | 0.064563 | 0.2343 | 0.14488 | 0 | -0.074997 | 0.73197 | 0.074997 | 0.30929
[9 empty] | 2014-02-03 | 9時 | 0 | 0 | 0 | 0 | 0 | 0 | 0 | 0 | 0 | 0 | 0 | 0 | 0 | 0 | 0 | 0 | 0 | 0 | 0 | 0.024026 | 0.023776 | 0.00025017 | 0.16544 | 0.52635 | 0.33688 | 0 | 0.28324 | -2.7644 | -0.28324 | 0.24311
[9 empty] | 2014-02-03 | 10時 | 0 | 0 | 0 | 0 | 0 | 0 | 0 | 0 | 0 | 0 | 0 | 0 | 0 | 0 | 0 | 0 | 0 | 0 | 0 | 0.024446 | 0.023776 | 0.00067044 | 0.053027 | 0.1258 | 0.04833 | 0 | 0.062182 | -0.6069 | -0.062182 | 0.063622
[9 empty] | 2014-02-03 | 11時 | 3.1336 | 0 | 0 | 0 | 0 | 0 | 0 | 0 | 0 | 0 | 0.32107 | 0 | 0 | 0 | 0 | 0 | 0 | 0 | 0 | 0.024026 | 0.023776 | 0.00025017 | 0.0026381 | 0.082794 | 0.05613 | 0 | -0.16027 | 1.5642 | 0.16027 | 0.24306
[9 empty] | 2014-02-03 | 12時 | 1.3267 | 0 | 0 | 0 | 0 | 0 | 0 | 0 | 0 | 0 | 0.13593 | 0 | 0 | 0 | 0 | 0 | 0 | 0 | 0 | 0.03053 | 0.023776 | 0.0067545 | 0.029502 | 0.33286 | 0.27283 | 0 | 0.09387 | -0.91617 | -0.09387 | 0.23899
[9 empty] | 2014-02-03 | 13時 | 0 | 0 | 0 | 0 | 0 | 0 | 0 | 0 | 0 | 0 | 0 | 0 | 0 | 0 | 0 | 0 | 0 | 0 | 0 | 0.024446 | 0.023776 | 0.00067044 | 0.058042 | 0.13082 | 0.04833 | 0 | 0.063917 | -0.62383 | -0.063917 | 0.066902
[9 empty] | 2014-02-03 | 14時 | 0 | 0 | 0 | 0 | 0 | 0 | 0 | 0 | 0 | 0 | 0 | 0 | 0 | 0 | 0 | 0 | 0 | 0 | 0 | 0.024026 | 0.023776 | 0.00025017 | 0.024487 | 0.10464 | 0.05613 | 0 | 0.057418 | -0.5604 | -0.057418 | 0.047225
[9 empty] | 2014-02-03 | 15時 | 4.9321 | 0 | 0 | 0 | 0 | 0 | 0 | 0 | 0 | 0 | 0.50534 | 0 | 0 | 0 | 0 | 0 | 0 | 0 | 0 | 0.024026 | 0.023776 | 0.00025017 | 0 | 0.080156 | 0.05613 | 0 | -0.2315 | 2.2595 | 0.2315 | 0.31166
[9 empty] | 2014-02-03 | 16時 | 3.1901 | 0 | 0 | 0 | 0 | 0 | 0 | 0 | 0 | 0 | 0.32685 | 0 | 0 | 0 | 0 | 0 | 0 | 0 | 0 | 0.024446 | 0.023776 | 0.00067044 | 0.033816 | 0.10659 | 0.04833 | 0 | -0.15838 | 1.5458 | 0.15838 | 0.26497
[9 empty] | 2014-02-03 | 17時 | 7.5626 | 0 | 0 | 0 | 0 | 0 | 0 | 0 | 0 | 0 | 0.77486 | 0 | 0 | 0 | 0 | 0 | 0 | 0 | 0 | 0.024446 | 0.023776 | 0.00067044 | 0.056835 | 0.28621 | 0.20493 | 0 | -0.025449 | 0.24839 | 0.025449 | 0.31166
[9 empty] | 2014-02-03 | 18時 | 4.3581 | 0 | 0 | 0 | 0 | 0 | 0 | 0 | 0 | 0 | 0.44653 | 0 | 0 | 0 | 0 | 0 | 0 | 0 | 0 | 0.036624 | 0.023776 | 0.012849 | 0.066494 | 0.4419 | 0.33878 | 0 | 0.13024 | -1.2711 | -0.13024 | 0.31166
[9 empty] | 2014-02-03 | 19時 | 6.0782 | 0 | 0 | 0 | 0 | 0 | 0 | 0 | 0 | 0 | 0.62277 | 0 | 0 | 0 | 0 | 0 | 0 | 0 | 0 | 0.036624 | 0.023776 | 0.012849 | 0.16307 | 0.33458 | 0.13488 | 0 | 0.076851 | -0.75007 | -0.076851 | 0.25772
[9 empty] | 2014-02-03 | 20時 | 5.481 | 0 | 0 | 0 | 0 | 0 | 0 | 0 | 0 | 0 | 0.56158 | 0 | 0 | 0 | 0 | 0 | 0 | 0 | 0 | 0.024446 | 0.023776 | 0.00067044 | 0.088224 | 0.24028 | 0.12761 | 0 | -0.07138 | 0.69667 | 0.07138 | 0.31166
[9 empty] | 2014-02-03 | 21時 | 6.3307 | 0 | 0 | 0 | 0 | 0 | 0 | 0 | 0 | 0 | 0.64864 | 0 | 0 | 0 | 0 | 0 | 0 | 0 | 0 | 0.024446 | 0.023776 | 0.00067044 | 0.14284 | 0.35471 | 0.18743 | 0 | 0.043051 | -0.42018 | -0.043051 | 0.31166
[9 empty] | 2014-02-03 | 22時 | 4.6559 | 0 | 0 | 0 | 0 | 0 | 0 | 0 | 0 | 0 | 0.47704 | 0 | 0 | 0 | 0 | 0 | 0 | 0 | 0 | 0.036344 | 0.023776 | 0.012568 | 0.16493 | 0.39307 | 0.19179 | 0 | 0.081408 | -0.79454 | -0.081408 | 0.31166
[9 empty] | 2014-02-03 | 23時 | 0 | 0 | 0 | 0 | 0 | 0 | 0 | 0 | 0 | 0 | 0 | 0 | 0 | 0 | 0 | 0 | 0 | 0 | 0 | 0.037175 | 0.023776 | 0.013399 | 0.17268 | 0.42753 | 0.21768 | 0 | 0.21026 | -2.0521 | -0.21026 | 0.21727
[9 empty] | 2014-02-04 | 0時 | 0 | 0 | 0 | 0 | 0 | 0 | 0 | 0 | 0 | 0 | 0 | 0 | 0 | 0 | 0 | 0 | 0 | 0 | 0 | 0.024026 | 0.023776 | 0.00025017 | 0 | 0.18186 | 0.15783 | 0 | 0.10296 | -1.0049 | -0.10296 | 0.078896
[9 empty] | 2014-02-04 | 1時 | 0 | 0 | 0 | 0 | 0 | 0 | 0 | 0 | 0 | 0 | 0 | 0 | 0 | 0 | 0 | 0 | 0 | 0 | 0 | 0.024026 | 0.023776 | 0.00025017 | 0 | 0.072356 | 0.04833 | 0 | 0.035747 | -0.34889 | -0.035747 | 0.036609
[9 empty] | 2014-02-04 | 2時 | 0 | 0 | 0 | 0 | 0 | 0 | 0 | 0 | 0 | 0 | 0 | 0 | 0 | 0 | 0 | 0 | 0 | 0 | 0 | 0.024026 | 0.023776 | 0.00025017 | 0 | 0.080156 | 0.05613 | 0 | 0.040535 | -0.39562 | -0.040535 | 0.039621
[9 empty] | 2014-02-04 | 3時 | 0 | 0 | 0 | 0 | 0 | 0 | 0 | 0 | 0 | 0 | 0 | 0 | 0 | 0 | 0 | 0 | 0 | 0 | 0 | 0.024026 | 0.023776 | 0.00025017 | 0 | 0.080156 | 0.05613 | 0 | 0.040535 | -0.39562 | -0.040535 | 0.039621
[9 empty] | 2014-02-04 | 4時 | 0 | 0 | 0 | 0 | 0 | 0 | 0 | 0 | 0 | 0 | 0 | 0 | 0 | 0 | 0 | 0 | 0 | 0 | 0 | 0.024026 | 0.023776 | 0.00025017 | 0 | 0.072356 | 0.04833 | 0 | 0.035747 | -0.34889 | -0.035747 | 0.036609
[9 empty] | 2014-02-04 | 5時 | 0 | 0 | 0 | 0 | 0 | 0 | 0 | 0 | 0 | 0 | 0 | 0 | 0 | 0 | 0 | 0 | 0 | 0 | 0 | 0.024026 | 0.023776 | 0.00025017 | 0 | 0.080156 | 0.05613 | 0 | 0.040535 | -0.39562 | -0.040535 | 0.039621
[9 empty] | 2014-02-04 | 6時 | 0 | 0 | 0 | 0 | 0 | 0 | 0 | 0 | 0 | 0 | 0 | 0 | 0 | 0 | 0 | 0 | 0 | 0 | 0 | 0.024026 | 0.023776 | 0.00025017 | 0 | 0.080156 | 0.05613 | 0 | 0.040535 | -0.39562 | -0.040535 | 0.039621
[9 empty] | 2014-02-04 | 7時 | 28.8885 | 5.4551 | 0 | 0 | 0 | 0 | 0 | 0 | 0 | 0 | 2.401 | 0 | 0 | 0 | 0 | 0 | 0 | 0 | 0 | 0.024857 | 0.023776 | 0.0010807 | 0.023666 | 0.23404 | 0.18552 | 0 | -0.13644 | 1.3316 | 0.13644 | 0.37048
[9 empty] | 2014-02-04 | 8時 | 13.8841 | 0.20728 | 0 | 0 | 0 | 0 | 0 | 0 | 0 | 0 | 1.4013 | 0 | 0 | 0 | 0 | 0 | 0 | 0 | 0 | 0.031371 | 0.023776 | 0.0075951 | 0.11401 | 0.4267 | 0.28132 | 0 | 0.056214 | -0.54864 | -0.056214 | 0.37048
[9 empty] | 2014-02-04 | 9時 | 6.7355 | 0 | 0 | 0 | 0 | 0 | 0 | 0 | 0 | 0 | 0.69011 | 0 | 0 | 0 | 0 | 0 | 0 | 0 | 0 | 0.024446 | 0.023776 | 0.00067044 | 0.22373 | 0.50028 | 0.2521 | 0 | 0.1298 | -1.2668 | -0.1298 | 0.37048
[9 empty] | 2014-02-04 | 10時 | 3.5067 | 0 | 0 | 0 | 0 | 0 | 0 | 0 | 0 | 0 | 0.3593 | 0 | 0 | 0 | 0 | 0 | 0 | 0 | 0 | 0.024857 | 0.023776 | 0.0010807 | 0.18888 | 0.44125 | 0.22751 | 0 | 0.070765 | -0.69066 | -0.070765 | 0.37048
[9 empty] | 2014-02-04 | 11時 | 2.4279 | 0 | 0 | 0 | 0 | 0 | 0 | 0 | 0 | 0 | 0.24876 | 0 | 0 | 0 | 0 | 0 | 0 | 0 | 0 | 0.024446 | 0.023776 | 0.00067044 | 0.17015 | 0.4299 | 0.23531 | 0 | 0.059416 | -0.5799 | -0.059416 | 0.37048
[9 empty] | 2014-02-04 | 12時 | 1.758 | 0 | 0 | 0 | 0 | 0 | 0 | 0 | 0 | 0 | 0.18012 | 0 | 0 | 0 | 0 | 0 | 0 | 0 | 0 | 0.03053 | 0.023776 | 0.0067545 | 0.15008 | 0.45344 | 0.27283 | 0 | 0.082962 | -0.8097 | -0.082962 | 0.37048
[9 empty] | 2014-02-04 | 13時 | 0 | 0 | 0 | 0 | 0 | 0 | 0 | 0 | 0 | 0 | 0 | 0 | 0 | 0 | 0 | 0 | 0 | 0 | 0 | 0.024446 | 0.023776 | 0.00067044 | 0.093998 | 0.16677 | 0.04833 | 0 | 0.05726 | -0.55885 | -0.05726 | 0.10952
[9 empty] | 2014-02-04 | 14時 | 0 | 0 | 0 | 0 | 0 | 0 | 0 | 0 | 0 | 0 | 0 | 0 | 0 | 0 | 0 | 0 | 0 | 0 | 0 | 0.024026 | 0.023776 | 0.00025017 | 0 | 0.080156 | 0.05613 | 0 | 0.040535 | -0.39562 | -0.040535 | 0.039621
[9 empty] | 2014-02-04 | 15時 | 4.9762 | 0 | 0 | 0 | 0 | 0 | 0 | 0 | 0 | 0 | 0.50986 | 0 | 0 | 0 | 0 | 0 | 0 | 0 | 0 | 0.024026 | 0.023776 | 0.00025017 | 0 | 0.080156 | 0.05613 | 0 | -0.29033 | 2.8336 | 0.29033 | 0.37048
[9 empty] | 2014-02-04 | 16時 | 4.9891 | 0 | 0 | 0 | 0 | 0 | 0 | 0 | 0 | 0 | 0.51118 | 0 | 0 | 0 | 0 | 0 | 0 | 0 | 0 | 0.024857 | 0.023776 | 0.0010807 | 0.070329 | 0.37035 | 0.27516 | 0 | -0.00013707 | 0.0013378 | 0.00013707 | 0.37048
[9 empty] | 2014-02-04 | 17時 | 5.2895 | 0 | 0 | 0 | 0 | 0 | 0 | 0 | 0 | 0 | 0.54196 | 0 | 0 | 0 | 0 | 0 | 0 | 0 | 0 | 0.036624 | 0.023776 | 0.012849 | 0.13006 | 0.44491 | 0.27822 | 0 | 0.074425 | -0.72639 | -0.074425 | 0.37048
[9 empty] | 2014-02-04 | 18時 | 2.8022 | 0 | 0 | 0 | 0 | 0 | 0 | 0 | 0 | 0 | 0.28711 | 0 | 0 | 0 | 0 | 0 | 0 | 0 | 0 | 0.036624 | 0.023776 | 0.012849 | 0.15964 | 0.41407 | 0.21781 | 0 | 0.043592 | -0.42545 | -0.043592 | 0.37048
[9 empty] | 2014-02-04 | 19時 | 7.4002 | 0 | 0 | 0 | 0 | 0 | 0 | 0 | 0 | 0 | 0.75821 | 0 | 0 | 0 | 0 | 0 | 0 | 0 | 0 | 0.024026 | 0.023776 | 0.00025017 | 0.067685 | 0.2273 | 0.13559 | 0 | -0.089149 | 0.87009 | 0.089149 | 0.31645
[9 empty] | 2014-02-04 | 20時 | 6.0796 | 0 | 0 | 0 | 0 | 0 | 0 | 0 | 0 | 0 | 0.62291 | 0 | 0 | 0 | 0 | 0 | 0 | 0 | 0 | 0.024446 | 0.023776 | 0.00067044 | 0.14104 | 0.29311 | 0.12762 | 0 | -0.077378 | 0.75521 | 0.077378 | 0.37048
[9 empty] | 2014-02-04 | 21時 | 6.1722 | 0 | 0 | 0 | 0 | 0 | 0 | 0 | 0 | 0 | 0.6324 | 0 | 0 | 0 | 0 | 0 | 0 | 0 | 0 | 0.036344 | 0.023776 | 0.012568 | 0.16291 | 0.4405 | 0.24124 | 0 | 0.070013 | -0.68332 | -0.070013 | 0.37048
[9 empty] | 2014-02-04 | 22時 | 0 | 0 | 0 | 0 | 0 | 0 | 0 | 0 | 0 | 0 | 0 | 0 | 0 | 0 | 0 | 0 | 0 | 0 | 0 | 0.036764 | 0.023776 | 0.012989 | 0.16493 | 0.38136 | 0.17966 | 0 | 0.11903 | -1.1617 | -0.11903 | 0.26233
[9 empty] | 2014-02-04 | 23時 | 0 | 0 | 0 | 0 | 0 | 0 | 0 | 0 | 0 | 0 | 0 | 0 | 0 | 0 | 0 | 0 | 0 | 0 | 0 | 0.03039 | 0.023776 | 0.0066144 | 0.1312 | 0.31942 | 0.15783 | 0 | 0.13428 | -1.3105 | -0.13428 | 0.18514
[9 empty] | 2014-02-05 | 0時 | 0 | 0 | 0 | 0 | 0 | 0 | 0 | 0 | 0 | 0 | 0 | 0 | 0 | 0 | 0 | 0 | 0 | 0 | 0 | 0.024026 | 0.023776 | 0.00025017 | 0 | 0.18186 | 0.15783 | 0 | 0.12997 | -1.2685 | -0.12997 | 0.051887
[9 empty] | 2014-02-05 | 1時 | 0 | 0 | 0 | 0 | 0 | 0 | 0 | 0 | 0 | 0 | 0 | 0 | 0 | 0 | 0 | 0 | 0 | 0 | 0 | 0.024026 | 0.023776 | 0.00025017 | 0 | 0.072356 | 0.04833 | 0 | 0.050683 | -0.49466 | -0.050683 | 0.021674
[9 empty] | 2014-02-05 | 2時 | 0 | 0 | 0 | 0 | 0 | 0 | 0 | 0 | 0 | 0 | 0 | 0 | 0 | 0 | 0 | 0 | 0 | 0 | 0 | 0.024026 | 0.023776 | 0.00025017 | 0 | 0.080156 | 0.05613 | 0 | 0.05633 | -0.54978 | -0.05633 | 0.023826
[9 empty] | 2014-02-05 | 3時 | 0 | 0 | 0 | 0 | 0 | 0 | 0 | 0 | 0 | 0 | 0 | 0 | 0 | 0 | 0 | 0 | 0 | 0 | 0 | 0.024026 | 0.023776 | 0.00025017 | 0 | 0.080156 | 0.05613 | 0 | 0.05633 | -0.54978 | -0.05633 | 0.023826
[9 empty] | 2014-02-05 | 4時 | 0 | 0 | 0 | 0 | 0 | 0 | 0 | 0 | 0 | 0 | 0 | 0 | 0 | 0 | 0 | 0 | 0 | 0 | 0 | 0.024026 | 0.023776 | 0.00025017 | 0 | 0.072356 | 0.04833 | 0 | 0.050683 | -0.49466 | -0.050683 | 0.021674
[9 empty] | 2014-02-05 | 5時 | 0 | 0 | 0 | 0 | 0 | 0 | 0 | 0 | 0 | 0 | 0 | 0 | 0 | 0 | 0 | 0 | 0 | 0 | 0 | 0.024026 | 0.023776 | 0.00025017 | 0 | 0.080156 | 0.05613 | 0 | 0.05633 | -0.54978 | -0.05633 | 0.023826
[9 empty] | 2014-02-05 | 6時 | 0 | 0 | 0 | 0 | 0 | 0 | 0 | 0 | 0 | 0 | 0 | 0 | 0 | 0 | 0 | 0 | 0 | 0 | 0 | 0.024446 | 0.023776 | 0.00067044 | 0.018231 | 0.15865 | 0.11597 | 0 | 0.099781 | -0.97386 | -0.099781 | 0.058866
[9 empty] | 2014-02-05 | 7時 | 31.1627 | 7.6858 | 0 | 0 | 0 | 0 | 0 | 0 | 0 | 0 | 2.4054 | 0 | 0 | 0 | 0 | 0 | 0 | 0 | 0 | 0.024446 | 0.023776 | 0.00067044 | 0.054439 | 0.34926 | 0.27038 | 0 | 0.089043 | -0.86906 | -0.089043 | 0.26022
[9 empty] | 2014-02-05 | 8時 | 14.4236 | 0.56929 | 0 | 0 | 0 | 0 | 0 | 0 | 0 | 0 | 1.4195 | 0 | 0 | 0 | 0 | 0 | 0 | 0 | 0 | 0.037875 | 0.023776 | 0.014099 | 0.13781 | 0.50836 | 0.33267 | 0 | 0.24814 | -2.4218 | -0.24814 | 0.26022
[9 empty] | 2014-02-05 | 9時 | 5.2831 | 0 | 0 | 0 | 0 | 0 | 0 | 0 | 0 | 0 | 0.5413 | 0 | 0 | 0 | 0 | 0 | 0 | 0 | 0 | 0.024026 | 0.023776 | 0.00025017 | 0.072039 | 0.15219 | 0.05613 | 0 | -0.10802 | 1.0543 | 0.10802 | 0.26022
[9 empty] | 2014-02-05 | 10時 | 3.1195 | 0 | 0 | 0 | 0 | 0 | 0 | 0 | 0 | 0 | 0.31962 | 0 | 0 | 0 | 0 | 0 | 0 | 0 | 0 | 0.024026 | 0.023776 | 0.00025017 | 0 | 0.072356 | 0.04833 | 0 | -0.12567 | 1.2266 | 0.12567 | 0.19803
[9 empty] | 2014-02-05 | 11時 | 1.9912 | 0 | 0 | 0 | 0 | 0 | 0 | 0 | 0 | 0 | 0.20402 | 0 | 0 | 0 | 0 | 0 | 0 | 0 | 0 | 0.024026 | 0.023776 | 0.00025017 | 0 | 0.080156 | 0.05613 | 0 | -0.056234 | 0.54885 | 0.056234 | 0.13639
[9 empty] | 2014-02-05 | 12時 | 1.6594 | 0 | 0 | 0 | 0 | 0 | 0 | 0 | 0 | 0 | 0.17002 | 0 | 0 | 0 | 0 | 0 | 0 | 0 | 0 | 0.024026 | 0.023776 | 0.00025017 | 0 | 0.080156 | 0.05613 | 0 | -0.037464 | 0.36565 | 0.037464 | 0.11762
[9 empty] | 2014-02-05 | 13時 | 0 | 0 | 0 | 0 | 0 | 0 | 0 | 0 | 0 | 0 | 0 | 0 | 0 | 0 | 0 | 0 | 0 | 0 | 0 | 0.024026 | 0.023776 | 0.00025017 | 0 | 0.072356 | 0.04833 | 0 | 0.050683 | -0.49466 | -0.050683 | 0.021674
[9 empty] | 2014-02-05 | 14時 | 0 | 0 | 0 | 0 | 0 | 0 | 0 | 0 | 0 | 0 | 0 | 0 | 0 | 0 | 0 | 0 | 0 | 0 | 0 | 0.024026 | 0.023776 | 0.00025017 | 0 | 0.080156 | 0.05613 | 0 | 0.05633 | -0.54978 | -0.05633 | 0.023826
[9 empty] | 2014-02-05 | 15時 | 8.5376 | 0 | 0 | 0 | 0 | 0 | 0 | 0 | 0 | 0 | 0.87476 | 0 | 0 | 0 | 0 | 0 | 0 | 0 | 0 | 0.024026 | 0.023776 | 0.00025017 | 0 | 0.080156 | 0.05613 | 0 | -0.18006 | 1.7574 | 0.18006 | 0.26022
[9 empty] | 2014-02-05 | 16時 | 7.4843 | 0 | 0 | 0 | 0 | 0 | 0 | 0 | 0 | 0 | 0.76683 | 0 | 0 | 0 | 0 | 0 | 0 | 0 | 0 | 0.024026 | 0.023776 | 0.00025017 | 0 | 0.072356 | 0.04833 | 0 | -0.18786 | 1.8335 | 0.18786 | 0.26022
[9 empty] | 2014-02-05 | 17時 | 7.9938 | 0 | 0 | 0 | 0 | 0 | 0 | 0 | 0 | 0 | 0.81904 | 0 | 0 | 0 | 0 | 0 | 0 | 0 | 0 | 0.024026 | 0.023776 | 0.00025017 | 0 | 0.080156 | 0.05613 | 0 | -0.18006 | 1.7574 | 0.18006 | 0.26022
[9 empty] | 2014-02-05 | 18時 | 3.8017 | 0 | 0 | 0 | 0 | 0 | 0 | 0 | 0 | 0 | 0.38952 | 0 | 0 | 0 | 0 | 0 | 0 | 0 | 0 | 0.024026 | 0.023776 | 0.00025017 | 0 | 0.080156 | 0.05613 | 0 | -0.15855 | 1.5475 | 0.15855 | 0.23871
[9 empty] | 2014-02-05 | 19時 | 9.9782 | 0 | 0 | 0 | 0 | 0 | 0 | 0 | 0 | 0 | 1.0224 | 0 | 0 | 0 | 0 | 0 | 0 | 0 | 0 | 0.024026 | 0.023776 | 0.00025017 | 0 | 0.072356 | 0.04833 | 0 | -0.18786 | 1.8335 | 0.18786 | 0.26022
[9 empty] | 2014-02-05 | 20時 | 6.9354 | 0 | 0 | 0 | 0 | 0 | 0 | 0 | 0 | 0 | 0.7106 | 0 | 0 | 0 | 0 | 0 | 0 | 0 | 0 | 0.024857 | 0.023776 | 0.0010807 | 0.035316 | 0.26512 | 0.20494 | 0 | 0.0048969 | -0.047794 | -0.0048969 | 0.26022
[9 empty] | 2014-02-05 | 21時 | 6.8076 | 0 | 0 | 0 | 0 | 0 | 0 | 0 | 0 | 0 | 0.6975 | 0 | 0 | 0 | 0 | 0 | 0 | 0 | 0 | 0.024446 | 0.023776 | 0.00067044 | 0.091389 | 0.35706 | 0.24122 | 0 | 0.096838 | -0.94513 | -0.096838 | 0.26022
[9 empty] | 2014-02-05 | 22時 | 0 | 0 | 0 | 0 | 0 | 0 | 0 | 0 | 0 | 0 | 0 | 0 | 0 | 0 | 0 | 0 | 0 | 0 | 0 | 0.030811 | 0.023776 | 0.0070347 | 0.16493 | 0.2469 | 0.051159 | 0 | 0.1238 | -1.2083 | -0.1238 | 0.1231
[9 empty] | 2014-02-05 | 23時 | 0 | 0 | 0 | 0 | 0 | 0 | 0 | 0 | 0 | 0 | 0 | 0 | 0 | 0 | 0 | 0 | 0 | 0 | 0 | 0.036344 | 0.023776 | 0.012568 | 0.13218 | 0.38619 | 0.21767 | 0 | 0.22982 | -2.2431 | -0.22982 | 0.15637
[9 empty] | 2014-02-06 | 0時 | 0 | 0 | 0 | 0 | 0 | 0 | 0 | 0 | 0 | 0 | 0 | 0 | 0 | 0 | 0 | 0 | 0 | 0 | 0 | 0.024026 | 0.023776 | 0.00025017 | 0.045276 | 0.22713 | 0.15783 | 0 | 0.13664 | -1.3336 | -0.13664 | 0.090497
[9 empty] | 2014-02-06 | 1時 | 0 | 0 | 0 | 0 | 0 | 0 | 0 | 0 | 0 | 0 | 0 | 0 | 0 | 0 | 0 | 0 | 0 | 0 | 0 | 0.024026 | 0.023776 | 0.00025017 | 0 | 0.072356 | 0.04833 | 0 | 0.045182 | -0.44098 | -0.045182 | 0.027174
[9 empty] | 2014-02-06 | 2時 | 0 | 0 | 0 | 0 | 0 | 0 | 0 | 0 | 0 | 0 | 0 | 0 | 0 | 0 | 0 | 0 | 0 | 0 | 0 | 0.024026 | 0.023776 | 0.00025017 | 0 | 0.080156 | 0.05613 | 0 | 0.050513 | -0.49301 | -0.050513 | 0.029643
[9 empty] | 2014-02-06 | 3時 | 0 | 0 | 0 | 0 | 0 | 0 | 0 | 0 | 0 | 0 | 0 | 0 | 0 | 0 | 0 | 0 | 0 | 0 | 0 | 0.024026 | 0.023776 | 0.00025017 | 0 | 0.080156 | 0.05613 | 0 | 0.050513 | -0.49301 | -0.050513 | 0.029643
[9 empty] | 2014-02-06 | 4時 | 0 | 0 | 0 | 0 | 0 | 0 | 0 | 0 | 0 | 0 | 0 | 0 | 0 | 0 | 0 | 0 | 0 | 0 | 0 | 0.024026 | 0.023776 | 0.00025017 | 0 | 0.072356 | 0.04833 | 0 | 0.045182 | -0.44098 | -0.045182 | 0.027174
[9 empty] | 2014-02-06 | 5時 | 23.3222 | 5.7859 | 0 | 0 | 0 | 0 | 0 | 0 | 0 | 0 | 1.7968 | 0 | 0 | 0 | 0 | 0 | 0 | 0 | 0 | 0.024026 | 0.023776 | 0.00025017 | 0 | 0.080156 | 0.05613 | 0 | -0.22067 | 2.1537 | 0.22067 | 0.30083
[9 empty] | 2014-02-06 | 6時 | 7.3054 | 0 | 0 | 0 | 0 | 0 | 0 | 0 | 0 | 0 | 0.7485 | 0 | 0 | 0 | 0 | 0 | 0 | 0 | 0 | 0.03053 | 0.023776 | 0.0067545 | 0.018231 | 0.30998 | 0.26122 | 0 | 0.0091558 | -0.08936 | -0.0091558 | 0.30083
[9 empty] | 2014-02-06 | 7時 | 5.5572 | 0 | 0 | 0 | 0 | 0 | 0 | 0 | 0 | 0 | 0.56938 | 0 | 0 | 0 | 0 | 0 | 0 | 0 | 0 | 0.024857 | 0.023776 | 0.0010807 | 0.11469 | 0.3877 | 0.24816 | 0 | 0.086877 | -0.84792 | -0.086877 | 0.30083
[9 empty] | 2014-02-06 | 8時 | 4.5604 | 0 | 0 | 0 | 0 | 0 | 0 | 0 | 0 | 0 | 0.46726 | 0 | 0 | 0 | 0 | 0 | 0 | 0 | 0 | 0.024857 | 0.023776 | 0.0010807 | 0.064563 | 0.2343 | 0.14488 | 0 | -0.066529 | 0.64933 | 0.066529 | 0.30083
[9 empty] | 2014-02-06 | 9時 | 0 | 0 | 0 | 0 | 0 | 0 | 0 | 0 | 0 | 0 | 0 | 0 | 0 | 0 | 0 | 0 | 0 | 0 | 0 | 0.024026 | 0.023776 | 0.00025017 | 0.16544 | 0.52635 | 0.33688 | 0 | 0.29181 | -2.848 | -0.29181 | 0.23454
[9 empty] | 2014-02-06 | 10時 | 0 | 0 | 0 | 0 | 0 | 0 | 0 | 0 | 0 | 0 | 0 | 0 | 0 | 0 | 0 | 0 | 0 | 0 | 0 | 0.024446 | 0.023776 | 0.00067044 | 0.053027 | 0.1258 | 0.04833 | 0 | 0.064807 | -0.63251 | -0.064807 | 0.060997
[9 empty] | 2014-02-06 | 11時 | 6.6232 | 0 | 0 | 0 | 0 | 0 | 0 | 0 | 0 | 0 | 0.6786 | 0 | 0 | 0 | 0 | 0 | 0 | 0 | 0 | 0.024026 | 0.023776 | 0.00025017 | 0.0026381 | 0.082794 | 0.05613 | 0 | -0.21803 | 2.128 | 0.21803 | 0.30083
[9 empty] | 2014-02-06 | 12時 | 3.271 | 0 | 0 | 0 | 0 | 0 | 0 | 0 | 0 | 0 | 0.33515 | 0 | 0 | 0 | 0 | 0 | 0 | 0 | 0 | 0.03053 | 0.023776 | 0.0067545 | 0.029502 | 0.33286 | 0.27283 | 0 | 0.032035 | -0.31266 | -0.032035 | 0.30083
[9 empty] | 2014-02-06 | 13時 | 0 | 0 | 0 | 0 | 0 | 0 | 0 | 0 | 0 | 0 | 0 | 0 | 0 | 0 | 0 | 0 | 0 | 0 | 0 | 0.024446 | 0.023776 | 0.00067044 | 0.058042 | 0.13082 | 0.04833 | 0 | 0.06665 | -0.65051 | -0.06665 | 0.064168
[9 empty] | 2014-02-06 | 14時 | 0 | 0 | 0 | 0 | 0 | 0 | 0 | 0 | 0 | 0 | 0 | 0 | 0 | 0 | 0 | 0 | 0 | 0 | 0 | 0.024026 | 0.023776 | 0.00025017 | 0.024487 | 0.10464 | 0.05613 | 0 | 0.059501 | -0.58073 | -0.059501 | 0.045143
[9 empty] | 2014-02-06 | 15時 | 6.7251 | 0 | 0 | 0 | 0 | 0 | 0 | 0 | 0 | 0 | 0.68905 | 0 | 0 | 0 | 0 | 0 | 0 | 0 | 0 | 0.024026 | 0.023776 | 0.00025017 | 0 | 0.080156 | 0.05613 | 0 | -0.22067 | 2.1537 | 0.22067 | 0.30083
[9 empty] | 2014-02-06 | 16時 | 3.7584 | 0 | 0 | 0 | 0 | 0 | 0 | 0 | 0 | 0 | 0.38508 | 0 | 0 | 0 | 0 | 0 | 0 | 0 | 0 | 0.024446 | 0.023776 | 0.00067044 | 0.033816 | 0.10659 | 0.04833 | 0 | -0.18594 | 1.8148 | 0.18594 | 0.29253
[9 empty] | 2014-02-06 | 17時 | 13.26 | 0.36806 | 0 | 0 | 0 | 0 | 0 | 0 | 0 | 0 | 1.3209 | 0 | 0 | 0 | 0 | 0 | 0 | 0 | 0 | 0.024446 | 0.023776 | 0.00067044 | 0.056835 | 0.28621 | 0.20493 | 0 | -0.014616 | 0.14266 | 0.014616 | 0.30083
[9 empty] | 2014-02-06 | 18時 | 6.7834 | 0 | 0 | 0 | 0 | 0 | 0 | 0 | 0 | 0 | 0.69502 | 0 | 0 | 0 | 0 | 0 | 0 | 0 | 0 | 0.036624 | 0.023776 | 0.012849 | 0.066494 | 0.4419 | 0.33878 | 0 | 0.14107 | -1.3768 | -0.14107 | 0.30083
[9 empty] | 2014-02-06 | 19時 | 7.3771 | 0 | 0 | 0 | 0 | 0 | 0 | 0 | 0 | 0 | 0.75585 | 0 | 0 | 0 | 0 | 0 | 0 | 0 | 0 | 0.036624 | 0.023776 | 0.012849 | 0.16307 | 0.33458 | 0.13488 | 0 | 0.087932 | -0.85822 | -0.087932 | 0.24664
[9 empty] | 2014-02-06 | 20時 | 6.4456 | 0 | 0 | 0 | 0 | 0 | 0 | 0 | 0 | 0 | 0.66041 | 0 | 0 | 0 | 0 | 0 | 0 | 0 | 0 | 0.024446 | 0.023776 | 0.00067044 | 0.088224 | 0.24028 | 0.12761 | 0 | -0.060547 | 0.59094 | 0.060547 | 0.30083
[9 empty] | 2014-02-06 | 21時 | 7.2882 | 0 | 0 | 0 | 0 | 0 | 0 | 0 | 0 | 0 | 0.74674 | 0 | 0 | 0 | 0 | 0 | 0 | 0 | 0 | 0.024446 | 0.023776 | 0.00067044 | 0.14284 | 0.35471 | 0.18743 | 0 | 0.053884 | -0.52591 | -0.053884 | 0.30083
[9 empty] | 2014-02-06 | 22時 | 5.1104 | 0 | 0 | 0 | 0 | 0 | 0 | 0 | 0 | 0 | 0.52361 | 0 | 0 | 0 | 0 | 0 | 0 | 0 | 0 | 0.036344 | 0.023776 | 0.012568 | 0.16493 | 0.39307 | 0.19179 | 0 | 0.092241 | -0.90027 | -0.092241 | 0.30083
[9 empty] | 2014-02-06 | 23時 | 0 | 0 | 0 | 0 | 0 | 0 | 0 | 0 | 0 | 0 | 0 | 0 | 0 | 0 | 0 | 0 | 0 | 0 | 0 | 0.037175 | 0.023776 | 0.013399 | 0.17268 | 0.42753 | 0.21768 | 0 | 0.21797 | -2.1274 | -0.21797 | 0.20956
[9 empty] | 2014-02-07 | 0時 | 0 | 0 | 0 | 0 | 0 | 0 | 0 | 0 | 0 | 0 | 0 | 0 | 0 | 0 | 0 | 0 | 0 | 0 | 0 | 0.024026 | 0.023776 | 0.00025017 | 0.045276 | 0.22713 | 0.15783 | 0 | 0.13805 | -1.3474 | -0.13805 | 0.089079
[9 empty] | 2014-02-07 | 1時 | 0 | 0 | 0 | 0 | 0 | 0 | 0 | 0 | 0 | 0 | 0 | 0 | 0 | 0 | 0 | 0 | 0 | 0 | 0 | 0.024026 | 0.023776 | 0.00025017 | 0 | 0.072356 | 0.04833 | 0 | 0.045755 | -0.44656 | -0.045755 | 0.026602
[9 empty] | 2014-02-07 | 2時 | 0 | 0 | 0 | 0 | 0 | 0 | 0 | 0 | 0 | 0 | 0 | 0 | 0 | 0 | 0 | 0 | 0 | 0 | 0 | 0.024026 | 0.023776 | 0.00025017 | 0 | 0.080156 | 0.05613 | 0 | 0.051118 | -0.49892 | -0.051118 | 0.029038
[9 empty] | 2014-02-07 | 3時 | 0 | 0 | 0 | 0 | 0 | 0 | 0 | 0 | 0 | 0 | 0 | 0 | 0 | 0 | 0 | 0 | 0 | 0 | 0 | 0.024026 | 0.023776 | 0.00025017 | 0 | 0.080156 | 0.05613 | 0 | 0.051118 | -0.49892 | -0.051118 | 0.029038
[9 empty] | 2014-02-07 | 4時 | 0 | 0 | 0 | 0 | 0 | 0 | 0 | 0 | 0 | 0 | 0 | 0 | 0 | 0 | 0 | 0 | 0 | 0 | 0 | 0.024026 | 0.023776 | 0.00025017 | 0 | 0.072356 | 0.04833 | 0 | 0.045755 | -0.44656 | -0.045755 | 0.026602
[9 empty] | 2014-02-07 | 5時 | 24.664 | 6.8794 | 0 | 0 | 0 | 0 | 0 | 0 | 0 | 0 | 1.8222 | 0 | 0 | 0 | 0 | 0 | 0 | 0 | 0 | 0.024026 | 0.023776 | 0.00025017 | 0 | 0.080156 | 0.05613 | 0 | -0.21645 | 2.1125 | 0.21645 | 0.2966
[9 empty] | 2014-02-07 | 6時 | 7.3563 | 0 | 0 | 0 | 0 | 0 | 0 | 0 | 0 | 0 | 0.75372 | 0 | 0 | 0 | 0 | 0 | 0 | 0 | 0 | 0.03053 | 0.023776 | 0.0067545 | 0.018231 | 0.30998 | 0.26122 | 0 | 0.01338 | -0.13059 | -0.01338 | 0.2966
[9 empty] | 2014-02-07 | 7時 | 3.8301 | 0 | 0 | 0 | 0 | 0 | 0 | 0 | 0 | 0 | 0.39243 | 0 | 0 | 0 | 0 | 0 | 0 | 0 | 0 | 0.024857 | 0.023776 | 0.0010807 | 0.11469 | 0.3877 | 0.24816 | 0 | 0.091102 | -0.88916 | -0.091102 | 0.2966
[9 empty] | 2014-02-07 | 8時 | 2.1364 | 0 | 0 | 0 | 0 | 0 | 0 | 0 | 0 | 0 | 0.21889 | 0 | 0 | 0 | 0 | 0 | 0 | 0 | 0 | 0.024857 | 0.023776 | 0.0010807 | 0.064563 | 0.2343 | 0.14488 | 0 | -0.011105 | 0.10839 | 0.011105 | 0.2454
[9 empty] | 2014-02-07 | 9時 | 0 | 0 | 0 | 0 | 0 | 0 | 0 | 0 | 0 | 0 | 0 | 0 | 0 | 0 | 0 | 0 | 0 | 0 | 0 | 0.024026 | 0.023776 | 0.00025017 | 0.16544 | 0.52635 | 0.33688 | 0 | 0.29515 | -2.8806 | -0.29515 | 0.2312
[9 empty] | 2014-02-07 | 10時 | 0 | 0 | 0 | 0 | 0 | 0 | 0 | 0 | 0 | 0 | 0 | 0 | 0 | 0 | 0 | 0 | 0 | 0 | 0 | 0.024446 | 0.023776 | 0.00067044 | 0.053027 | 0.1258 | 0.04833 | 0 | 0.06583 | -0.64251 | -0.06583 | 0.059973
[9 empty] | 2014-02-07 | 11時 | 1.0449 | 0 | 0 | 0 | 0 | 0 | 0 | 0 | 0 | 0 | 0.10706 | 0 | 0 | 0 | 0 | 0 | 0 | 0 | 0 | 0.024026 | 0.023776 | 0.00025017 | 0.0026381 | 0.082794 | 0.05613 | 0 | -0.014738 | 0.14384 | 0.014738 | 0.097532
[9 empty] | 2014-02-07 | 12時 | 0.60382 | 0 | 0 | 0 | 0 | 0 | 0 | 0 | 0 | 0 | 0.061867 | 0 | 0 | 0 | 0 | 0 | 0 | 0 | 0 | 0.03053 | 0.023776 | 0.0067545 | 0.029502 | 0.33286 | 0.27283 | 0 | 0.15183 | -1.4819 | -0.15183 | 0.18103
[9 empty] | 2014-02-07 | 13時 | 0 | 0 | 0 | 0 | 0 | 0 | 0 | 0 | 0 | 0 | 0 | 0 | 0 | 0 | 0 | 0 | 0 | 0 | 0 | 0.024446 | 0.023776 | 0.00067044 | 0.058042 | 0.13082 | 0.04833 | 0 | 0.067716 | -0.66091 | -0.067716 | 0.063102
[9 empty] | 2014-02-07 | 14時 | 0 | 0 | 0 | 0 | 0 | 0 | 0 | 0 | 0 | 0 | 0 | 0 | 0 | 0 | 0 | 0 | 0 | 0 | 0 | 0.024026 | 0.023776 | 0.00025017 | 0.024487 | 0.10464 | 0.05613 | 0 | 0.060313 | -0.58865 | -0.060313 | 0.044331
[9 empty] | 2014-02-07 | 15時 | 1.5424 | 0 | 0 | 0 | 0 | 0 | 0 | 0 | 0 | 0 | 0.15804 | 0 | 0 | 0 | 0 | 0 | 0 | 0 | 0 | 0.024026 | 0.023776 | 0.00025017 | 0 | 0.080156 | 0.05613 | 0 | -0.047559 | 0.46418 | 0.047559 | 0.12772
[9 empty] | 2014-02-07 | 16時 | 2.009 | 0 | 0 | 0 | 0 | 0 | 0 | 0 | 0 | 0 | 0.20584 | 0 | 0 | 0 | 0 | 0 | 0 | 0 | 0 | 0.024446 | 0.023776 | 0.00067044 | 0.033816 | 0.10659 | 0.04833 | 0 | -0.069911 | 0.68233 | 0.069911 | 0.1765
[9 empty] | 2014-02-07 | 17時 | 5.0049 | 0 | 0 | 0 | 0 | 0 | 0 | 0 | 0 | 0 | 0.5128 | 0 | 0 | 0 | 0 | 0 | 0 | 0 | 0 | 0.024446 | 0.023776 | 0.00067044 | 0.056835 | 0.28621 | 0.20493 | 0 | -0.010392 | 0.10142 | 0.010392 | 0.2966
[9 empty] | 2014-02-07 | 18時 | 3.8873 | 0 | 0 | 0 | 0 | 0 | 0 | 0 | 0 | 0 | 0.39829 | 0 | 0 | 0 | 0 | 0 | 0 | 0 | 0 | 0.036624 | 0.023776 | 0.012849 | 0.066494 | 0.4419 | 0.33878 | 0 | 0.14529 | -1.4181 | -0.14529 | 0.2966
[9 empty] | 2014-02-07 | 19時 | 4.6844 | 0 | 0 | 0 | 0 | 0 | 0 | 0 | 0 | 0 | 0.47996 | 0 | 0 | 0 | 0 | 0 | 0 | 0 | 0 | 0.036624 | 0.023776 | 0.012849 | 0.16307 | 0.33458 | 0.13488 | 0 | 0.092402 | -0.90185 | -0.092402 | 0.24217
[9 empty] | 2014-02-07 | 20時 | 5.1218 | 0 | 0 | 0 | 0 | 0 | 0 | 0 | 0 | 0 | 0.52477 | 0 | 0 | 0 | 0 | 0 | 0 | 0 | 0 | 0.024446 | 0.023776 | 0.00067044 | 0.088224 | 0.24028 | 0.12761 | 0 | -0.056322 | 0.5497 | 0.056322 | 0.2966
[9 empty] | 2014-02-07 | 21時 | 6.5064 | 0 | 0 | 0 | 0 | 0 | 0 | 0 | 0 | 0 | 0.66664 | 0 | 0 | 0 | 0 | 0 | 0 | 0 | 0 | 0.024446 | 0.023776 | 0.00067044 | 0.14284 | 0.35471 | 0.18743 | 0 | 0.058108 | -0.56714 | -0.058108 | 0.2966
[9 empty] | 2014-02-07 | 22時 | 5.0591 | 0 | 0 | 0 | 0 | 0 | 0 | 0 | 0 | 0 | 0.51835 | 0 | 0 | 0 | 0 | 0 | 0 | 0 | 0 | 0.036344 | 0.023776 | 0.012568 | 0.16493 | 0.39307 | 0.19179 | 0 | 0.096466 | -0.9415 | -0.096466 | 0.2966
[9 empty] | 2014-02-07 | 23時 | 0 | 0 | 0 | 0 | 0 | 0 | 0 | 0 | 0 | 0 | 0 | 0 | 0 | 0 | 0 | 0 | 0 | 0 | 0 | 0.037175 | 0.023776 | 0.013399 | 0.17268 | 0.42753 | 0.21768 | 0 | 0.22098 | -2.1567 | -0.22098 | 0.20656
[9 empty] | 2014-02-08 | 0時 | 0 | 0 | 0 | 0 | 0 | 0 | 0 | 0 | 0 | 0 | 0 | 0 | 0 | 0 | 0 | 0 | 0 | 0 | 0 | 0.024026 | 0.023776 | 0.00025017 | 0.045276 | 0.22713 | 0.15783 | 0 | 0.1223 | -1.1937 | -0.1223 | 0.10483
[9 empty] | 2014-02-08 | 1時 | 0 | 0 | 0 | 0 | 0 | 0 | 0 | 0 | 0 | 0 | 0 | 0 | 0 | 0 | 0 | 0 | 0 | 0 | 0 | 0.024026 | 0.023776 | 0.00025017 | 0 | 0.072356 | 0.04833 | 0 | 0.039396 | -0.3845 | -0.039396 | 0.03296
[9 empty] | 2014-02-08 | 2時 | 0 | 0 | 0 | 0 | 0 | 0 | 0 | 0 | 0 | 0 | 0 | 0 | 0 | 0 | 0 | 0 | 0 | 0 | 0 | 0.024026 | 0.023776 | 0.00025017 | 0 | 0.080156 | 0.05613 | 0 | 0.044394 | -0.43328 | -0.044394 | 0.035763
[9 empty] | 2014-02-08 | 3時 | 0 | 0 | 0 | 0 | 0 | 0 | 0 | 0 | 0 | 0 | 0 | 0 | 0 | 0 | 0 | 0 | 0 | 0 | 0 | 0.024026 | 0.023776 | 0.00025017 | 0 | 0.080156 | 0.05613 | 0 | 0.044394 | -0.43328 | -0.044394 | 0.035763
[9 empty] | 2014-02-08 | 4時 | 0 | 0 | 0 | 0 | 0 | 0 | 0 | 0 | 0 | 0 | 0 | 0 | 0 | 0 | 0 | 0 | 0 | 0 | 0 | 0.024026 | 0.023776 | 0.00025017 | 0 | 0.072356 | 0.04833 | 0 | 0.039396 | -0.3845 | -0.039396 | 0.03296
[9 empty] | 2014-02-08 | 5時 | 23.2221 | 5.6162 | 0 | 0 | 0 | 0 | 0 | 0 | 0 | 0 | 1.8039 | 0 | 0 | 0 | 0 | 0 | 0 | 0 | 0 | 0.024026 | 0.023776 | 0.00025017 | 0 | 0.080156 | 0.05613 | 0 | -0.26339 | 2.5707 | 0.26339 | 0.34355
[9 empty] | 2014-02-08 | 6時 | 7.5941 | 0 | 0 | 0 | 0 | 0 | 0 | 0 | 0 | 0 | 0.77808 | 0 | 0 | 0 | 0 | 0 | 0 | 0 | 0 | 0.03053 | 0.023776 | 0.0067545 | 0.018231 | 0.30998 | 0.26122 | 0 | -0.033563 | 0.32758 | 0.033563 | 0.34355
[9 empty] | 2014-02-08 | 7時 | 5.9507 | 0 | 0 | 0 | 0 | 0 | 0 | 0 | 0 | 0 | 0.60971 | 0 | 0 | 0 | 0 | 0 | 0 | 0 | 0 | 0.024857 | 0.023776 | 0.0010807 | 0.11469 | 0.3877 | 0.24816 | 0 | 0.044159 | -0.43099 | -0.044159 | 0.34355
[9 empty] | 2014-02-08 | 8時 | 3.6434 | 0 | 0 | 0 | 0 | 0 | 0 | 0 | 0 | 0 | 0.3733 | 0 | 0 | 0 | 0 | 0 | 0 | 0 | 0 | 0.024857 | 0.023776 | 0.0010807 | 0.064563 | 0.2343 | 0.14488 | 0 | -0.10925 | 1.0663 | 0.10925 | 0.34355
[9 empty] | 2014-02-08 | 9時 | 0 | 0 | 0 | 0 | 0 | 0 | 0 | 0 | 0 | 0 | 0 | 0 | 0 | 0 | 0 | 0 | 0 | 0 | 0 | 0.024026 | 0.023776 | 0.00025017 | 0.16544 | 0.52635 | 0.33688 | 0 | 0.25803 | -2.5184 | -0.25803 | 0.26832
[9 empty] | 2014-02-08 | 10時 | 0 | 0 | 0 | 0 | 0 | 0 | 0 | 0 | 0 | 0 | 0 | 0 | 0 | 0 | 0 | 0 | 0 | 0 | 0 | 0.024446 | 0.023776 | 0.00067044 | 0.053027 | 0.1258 | 0.04833 | 0 | 0.054456 | -0.53149 | -0.054456 | 0.071348
[9 empty] | 2014-02-08 | 11時 | 6.9883 | 0 | 0 | 0 | 0 | 0 | 0 | 0 | 0 | 0 | 0.71601 | 0 | 0 | 0 | 0 | 0 | 0 | 0 | 0 | 0.024026 | 0.023776 | 0.00025017 | 0.0026381 | 0.082794 | 0.05613 | 0 | -0.26075 | 2.5449 | 0.26075 | 0.34355
[9 empty] | 2014-02-08 | 12時 | 3.0568 | 0 | 0 | 0 | 0 | 0 | 0 | 0 | 0 | 0 | 0.31319 | 0 | 0 | 0 | 0 | 0 | 0 | 0 | 0 | 0.03053 | 0.023776 | 0.0067545 | 0.029502 | 0.33286 | 0.27283 | 0 | -0.010684 | 0.10428 | 0.010684 | 0.34355
[9 empty] | 2014-02-08 | 13時 | 0 | 0 | 0 | 0 | 0 | 0 | 0 | 0 | 0 | 0 | 0 | 0 | 0 | 0 | 0 | 0 | 0 | 0 | 0 | 0.024446 | 0.023776 | 0.00067044 | 0.058042 | 0.13082 | 0.04833 | 0 | 0.055871 | -0.5453 | -0.055871 | 0.074947
[9 empty] | 2014-02-08 | 14時 | 0 | 0 | 0 | 0 | 0 | 0 | 0 | 0 | 0 | 0 | 0 | 0 | 0 | 0 | 0 | 0 | 0 | 0 | 0 | 0.024026 | 0.023776 | 0.00025017 | 0.024487 | 0.10464 | 0.05613 | 0 | 0.051289 | -0.50058 | -0.051289 | 0.053354
[9 empty] | 2014-02-08 | 15時 | 4.9523 | 0 | 0 | 0 | 0 | 0 | 0 | 0 | 0 | 0 | 0.50741 | 0 | 0 | 0 | 0 | 0 | 0 | 0 | 0 | 0.024026 | 0.023776 | 0.00025017 | 0 | 0.080156 | 0.05613 | 0 | -0.26339 | 2.5707 | 0.26339 | 0.34355
[9 empty] | 2014-02-08 | 16時 | 3.3466 | 0 | 0 | 0 | 0 | 0 | 0 | 0 | 0 | 0 | 0.34289 | 0 | 0 | 0 | 0 | 0 | 0 | 0 | 0 | 0.024446 | 0.023776 | 0.00067044 | 0.033816 | 0.10659 | 0.04833 | 0 | -0.19724 | 1.9251 | 0.19724 | 0.30383
[9 empty] | 2014-02-08 | 17時 | 8.4428 | 0 | 0 | 0 | 0 | 0 | 0 | 0 | 0 | 0 | 0.86504 | 0 | 0 | 0 | 0 | 0 | 0 | 0 | 0 | 0.024446 | 0.023776 | 0.00067044 | 0.056835 | 0.28621 | 0.20493 | 0 | -0.057335 | 0.55959 | 0.057335 | 0.34355
[9 empty] | 2014-02-08 | 18時 | 4.7269 | 0 | 0 | 0 | 0 | 0 | 0 | 0 | 0 | 0 | 0.48431 | 0 | 0 | 0 | 0 | 0 | 0 | 0 | 0 | 0.036624 | 0.023776 | 0.012849 | 0.066494 | 0.4419 | 0.33878 | 0 | 0.09835 | -0.9599 | -0.09835 | 0.34355
[9 empty] | 2014-02-08 | 19時 | 6.7697 | 0 | 0 | 0 | 0 | 0 | 0 | 0 | 0 | 0 | 0.69362 | 0 | 0 | 0 | 0 | 0 | 0 | 0 | 0 | 0.036624 | 0.023776 | 0.012849 | 0.16307 | 0.33458 | 0.13488 | 0 | 0.04586 | -0.44759 | -0.04586 | 0.28872
[9 empty] | 2014-02-08 | 20時 | 8.0579 | 0 | 0 | 0 | 0 | 0 | 0 | 0 | 0 | 0 | 0.82561 | 0 | 0 | 0 | 0 | 0 | 0 | 0 | 0 | 0.024446 | 0.023776 | 0.00067044 | 0.088224 | 0.24028 | 0.12761 | 0 | -0.10327 | 1.0079 | 0.10327 | 0.34355
[9 empty] | 2014-02-08 | 21時 | 7.1268 | 0 | 0 | 0 | 0 | 0 | 0 | 0 | 0 | 0 | 0.73021 | 0 | 0 | 0 | 0 | 0 | 0 | 0 | 0 | 0.024446 | 0.023776 | 0.00067044 | 0.14284 | 0.35471 | 0.18743 | 0 | 0.011165 | -0.10897 | -0.011165 | 0.34355
[9 empty] | 2014-02-08 | 22時 | 6.5016 | 0 | 0 | 0 | 0 | 0 | 0 | 0 | 0 | 0 | 0.66614 | 0 | 0 | 0 | 0 | 0 | 0 | 0 | 0 | 0.036344 | 0.023776 | 0.012568 | 0.16493 | 0.39307 | 0.19179 | 0 | 0.049522 | -0.48334 | -0.049522 | 0.34355
[9 empty] | 2014-02-08 | 23時 | 0 | 0 | 0 | 0 | 0 | 0 | 0 | 0 | 0 | 0 | 0 | 0 | 0 | 0 | 0 | 0 | 0 | 0 | 0 | 0.037175 | 0.023776 | 0.013399 | 0.17268 | 0.42753 | 0.21768 | 0 | 0.18757 | -1.8307 | -0.18757 | 0.23996
[9 empty] | 2014-02-09 | 0時 | 0 | 0 | 0 | 0 | 0 | 0 | 0 | 0 | 0 | 0 | 0 | 0 | 0 | 0 | 0 | 0 | 0 | 0 | 0 | 0.024026 | 0.023776 | 0.00025017 | 0.045276 | 0.22713 | 0.15783 | 0 | 0.13921 | -1.3587 | -0.13921 | 0.087924
[9 empty] | 2014-02-09 | 1時 | 0 | 0 | 0 | 0 | 0 | 0 | 0 | 0 | 0 | 0 | 0 | 0 | 0 | 0 | 0 | 0 | 0 | 0 | 0 | 0.024026 | 0.023776 | 0.00025017 | 0 | 0.072356 | 0.04833 | 0 | 0.046221 | -0.45112 | -0.046221 | 0.026135
[9 empty] | 2014-02-09 | 2時 | 0 | 0 | 0 | 0 | 0 | 0 | 0 | 0 | 0 | 0 | 0 | 0 | 0 | 0 | 0 | 0 | 0 | 0 | 0 | 0.024026 | 0.023776 | 0.00025017 | 0 | 0.080156 | 0.05613 | 0 | 0.051612 | -0.50373 | -0.051612 | 0.028544
[9 empty] | 2014-02-09 | 3時 | 0 | 0 | 0 | 0 | 0 | 0 | 0 | 0 | 0 | 0 | 0 | 0 | 0 | 0 | 0 | 0 | 0 | 0 | 0 | 0.024026 | 0.023776 | 0.00025017 | 0 | 0.080156 | 0.05613 | 0 | 0.051612 | -0.50373 | -0.051612 | 0.028544
[9 empty] | 2014-02-09 | 4時 | 0 | 0 | 0 | 0 | 0 | 0 | 0 | 0 | 0 | 0 | 0 | 0 | 0 | 0 | 0 | 0 | 0 | 0 | 0 | 0.024026 | 0.023776 | 0.00025017 | 0 | 0.072356 | 0.04833 | 0 | 0.046221 | -0.45112 | -0.046221 | 0.026135
[9 empty] | 2014-02-09 | 5時 | 24.0658 | 6.4512 | 0 | 0 | 0 | 0 | 0 | 0 | 0 | 0 | 1.8048 | 0 | 0 | 0 | 0 | 0 | 0 | 0 | 0 | 0.024026 | 0.023776 | 0.00025017 | 0 | 0.080156 | 0.05613 | 0 | -0.213 | 2.0789 | 0.213 | 0.29316
[9 empty] | 2014-02-09 | 6時 | 7.9957 | 0 | 0 | 0 | 0 | 0 | 0 | 0 | 0 | 0 | 0.81923 | 0 | 0 | 0 | 0 | 0 | 0 | 0 | 0 | 0.03053 | 0.023776 | 0.0067545 | 0.018231 | 0.30998 | 0.26122 | 0 | 0.016824 | -0.16421 | -0.016824 | 0.29316
[9 empty] | 2014-02-09 | 7時 | 6.0139 | 0 | 0 | 0 | 0 | 0 | 0 | 0 | 0 | 0 | 0.61618 | 0 | 0 | 0 | 0 | 0 | 0 | 0 | 0 | 0.024857 | 0.023776 | 0.0010807 | 0.11469 | 0.3877 | 0.24816 | 0 | 0.094546 | -0.92277 | -0.094546 | 0.29316
[9 empty] | 2014-02-09 | 8時 | 3.5089 | 0 | 0 | 0 | 0 | 0 | 0 | 0 | 0 | 0 | 0.35952 | 0 | 0 | 0 | 0 | 0 | 0 | 0 | 0 | 0.024857 | 0.023776 | 0.0010807 | 0.064563 | 0.2343 | 0.14488 | 0 | -0.058861 | 0.57448 | 0.058861 | 0.29316
[9 empty] | 2014-02-09 | 9時 | 0 | 0 | 0 | 0 | 0 | 0 | 0 | 0 | 0 | 0 | 0 | 0 | 0 | 0 | 0 | 0 | 0 | 0 | 0 | 0.024026 | 0.023776 | 0.00025017 | 0.16544 | 0.52635 | 0.33688 | 0 | 0.29787 | -2.9072 | -0.29787 | 0.22848
[9 empty] | 2014-02-09 | 10時 | 0 | 0 | 0 | 0 | 0 | 0 | 0 | 0 | 0 | 0 | 0 | 0 | 0 | 0 | 0 | 0 | 0 | 0 | 0 | 0.024446 | 0.023776 | 0.00067044 | 0.053027 | 0.1258 | 0.04833 | 0 | 0.066665 | -0.65065 | -0.066665 | 0.059139
[9 empty] | 2014-02-09 | 11時 | 1.6863 | 0 | 0 | 0 | 0 | 0 | 0 | 0 | 0 | 0 | 0.17277 | 0 | 0 | 0 | 0 | 0 | 0 | 0 | 0 | 0.024026 | 0.023776 | 0.00025017 | 0.0026381 | 0.082794 | 0.05613 | 0 | -0.054068 | 0.52771 | 0.054068 | 0.13686
[9 empty] | 2014-02-09 | 12時 | 0.60744 | 0 | 0 | 0 | 0 | 0 | 0 | 0 | 0 | 0 | 0.062238 | 0 | 0 | 0 | 0 | 0 | 0 | 0 | 0 | 0.03053 | 0.023776 | 0.0067545 | 0.029502 | 0.33286 | 0.27283 | 0 | 0.15377 | -1.5008 | -0.15377 | 0.17909
[9 empty] | 2014-02-09 | 13時 | 0 | 0 | 0 | 0 | 0 | 0 | 0 | 0 | 0 | 0 | 0 | 0 | 0 | 0 | 0 | 0 | 0 | 0 | 0 | 0.024446 | 0.023776 | 0.00067044 | 0.058042 | 0.13082 | 0.04833 | 0 | 0.068585 | -0.66939 | -0.068585 | 0.062233
[9 empty] | 2014-02-09 | 14時 | 0 | 0 | 0 | 0 | 0 | 0 | 0 | 0 | 0 | 0 | 0 | 0 | 0 | 0 | 0 | 0 | 0 | 0 | 0 | 0.024026 | 0.023776 | 0.00025017 | 0.024487 | 0.10464 | 0.05613 | 0 | 0.060975 | -0.59511 | -0.060975 | 0.043669
[9 empty] | 2014-02-09 | 15時 | 1.0335 | 0 | 0 | 0 | 0 | 0 | 0 | 0 | 0 | 0 | 0.10589 | 0 | 0 | 0 | 0 | 0 | 0 | 0 | 0 | 0.024026 | 0.023776 | 0.00025017 | 0 | 0.080156 | 0.05613 | 0 | -0.013779 | 0.13449 | 0.013779 | 0.093936
[9 empty] | 2014-02-09 | 16時 | 1.738 | 0 | 0 | 0 | 0 | 0 | 0 | 0 | 0 | 0 | 0.17807 | 0 | 0 | 0 | 0 | 0 | 0 | 0 | 0 | 0.024446 | 0.023776 | 0.00067044 | 0.033816 | 0.10659 | 0.04833 | 0 | -0.050643 | 0.49428 | 0.050643 | 0.15724
[9 empty] | 2014-02-09 | 17時 | 4.3043 | 0 | 0 | 0 | 0 | 0 | 0 | 0 | 0 | 0 | 0.44102 | 0 | 0 | 0 | 0 | 0 | 0 | 0 | 0 | 0.024446 | 0.023776 | 0.00067044 | 0.056835 | 0.28621 | 0.20493 | 0 | -0.0069476 | 0.067809 | 0.0069476 | 0.29316
[9 empty] | 2014-02-09 | 18時 | 3.4116 | 0 | 0 | 0 | 0 | 0 | 0 | 0 | 0 | 0 | 0.34955 | 0 | 0 | 0 | 0 | 0 | 0 | 0 | 0 | 0.036624 | 0.023776 | 0.012849 | 0.066494 | 0.4419 | 0.33878 | 0 | 0.14874 | -1.4517 | -0.14874 | 0.29316
[9 empty] | 2014-02-09 | 19時 | 4.1371 | 0 | 0 | 0 | 0 | 0 | 0 | 0 | 0 | 0 | 0.42388 | 0 | 0 | 0 | 0 | 0 | 0 | 0 | 0 | 0.036624 | 0.023776 | 0.012849 | 0.16307 | 0.33458 | 0.13488 | 0 | 0.095066 | -0.92784 | -0.095066 | 0.23951
[9 empty] | 2014-02-09 | 20時 | 4.5546 | 0 | 0 | 0 | 0 | 0 | 0 | 0 | 0 | 0 | 0.46666 | 0 | 0 | 0 | 0 | 0 | 0 | 0 | 0 | 0.024446 | 0.023776 | 0.00067044 | 0.088224 | 0.24028 | 0.12761 | 0 | -0.052878 | 0.51609 | 0.052878 | 0.29316
[9 empty] | 2014-02-09 | 21時 | 5.5653 | 0 | 0 | 0 | 0 | 0 | 0 | 0 | 0 | 0 | 0.57022 | 0 | 0 | 0 | 0 | 0 | 0 | 0 | 0 | 0.024446 | 0.023776 | 0.00067044 | 0.14284 | 0.35471 | 0.18743 | 0 | 0.061552 | -0.60075 | -0.061552 | 0.29316
[9 empty] | 2014-02-09 | 22時 | 4.3119 | 0 | 0 | 0 | 0 | 0 | 0 | 0 | 0 | 0 | 0.4418 | 0 | 0 | 0 | 0 | 0 | 0 | 0 | 0 | 0.036344 | 0.023776 | 0.012568 | 0.16493 | 0.39307 | 0.19179 | 0 | 0.09991 | -0.97512 | -0.09991 | 0.29316
[9 empty] | 2014-02-09 | 23時 | 0 | 0 | 0 | 0 | 0 | 0 | 0 | 0 | 0 | 0 | 0 | 0 | 0 | 0 | 0 | 0 | 0 | 0 | 0 | 0.037175 | 0.023776 | 0.013399 | 0.17268 | 0.42753 | 0.21768 | 0 | 0.22343 | -2.1807 | -0.22343 | 0.20411
[9 empty] | 2014-02-10 | 0時 | 0 | 0 | 0 | 0 | 0 | 0 | 0 | 0 | 0 | 0 | 0 | 0 | 0 | 0 | 0 | 0 | 0 | 0 | 0 | 0.024026 | 0.023776 | 0.00025017 | 0.045276 | 0.22713 | 0.15783 | 0 | 0.13734 | -1.3404 | -0.13734 | 0.089793
[9 empty] | 2014-02-10 | 1時 | 0 | 0 | 0 | 0 | 0 | 0 | 0 | 0 | 0 | 0 | 0 | 0 | 0 | 0 | 0 | 0 | 0 | 0 | 0 | 0.024026 | 0.023776 | 0.00025017 | 0 | 0.072356 | 0.04833 | 0 | 0.045466 | -0.44375 | -0.045466 | 0.02689
[9 empty] | 2014-02-10 | 2時 | 0 | 0 | 0 | 0 | 0 | 0 | 0 | 0 | 0 | 0 | 0 | 0 | 0 | 0 | 0 | 0 | 0 | 0 | 0 | 0.024026 | 0.023776 | 0.00025017 | 0 | 0.080156 | 0.05613 | 0 | 0.050814 | -0.49594 | -0.050814 | 0.029343
[9 empty] | 2014-02-10 | 3時 | 0 | 0 | 0 | 0 | 0 | 0 | 0 | 0 | 0 | 0 | 0 | 0 | 0 | 0 | 0 | 0 | 0 | 0 | 0 | 0.024026 | 0.023776 | 0.00025017 | 0 | 0.080156 | 0.05613 | 0 | 0.050814 | -0.49594 | -0.050814 | 0.029343
[9 empty] | 2014-02-10 | 4時 | 0 | 0 | 0 | 0 | 0 | 0 | 0 | 0 | 0 | 0 | 0 | 0 | 0 | 0 | 0 | 0 | 0 | 0 | 0 | 0.024026 | 0.023776 | 0.00025017 | 0 | 0.072356 | 0.04833 | 0 | 0.045466 | -0.44375 | -0.045466 | 0.02689
[9 empty] | 2014-02-10 | 5時 | 21.1857 | 3.6997 | 0 | 0 | 0 | 0 | 0 | 0 | 0 | 0 | 1.7916 | 0 | 0 | 0 | 0 | 0 | 0 | 0 | 0 | 0.024026 | 0.023776 | 0.00025017 | 0 | 0.080156 | 0.05613 | 0 | -0.21857 | 2.1333 | 0.21857 | 0.29873
[9 empty] | 2014-02-10 | 6時 | 5.584 | 0 | 0 | 0 | 0 | 0 | 0 | 0 | 0 | 0 | 0.57213 | 0 | 0 | 0 | 0 | 0 | 0 | 0 | 0 | 0.03053 | 0.023776 | 0.0067545 | 0.018231 | 0.30998 | 0.26122 | 0 | 0.011253 | -0.10983 | -0.011253 | 0.29873
[9 empty] | 2014-02-10 | 7時 | 4.2261 | 0 | 0 | 0 | 0 | 0 | 0 | 0 | 0 | 0 | 0.433 | 0 | 0 | 0 | 0 | 0 | 0 | 0 | 0 | 0.024857 | 0.023776 | 0.0010807 | 0.11469 | 0.3877 | 0.24816 | 0 | 0.088975 | -0.86839 | -0.088975 | 0.29873
[9 empty] | 2014-02-10 | 8時 | 2.7863 | 0 | 0 | 0 | 0 | 0 | 0 | 0 | 0 | 0 | 0.28548 | 0 | 0 | 0 | 0 | 0 | 0 | 0 | 0 | 0.024857 | 0.023776 | 0.0010807 | 0.064563 | 0.2343 | 0.14488 | 0 | -0.054746 | 0.53432 | 0.054746 | 0.28904
[9 empty] | 2014-02-10 | 9時 | 0 | 0 | 0 | 0 | 0 | 0 | 0 | 0 | 0 | 0 | 0 | 0 | 0 | 0 | 0 | 0 | 0 | 0 | 0 | 0.024026 | 0.023776 | 0.00025017 | 0.16544 | 0.52635 | 0.33688 | 0 | 0.29346 | -2.8642 | -0.29346 | 0.23289
[9 empty] | 2014-02-10 | 10時 | 0 | 0 | 0 | 0 | 0 | 0 | 0 | 0 | 0 | 0 | 0 | 0 | 0 | 0 | 0 | 0 | 0 | 0 | 0 | 0.024446 | 0.023776 | 0.00067044 | 0.053027 | 0.1258 | 0.04833 | 0 | 0.065315 | -0.63747 | -0.065315 | 0.060489
[9 empty] | 2014-02-10 | 11時 | 6.3261 | 0 | 0 | 0 | 0 | 0 | 0 | 0 | 0 | 0 | 0.64816 | 0 | 0 | 0 | 0 | 0 | 0 | 0 | 0 | 0.024026 | 0.023776 | 0.00025017 | 0.0026381 | 0.082794 | 0.05613 | 0 | -0.21594 | 2.1075 | 0.21594 | 0.29873
[9 empty] | 2014-02-10 | 12時 | 3.1802 | 0 | 0 | 0 | 0 | 0 | 0 | 0 | 0 | 0 | 0.32584 | 0 | 0 | 0 | 0 | 0 | 0 | 0 | 0 | 0.03053 | 0.023776 | 0.0067545 | 0.029502 | 0.33286 | 0.27283 | 0 | 0.034132 | -0.33313 | -0.034132 | 0.29873
[9 empty] | 2014-02-10 | 13時 | 0 | 0 | 0 | 0 | 0 | 0 | 0 | 0 | 0 | 0 | 0 | 0 | 0 | 0 | 0 | 0 | 0 | 0 | 0 | 0.024446 | 0.023776 | 0.00067044 | 0.058042 | 0.13082 | 0.04833 | 0 | 0.06718 | -0.65567 | -0.06718 | 0.063639
[9 empty] | 2014-02-10 | 14時 | 0 | 0 | 0 | 0 | 0 | 0 | 0 | 0 | 0 | 0 | 0 | 0 | 0 | 0 | 0 | 0 | 0 | 0 | 0 | 0.024026 | 0.023776 | 0.00025017 | 0.024487 | 0.10464 | 0.05613 | 0 | 0.059904 | -0.58466 | -0.059904 | 0.04474
[9 empty] | 2014-02-10 | 15時 | 10.9872 | 0 | 0 | 0 | 0 | 0 | 0 | 0 | 0 | 0 | 1.1257 | 0 | 0 | 0 | 0 | 0 | 0 | 0 | 0 | 0.024026 | 0.023776 | 0.00025017 | 0 | 0.080156 | 0.05613 | 0 | -0.21857 | 2.1333 | 0.21857 | 0.29873
[9 empty] | 2014-02-10 | 16時 | 4.7589 | 0 | 0 | 0 | 0 | 0 | 0 | 0 | 0 | 0 | 0.4876 | 0 | 0 | 0 | 0 | 0 | 0 | 0 | 0 | 0.024446 | 0.023776 | 0.00067044 | 0.033816 | 0.10659 | 0.04833 | 0 | -0.19214 | 1.8753 | 0.19214 | 0.29873
[9 empty] | 2014-02-10 | 17時 | 12.5833 | 0.2276 | 0 | 0 | 0 | 0 | 0 | 0 | 0 | 0 | 1.266 | 0 | 0 | 0 | 0 | 0 | 0 | 0 | 0 | 0.024446 | 0.023776 | 0.00067044 | 0.056835 | 0.28621 | 0.20493 | 0 | -0.012519 | 0.12219 | 0.012519 | 0.29873
[9 empty] | 2014-02-10 | 18時 | 6.1559 | 0 | 0 | 0 | 0 | 0 | 0 | 0 | 0 | 0 | 0.63073 | 0 | 0 | 0 | 0 | 0 | 0 | 0 | 0 | 0.036624 | 0.023776 | 0.012849 | 0.066494 | 0.4419 | 0.33878 | 0 | 0.14317 | -1.3973 | -0.14317 | 0.29873
[9 empty] | 2014-02-10 | 19時 | 9.2372 | 0 | 0 | 0 | 0 | 0 | 0 | 0 | 0 | 0 | 0.94644 | 0 | 0 | 0 | 0 | 0 | 0 | 0 | 0 | 0.036624 | 0.023776 | 0.012849 | 0.16307 | 0.33458 | 0.13488 | 0 | 0.088959 | -0.86824 | -0.088959 | 0.24562
[9 empty] | 2014-02-10 | 20時 | 7.3377 | 0 | 0 | 0 | 0 | 0 | 0 | 0 | 0 | 0 | 0.75181 | 0 | 0 | 0 | 0 | 0 | 0 | 0 | 0 | 0.024446 | 0.023776 | 0.00067044 | 0.088224 | 0.24028 | 0.12761 | 0 | -0.058449 | 0.57047 | 0.058449 | 0.29873
[9 empty] | 2014-02-10 | 21時 | 7.8432 | 0 | 0 | 0 | 0 | 0 | 0 | 0 | 0 | 0 | 0.80361 | 0 | 0 | 0 | 0 | 0 | 0 | 0 | 0 | 0.024446 | 0.023776 | 0.00067044 | 0.14284 | 0.35471 | 0.18743 | 0 | 0.055981 | -0.54638 | -0.055981 | 0.29873
[9 empty] | 2014-02-10 | 22時 | 5.459 | 0 | 0 | 0 | 0 | 0 | 0 | 0 | 0 | 0 | 0.55932 | 0 | 0 | 0 | 0 | 0 | 0 | 0 | 0 | 0.036344 | 0.023776 | 0.012568 | 0.16493 | 0.39307 | 0.19179 | 0 | 0.094338 | -0.92074 | -0.094338 | 0.29873
[9 empty] | 2014-02-10 | 23時 | 0 | 0 | 0 | 0 | 0 | 0 | 0 | 0 | 0 | 0 | 0 | 0 | 0 | 0 | 0 | 0 | 0 | 0 | 0 | 0.037175 | 0.023776 | 0.013399 | 0.17268 | 0.42753 | 0.21768 | 0 | 0.21946 | -2.142 | -0.21946 | 0.20807
[9 empty] | 2014-02-11 | 0時 | 0 | 0 | 0 | 0 | 0 | 0 | 0 | 0 | 0 | 0 | 0 | 0 | 0 | 0 | 0 | 0 | 0 | 0 | 0 | 0.024026 | 0.023776 | 0.00025017 | 0 | 0.18186 | 0.15783 | 0 | 0.099621 | -0.9723 | -0.099621 | 0.082236
[9 empty] | 2014-02-11 | 1時 | 0 | 0 | 0 | 0 | 0 | 0 | 0 | 0 | 0 | 0 | 0 | 0 | 0 | 0 | 0 | 0 | 0 | 0 | 0 | 0.024026 | 0.023776 | 0.00025017 | 0 | 0.072356 | 0.04833 | 0 | 0.033901 | -0.33087 | -0.033901 | 0.038456
[9 empty] | 2014-02-11 | 2時 | 0 | 0 | 0 | 0 | 0 | 0 | 0 | 0 | 0 | 0 | 0 | 0 | 0 | 0 | 0 | 0 | 0 | 0 | 0 | 0.024026 | 0.023776 | 0.00025017 | 0 | 0.080156 | 0.05613 | 0 | 0.038582 | -0.37656 | -0.038582 | 0.041574
[9 empty] | 2014-02-11 | 3時 | 0 | 0 | 0 | 0 | 0 | 0 | 0 | 0 | 0 | 0 | 0 | 0 | 0 | 0 | 0 | 0 | 0 | 0 | 0 | 0.024026 | 0.023776 | 0.00025017 | 0 | 0.080156 | 0.05613 | 0 | 0.038582 | -0.37656 | -0.038582 | 0.041574
[9 empty] | 2014-02-11 | 4時 | 0 | 0 | 0 | 0 | 0 | 0 | 0 | 0 | 0 | 0 | 0 | 0 | 0 | 0 | 0 | 0 | 0 | 0 | 0 | 0.024026 | 0.023776 | 0.00025017 | 0 | 0.072356 | 0.04833 | 0 | 0.033901 | -0.33087 | -0.033901 | 0.038456
[9 empty] | 2014-02-11 | 5時 | 0 | 0 | 0 | 0 | 0 | 0 | 0 | 0 | 0 | 0 | 0 | 0 | 0 | 0 | 0 | 0 | 0 | 0 | 0 | 0.024026 | 0.023776 | 0.00025017 | 0 | 0.080156 | 0.05613 | 0 | 0.038582 | -0.37656 | -0.038582 | 0.041574
[9 empty] | 2014-02-11 | 6時 | 0 | 0 | 0 | 0 | 0 | 0 | 0 | 0 | 0 | 0 | 0 | 0 | 0 | 0 | 0 | 0 | 0 | 0 | 0 | 0.024026 | 0.023776 | 0.00025017 | 0 | 0.080156 | 0.05613 | 0 | 0.038582 | -0.37656 | -0.038582 | 0.041574
[9 empty] | 2014-02-11 | 7時 | 26.6119 | 3.1263 | 0 | 0 | 0 | 0 | 0 | 0 | 0 | 0 | 2.4063 | 0 | 0 | 0 | 0 | 0 | 0 | 0 | 0 | 0.024857 | 0.023776 | 0.0010807 | 0.023666 | 0.23404 | 0.18552 | 0 | -0.15007 | 1.4647 | 0.15007 | 0.38412
[9 empty] | 2014-02-11 | 8時 | 10.7056 | 0 | 0 | 0 | 0 | 0 | 0 | 0 | 0 | 0 | 1.0969 | 0 | 0 | 0 | 0 | 0 | 0 | 0 | 0 | 0.031371 | 0.023776 | 0.0075951 | 0.11401 | 0.4267 | 0.28132 | 0 | 0.042581 | -0.41559 | -0.042581 | 0.38412
[9 empty] | 2014-02-11 | 9時 | 3.612 | 0 | 0 | 0 | 0 | 0 | 0 | 0 | 0 | 0 | 0.37008 | 0 | 0 | 0 | 0 | 0 | 0 | 0 | 0 | 0.024446 | 0.023776 | 0.00067044 | 0.22373 | 0.50028 | 0.2521 | 0 | 0.11616 | -1.1337 | -0.11616 | 0.38412
[9 empty] | 2014-02-11 | 10時 | 2.3726 | 0 | 0 | 0 | 0 | 0 | 0 | 0 | 0 | 0 | 0.2431 | 0 | 0 | 0 | 0 | 0 | 0 | 0 | 0 | 0.024857 | 0.023776 | 0.0010807 | 0.18888 | 0.44125 | 0.22751 | 0 | 0.057132 | -0.55761 | -0.057132 | 0.38412
[9 empty] | 2014-02-11 | 11時 | 1.4909 | 0 | 0 | 0 | 0 | 0 | 0 | 0 | 0 | 0 | 0.15276 | 0 | 0 | 0 | 0 | 0 | 0 | 0 | 0 | 0.024446 | 0.023776 | 0.00067044 | 0.17015 | 0.4299 | 0.23531 | 0 | 0.045783 | -0.44684 | -0.045783 | 0.38412
[9 empty] | 2014-02-11 | 12時 | 0.56974 | 0 | 0 | 0 | 0 | 0 | 0 | 0 | 0 | 0 | 0.058375 | 0 | 0 | 0 | 0 | 0 | 0 | 0 | 0 | 0.03053 | 0.023776 | 0.0067545 | 0.15008 | 0.45344 | 0.27283 | 0 | 0.12366 | -1.207 | -0.12366 | 0.32978
[9 empty] | 2014-02-11 | 13時 | 0 | 0 | 0 | 0 | 0 | 0 | 0 | 0 | 0 | 0 | 0 | 0 | 0 | 0 | 0 | 0 | 0 | 0 | 0 | 0.024446 | 0.023776 | 0.00067044 | 0.093998 | 0.16677 | 0.04833 | 0 | 0.052839 | -0.51571 | -0.052839 | 0.11394
[9 empty] | 2014-02-11 | 14時 | 0 | 0 | 0 | 0 | 0 | 0 | 0 | 0 | 0 | 0 | 0 | 0 | 0 | 0 | 0 | 0 | 0 | 0 | 0 | 0.024026 | 0.023776 | 0.00025017 | 0 | 0.080156 | 0.05613 | 0 | 0.038582 | -0.37656 | -0.038582 | 0.041574
[9 empty] | 2014-02-11 | 15時 | 1.4427 | 0 | 0 | 0 | 0 | 0 | 0 | 0 | 0 | 0 | 0.14782 | 0 | 0 | 0 | 0 | 0 | 0 | 0 | 0 | 0.024026 | 0.023776 | 0.00025017 | 0 | 0.080156 | 0.05613 | 0 | -0.079605 | 0.77695 | 0.079605 | 0.15976
[9 empty] | 2014-02-11 | 16時 | 2.5316 | 0 | 0 | 0 | 0 | 0 | 0 | 0 | 0 | 0 | 0.25938 | 0 | 0 | 0 | 0 | 0 | 0 | 0 | 0 | 0.024857 | 0.023776 | 0.0010807 | 0.070329 | 0.37035 | 0.27516 | 0 | -0.01377 | 0.1344 | 0.01377 | 0.38412
[9 empty] | 2014-02-11 | 17時 | 3.1467 | 0 | 0 | 0 | 0 | 0 | 0 | 0 | 0 | 0 | 0.32241 | 0 | 0 | 0 | 0 | 0 | 0 | 0 | 0 | 0.036624 | 0.023776 | 0.012849 | 0.13006 | 0.44491 | 0.27822 | 0 | 0.060792 | -0.59333 | -0.060792 | 0.38412
[9 empty] | 2014-02-11 | 18時 | 1.6882 | 0 | 0 | 0 | 0 | 0 | 0 | 0 | 0 | 0 | 0.17297 | 0 | 0 | 0 | 0 | 0 | 0 | 0 | 0 | 0.036624 | 0.023776 | 0.012849 | 0.15964 | 0.41407 | 0.21781 | 0 | 0.029959 | -0.2924 | -0.029959 | 0.38412
[9 empty] | 2014-02-11 | 19時 | 4.7656 | 0 | 0 | 0 | 0 | 0 | 0 | 0 | 0 | 0 | 0.48828 | 0 | 0 | 0 | 0 | 0 | 0 | 0 | 0 | 0.024026 | 0.023776 | 0.00025017 | 0.067685 | 0.2273 | 0.13559 | 0 | -0.10499 | 1.0247 | 0.10499 | 0.3323
[9 empty] | 2014-02-11 | 20時 | 4.6259 | 0 | 0 | 0 | 0 | 0 | 0 | 0 | 0 | 0 | 0.47397 | 0 | 0 | 0 | 0 | 0 | 0 | 0 | 0 | 0.024446 | 0.023776 | 0.00067044 | 0.14104 | 0.29311 | 0.12762 | 0 | -0.091011 | 0.88826 | 0.091011 | 0.38412
[9 empty] | 2014-02-11 | 21時 | 5.8063 | 0 | 0 | 0 | 0 | 0 | 0 | 0 | 0 | 0 | 0.59491 | 0 | 0 | 0 | 0 | 0 | 0 | 0 | 0 | 0.036344 | 0.023776 | 0.012568 | 0.16291 | 0.4405 | 0.24124 | 0 | 0.05638 | -0.55027 | -0.05638 | 0.38412
[9 empty] | 2014-02-11 | 22時 | 0 | 0 | 0 | 0 | 0 | 0 | 0 | 0 | 0 | 0 | 0 | 0 | 0 | 0 | 0 | 0 | 0 | 0 | 0 | 0.036764 | 0.023776 | 0.012989 | 0.16493 | 0.38136 | 0.17966 | 0 | 0.10922 | -1.0659 | -0.10922 | 0.27214
[9 empty] | 2014-02-11 | 23時 | 0 | 0 | 0 | 0 | 0 | 0 | 0 | 0 | 0 | 0 | 0 | 0 | 0 | 0 | 0 | 0 | 0 | 0 | 0 | 0.03039 | 0.023776 | 0.0066144 | 0.1312 | 0.31942 | 0.15783 | 0 | 0.12719 | -1.2413 | -0.12719 | 0.19223
[9 empty] | 2014-02-12 | 0時 | 0 | 0 | 0 | 0 | 0 | 0 | 0 | 0 | 0 | 0 | 0 | 0 | 0 | 0 | 0 | 0 | 0 | 0 | 0 | 0.024026 | 0.023776 | 0.00025017 | 0 | 0.18186 | 0.15783 | 0 | 0.093406 | -0.91165 | -0.093406 | 0.08845
[9 empty] | 2014-02-12 | 1時 | 0 | 0 | 0 | 0 | 0 | 0 | 0 | 0 | 0 | 0 | 0 | 0 | 0 | 0 | 0 | 0 | 0 | 0 | 0 | 0.024026 | 0.023776 | 0.00025017 | 0 | 0.072356 | 0.04833 | 0 | 0.030464 | -0.29733 | -0.030464 | 0.041892
[9 empty] | 2014-02-12 | 2時 | 0 | 0 | 0 | 0 | 0 | 0 | 0 | 0 | 0 | 0 | 0 | 0 | 0 | 0 | 0 | 0 | 0 | 0 | 0 | 0.024026 | 0.023776 | 0.00025017 | 0 | 0.080156 | 0.05613 | 0 | 0.034948 | -0.34109 | -0.034948 | 0.045209
[9 empty] | 2014-02-12 | 3時 | 0 | 0 | 0 | 0 | 0 | 0 | 0 | 0 | 0 | 0 | 0 | 0 | 0 | 0 | 0 | 0 | 0 | 0 | 0 | 0.024026 | 0.023776 | 0.00025017 | 0 | 0.080156 | 0.05613 | 0 | 0.034948 | -0.34109 | -0.034948 | 0.045209
[9 empty] | 2014-02-12 | 4時 | 0 | 0 | 0 | 0 | 0 | 0 | 0 | 0 | 0 | 0 | 0 | 0 | 0 | 0 | 0 | 0 | 0 | 0 | 0 | 0.024026 | 0.023776 | 0.00025017 | 0 | 0.072356 | 0.04833 | 0 | 0.030464 | -0.29733 | -0.030464 | 0.041892
[9 empty] | 2014-02-12 | 5時 | 0 | 0 | 0 | 0 | 0 | 0 | 0 | 0 | 0 | 0 | 0 | 0 | 0 | 0 | 0 | 0 | 0 | 0 | 0 | 0.024026 | 0.023776 | 0.00025017 | 0 | 0.080156 | 0.05613 | 0 | 0.034948 | -0.34109 | -0.034948 | 0.045209
[9 empty] | 2014-02-12 | 6時 | 0 | 0 | 0 | 0 | 0 | 0 | 0 | 0 | 0 | 0 | 0 | 0 | 0 | 0 | 0 | 0 | 0 | 0 | 0 | 0.024026 | 0.023776 | 0.00025017 | 0 | 0.080156 | 0.05613 | 0 | 0.034948 | -0.34109 | -0.034948 | 0.045209
[9 empty] | 2014-02-12 | 7時 | 23.3727 | 1.0715 | 0 | 0 | 0 | 0 | 0 | 0 | 0 | 0 | 2.285 | 0 | 0 | 0 | 0 | 0 | 0 | 0 | 0 | 0.024857 | 0.023776 | 0.0010807 | 0.023666 | 0.23404 | 0.18552 | 0 | -0.17544 | 1.7123 | 0.17544 | 0.40949
[9 empty] | 2014-02-12 | 8時 | 8.6154 | 0 | 0 | 0 | 0 | 0 | 0 | 0 | 0 | 0 | 0.88272 | 0 | 0 | 0 | 0 | 0 | 0 | 0 | 0 | 0.031371 | 0.023776 | 0.0075951 | 0.11401 | 0.4267 | 0.28132 | 0 | 0.017211 | -0.16798 | -0.017211 | 0.40949
[9 empty] | 2014-02-12 | 9時 | 4.2648 | 0 | 0 | 0 | 0 | 0 | 0 | 0 | 0 | 0 | 0.43697 | 0 | 0 | 0 | 0 | 0 | 0 | 0 | 0 | 0.024446 | 0.023776 | 0.00067044 | 0.22373 | 0.50028 | 0.2521 | 0 | 0.090793 | -0.88614 | -0.090793 | 0.40949
[9 empty] | 2014-02-12 | 10時 | 4.0021 | 0 | 0 | 0 | 0 | 0 | 0 | 0 | 0 | 0 | 0.41005 | 0 | 0 | 0 | 0 | 0 | 0 | 0 | 0 | 0.024857 | 0.023776 | 0.0010807 | 0.18888 | 0.44125 | 0.22751 | 0 | 0.031762 | -0.31 | -0.031762 | 0.40949
[9 empty] | 2014-02-12 | 11時 | 4.0391 | 0 | 0 | 0 | 0 | 0 | 0 | 0 | 0 | 0 | 0.41384 | 0 | 0 | 0 | 0 | 0 | 0 | 0 | 0 | 0.024446 | 0.023776 | 0.00067044 | 0.17015 | 0.4299 | 0.23531 | 0 | 0.020413 | -0.19923 | -0.020413 | 0.40949
[9 empty] | 2014-02-12 | 12時 | 1.9771 | 0 | 0 | 0 | 0 | 0 | 0 | 0 | 0 | 0 | 0.20257 | 0 | 0 | 0 | 0 | 0 | 0 | 0 | 0 | 0.03053 | 0.023776 | 0.0067545 | 0.15008 | 0.45344 | 0.27283 | 0 | 0.043959 | -0.42904 | -0.043959 | 0.40949
[9 empty] | 2014-02-12 | 13時 | 0 | 0 | 0 | 0 | 0 | 0 | 0 | 0 | 0 | 0 | 0 | 0 | 0 | 0 | 0 | 0 | 0 | 0 | 0 | 0.024446 | 0.023776 | 0.00067044 | 0.093998 | 0.16677 | 0.04833 | 0 | 0.044613 | -0.43543 | -0.044613 | 0.12216
[9 empty] | 2014-02-12 | 14時 | 0 | 0 | 0 | 0 | 0 | 0 | 0 | 0 | 0 | 0 | 0 | 0 | 0 | 0 | 0 | 0 | 0 | 0 | 0 | 0.024026 | 0.023776 | 0.00025017 | 0 | 0.080156 | 0.05613 | 0 | 0.034948 | -0.34109 | -0.034948 | 0.045209
[9 empty] | 2014-02-12 | 15時 | 5.334 | 0 | 0 | 0 | 0 | 0 | 0 | 0 | 0 | 0 | 0.54652 | 0 | 0 | 0 | 0 | 0 | 0 | 0 | 0 | 0.024026 | 0.023776 | 0.00025017 | 0 | 0.080156 | 0.05613 | 0 | -0.32933 | 3.2143 | 0.32933 | 0.40949
[9 empty] | 2014-02-12 | 16時 | 5.0111 | 0 | 0 | 0 | 0 | 0 | 0 | 0 | 0 | 0 | 0.51343 | 0 | 0 | 0 | 0 | 0 | 0 | 0 | 0 | 0.024857 | 0.023776 | 0.0010807 | 0.070329 | 0.37035 | 0.27516 | 0 | -0.03914 | 0.382 | 0.03914 | 0.40949
[9 empty] | 2014-02-12 | 17時 | 5.2376 | 0 | 0 | 0 | 0 | 0 | 0 | 0 | 0 | 0 | 0.53664 | 0 | 0 | 0 | 0 | 0 | 0 | 0 | 0 | 0.036624 | 0.023776 | 0.012849 | 0.13006 | 0.44491 | 0.27822 | 0 | 0.035423 | -0.34573 | -0.035423 | 0.40949
[9 empty] | 2014-02-12 | 18時 | 2.6757 | 0 | 0 | 0 | 0 | 0 | 0 | 0 | 0 | 0 | 0.27415 | 0 | 0 | 0 | 0 | 0 | 0 | 0 | 0 | 0.036624 | 0.023776 | 0.012849 | 0.15964 | 0.41407 | 0.21781 | 0 | 0.004589 | -0.044788 | -0.004589 | 0.40949
[9 empty] | 2014-02-12 | 19時 | 6.9902 | 0 | 0 | 0 | 0 | 0 | 0 | 0 | 0 | 0 | 0.71621 | 0 | 0 | 0 | 0 | 0 | 0 | 0 | 0 | 0.024026 | 0.023776 | 0.00025017 | 0.067685 | 0.2273 | 0.13559 | 0 | -0.12844 | 1.2536 | 0.12844 | 0.35575
[9 empty] | 2014-02-12 | 20時 | 5.4891 | 0 | 0 | 0 | 0 | 0 | 0 | 0 | 0 | 0 | 0.5624 | 0 | 0 | 0 | 0 | 0 | 0 | 0 | 0 | 0.024446 | 0.023776 | 0.00067044 | 0.14104 | 0.29311 | 0.12762 | 0 | -0.11638 | 1.1359 | 0.11638 | 0.40949
[9 empty] | 2014-02-12 | 21時 | 5.5145 | 0 | 0 | 0 | 0 | 0 | 0 | 0 | 0 | 0 | 0.56501 | 0 | 0 | 0 | 0 | 0 | 0 | 0 | 0 | 0.036344 | 0.023776 | 0.012568 | 0.16291 | 0.4405 | 0.24124 | 0 | 0.03101 | -0.30266 | -0.03101 | 0.40949
[9 empty] | 2014-02-12 | 22時 | 0 | 0 | 0 | 0 | 0 | 0 | 0 | 0 | 0 | 0 | 0 | 0 | 0 | 0 | 0 | 0 | 0 | 0 | 0 | 0.036764 | 0.023776 | 0.012989 | 0.16493 | 0.38136 | 0.17966 | 0 | 0.090951 | -0.88768 | -0.090951 | 0.2904
[9 empty] | 2014-02-12 | 23時 | 0 | 0 | 0 | 0 | 0 | 0 | 0 | 0 | 0 | 0 | 0 | 0 | 0 | 0 | 0 | 0 | 0 | 0 | 0 | 0.03039 | 0.023776 | 0.0066144 | 0.1312 | 0.31942 | 0.15783 | 0 | 0.11399 | -1.1126 | -0.11399 | 0.20542
[9 empty] | 2014-02-13 | 0時 | 0 | 0 | 0 | 0 | 0 | 0 | 0 | 0 | 0 | 0 | 0 | 0 | 0 | 0 | 0 | 0 | 0 | 0 | 0 | 0.024026 | 0.023776 | 0.00025017 | 0.045276 | 0.22713 | 0.15783 | 0 | 0.12791 | -1.2484 | -0.12791 | 0.099221
[9 empty] | 2014-02-13 | 1時 | 0 | 0 | 0 | 0 | 0 | 0 | 0 | 0 | 0 | 0 | 0 | 0 | 0 | 0 | 0 | 0 | 0 | 0 | 0 | 0.024026 | 0.023776 | 0.00025017 | 0 | 0.072356 | 0.04833 | 0 | 0.04166 | -0.4066 | -0.04166 | 0.030696
[9 empty] | 2014-02-13 | 2時 | 0 | 0 | 0 | 0 | 0 | 0 | 0 | 0 | 0 | 0 | 0 | 0 | 0 | 0 | 0 | 0 | 0 | 0 | 0 | 0.024026 | 0.023776 | 0.00025017 | 0 | 0.080156 | 0.05613 | 0 | 0.046788 | -0.45665 | -0.046788 | 0.033368
[9 empty] | 2014-02-13 | 3時 | 0 | 0 | 0 | 0 | 0 | 0 | 0 | 0 | 0 | 0 | 0 | 0 | 0 | 0 | 0 | 0 | 0 | 0 | 0 | 0.024026 | 0.023776 | 0.00025017 | 0 | 0.080156 | 0.05613 | 0 | 0.046788 | -0.45665 | -0.046788 | 0.033368
[9 empty] | 2014-02-13 | 4時 | 0 | 0 | 0 | 0 | 0 | 0 | 0 | 0 | 0 | 0 | 0 | 0 | 0 | 0 | 0 | 0 | 0 | 0 | 0 | 0.024026 | 0.023776 | 0.00025017 | 0 | 0.072356 | 0.04833 | 0 | 0.04166 | -0.4066 | -0.04166 | 0.030696
[9 empty] | 2014-02-13 | 5時 | 20.1379 | 2.6385 | 0 | 0 | 0 | 0 | 0 | 0 | 0 | 0 | 1.793 | 0 | 0 | 0 | 0 | 0 | 0 | 0 | 0 | 0.024026 | 0.023776 | 0.00025017 | 0 | 0.080156 | 0.05613 | 0 | -0.24667 | 2.4075 | 0.24667 | 0.32683
[9 empty] | 2014-02-13 | 6時 | 7.5517 | 0 | 0 | 0 | 0 | 0 | 0 | 0 | 0 | 0 | 0.77374 | 0 | 0 | 0 | 0 | 0 | 0 | 0 | 0 | 0.03053 | 0.023776 | 0.0067545 | 0.018231 | 0.30998 | 0.26122 | 0 | -0.016847 | 0.16442 | 0.016847 | 0.32683
[9 empty] | 2014-02-13 | 7時 | 5.0889 | 0 | 0 | 0 | 0 | 0 | 0 | 0 | 0 | 0 | 0.5214 | 0 | 0 | 0 | 0 | 0 | 0 | 0 | 0 | 0.024857 | 0.023776 | 0.0010807 | 0.11469 | 0.3877 | 0.24816 | 0 | 0.060875 | -0.59414 | -0.060875 | 0.32683
[9 empty] | 2014-02-13 | 8時 | 2.8432 | 0 | 0 | 0 | 0 | 0 | 0 | 0 | 0 | 0 | 0.29131 | 0 | 0 | 0 | 0 | 0 | 0 | 0 | 0 | 0.024857 | 0.023776 | 0.0010807 | 0.064563 | 0.2343 | 0.14488 | 0 | -0.085971 | 0.83908 | 0.085971 | 0.32027
[9 empty] | 2014-02-13 | 9時 | 0 | 0 | 0 | 0 | 0 | 0 | 0 | 0 | 0 | 0 | 0 | 0 | 0 | 0 | 0 | 0 | 0 | 0 | 0 | 0.024026 | 0.023776 | 0.00025017 | 0.16544 | 0.52635 | 0.33688 | 0 | 0.27125 | -2.6474 | -0.27125 | 0.2551
[9 empty] | 2014-02-13 | 10時 | 0 | 0 | 0 | 0 | 0 | 0 | 0 | 0 | 0 | 0 | 0 | 0 | 0 | 0 | 0 | 0 | 0 | 0 | 0 | 0.024446 | 0.023776 | 0.00067044 | 0.053027 | 0.1258 | 0.04833 | 0 | 0.058506 | -0.57102 | -0.058506 | 0.067297
[9 empty] | 2014-02-13 | 11時 | 2.543 | 0 | 0 | 0 | 0 | 0 | 0 | 0 | 0 | 0 | 0.26055 | 0 | 0 | 0 | 0 | 0 | 0 | 0 | 0 | 0.024026 | 0.023776 | 0.00025017 | 0.0026381 | 0.082794 | 0.05613 | 0 | -0.13081 | 1.2767 | 0.13081 | 0.21361
[9 empty] | 2014-02-13 | 12時 | 0.6349 | 0 | 0 | 0 | 0 | 0 | 0 | 0 | 0 | 0 | 0.065052 | 0 | 0 | 0 | 0 | 0 | 0 | 0 | 0 | 0.03053 | 0.023776 | 0.0067545 | 0.029502 | 0.33286 | 0.27283 | 0 | 0.13061 | -1.2747 | -0.13061 | 0.20225
[9 empty] | 2014-02-13 | 13時 | 0 | 0 | 0 | 0 | 0 | 0 | 0 | 0 | 0 | 0 | 0 | 0 | 0 | 0 | 0 | 0 | 0 | 0 | 0 | 0.024446 | 0.023776 | 0.00067044 | 0.058042 | 0.13082 | 0.04833 | 0 | 0.060089 | -0.58647 | -0.060089 | 0.070729
[9 empty] | 2014-02-13 | 14時 | 0 | 0 | 0 | 0 | 0 | 0 | 0 | 0 | 0 | 0 | 0 | 0 | 0 | 0 | 0 | 0 | 0 | 0 | 0 | 0.024026 | 0.023776 | 0.00025017 | 0.024487 | 0.10464 | 0.05613 | 0 | 0.054502 | -0.53194 | -0.054502 | 0.050141
[9 empty] | 2014-02-13 | 15時 | 1.9386 | 0 | 0 | 0 | 0 | 0 | 0 | 0 | 0 | 0 | 0.19863 | 0 | 0 | 0 | 0 | 0 | 0 | 0 | 0 | 0.024026 | 0.023776 | 0.00025017 | 0 | 0.080156 | 0.05613 | 0 | -0.089236 | 0.87095 | 0.089236 | 0.16939
[9 empty] | 2014-02-13 | 16時 | 1.9823 | 0 | 0 | 0 | 0 | 0 | 0 | 0 | 0 | 0 | 0.2031 | 0 | 0 | 0 | 0 | 0 | 0 | 0 | 0 | 0.024446 | 0.023776 | 0.00067044 | 0.033816 | 0.10659 | 0.04833 | 0 | -0.086636 | 0.84557 | 0.086636 | 0.19323
[9 empty] | 2014-02-13 | 17時 | 4.9934 | 0 | 0 | 0 | 0 | 0 | 0 | 0 | 0 | 0 | 0.51162 | 0 | 0 | 0 | 0 | 0 | 0 | 0 | 0 | 0.024446 | 0.023776 | 0.00067044 | 0.056835 | 0.28621 | 0.20493 | 0 | -0.040619 | 0.39644 | 0.040619 | 0.32683
[9 empty] | 2014-02-13 | 18時 | 3.6062 | 0 | 0 | 0 | 0 | 0 | 0 | 0 | 0 | 0 | 0.36948 | 0 | 0 | 0 | 0 | 0 | 0 | 0 | 0 | 0.036624 | 0.023776 | 0.012849 | 0.066494 | 0.4419 | 0.33878 | 0 | 0.11507 | -1.123 | -0.11507 | 0.32683
[9 empty] | 2014-02-13 | 19時 | 4.3644 | 0 | 0 | 0 | 0 | 0 | 0 | 0 | 0 | 0 | 0.44718 | 0 | 0 | 0 | 0 | 0 | 0 | 0 | 0 | 0.036624 | 0.023776 | 0.012849 | 0.16307 | 0.33458 | 0.13488 | 0 | 0.060823 | -0.59363 | -0.060823 | 0.27375
[9 empty] | 2014-02-13 | 20時 | 4.4711 | 0 | 0 | 0 | 0 | 0 | 0 | 0 | 0 | 0 | 0.45811 | 0 | 0 | 0 | 0 | 0 | 0 | 0 | 0 | 0.024446 | 0.023776 | 0.00067044 | 0.088224 | 0.24028 | 0.12761 | 0 | -0.086549 | 0.84472 | 0.086549 | 0.32683
[9 empty] | 2014-02-13 | 21時 | 5.3586 | 0 | 0 | 0 | 0 | 0 | 0 | 0 | 0 | 0 | 0.54904 | 0 | 0 | 0 | 0 | 0 | 0 | 0 | 0 | 0.024446 | 0.023776 | 0.00067044 | 0.14284 | 0.35471 | 0.18743 | 0 | 0.027881 | -0.27212 | -0.027881 | 0.32683
[9 empty] | 2014-02-13 | 22時 | 4.072 | 0 | 0 | 0 | 0 | 0 | 0 | 0 | 0 | 0 | 0.41721 | 0 | 0 | 0 | 0 | 0 | 0 | 0 | 0 | 0.036344 | 0.023776 | 0.012568 | 0.16493 | 0.39307 | 0.19179 | 0 | 0.066238 | -0.64649 | -0.066238 | 0.32683
[9 empty] | 2014-02-13 | 23時 | 0 | 0 | 0 | 0 | 0 | 0 | 0 | 0 | 0 | 0 | 0 | 0 | 0 | 0 | 0 | 0 | 0 | 0 | 0 | 0.037175 | 0.023776 | 0.013399 | 0.17268 | 0.42753 | 0.21768 | 0 | 0.19947 | -1.9468 | -0.19947 | 0.22807
[9 empty] | 2014-02-14 | 0時 | 0 | 0 | 0 | 0 | 0 | 0 | 0 | 0 | 0 | 0 | 0 | 0 | 0 | 0 | 0 | 0 | 0 | 0 | 0 | 0.024026 | 0.023776 | 0.00025017 | 0.045276 | 0.22713 | 0.15783 | 0 | 0.14707 | -1.4355 | -0.14707 | 0.080057
[9 empty] | 2014-02-14 | 1時 | 0 | 0 | 0 | 0 | 0 | 0 | 0 | 0 | 0 | 0 | 0 | 0 | 0 | 0 | 0 | 0 | 0 | 0 | 0 | 0.024026 | 0.023776 | 0.00025017 | 0 | 0.072356 | 0.04833 | 0 | 0.049397 | -0.48211 | -0.049397 | 0.022959
[9 empty] | 2014-02-14 | 2時 | 0 | 0 | 0 | 0 | 0 | 0 | 0 | 0 | 0 | 0 | 0 | 0 | 0 | 0 | 0 | 0 | 0 | 0 | 0 | 0.024026 | 0.023776 | 0.00025017 | 0 | 0.080156 | 0.05613 | 0 | 0.054971 | -0.53651 | -0.054971 | 0.025186
[9 empty] | 2014-02-14 | 3時 | 0 | 0 | 0 | 0 | 0 | 0 | 0 | 0 | 0 | 0 | 0 | 0 | 0 | 0 | 0 | 0 | 0 | 0 | 0 | 0.024026 | 0.023776 | 0.00025017 | 0 | 0.080156 | 0.05613 | 0 | 0.054971 | -0.53651 | -0.054971 | 0.025186
[9 empty] | 2014-02-14 | 4時 | 0 | 0 | 0 | 0 | 0 | 0 | 0 | 0 | 0 | 0 | 0 | 0 | 0 | 0 | 0 | 0 | 0 | 0 | 0 | 0.024026 | 0.023776 | 0.00025017 | 0 | 0.072356 | 0.04833 | 0 | 0.049397 | -0.48211 | -0.049397 | 0.022959
[9 empty] | 2014-02-14 | 5時 | 18.8711 | 1.3498 | 0 | 0 | 0 | 0 | 0 | 0 | 0 | 0 | 1.7952 | 0 | 0 | 0 | 0 | 0 | 0 | 0 | 0 | 0.024026 | 0.023776 | 0.00025017 | 0 | 0.080156 | 0.05613 | 0 | -0.18956 | 1.8501 | 0.18956 | 0.26971
[9 empty] | 2014-02-14 | 6時 | 4.8213 | 0 | 0 | 0 | 0 | 0 | 0 | 0 | 0 | 0 | 0.49399 | 0 | 0 | 0 | 0 | 0 | 0 | 0 | 0 | 0.03053 | 0.023776 | 0.0067545 | 0.018231 | 0.30998 | 0.26122 | 0 | 0.040271 | -0.39305 | -0.040271 | 0.26971
[9 empty] | 2014-02-14 | 7時 | 3.2932 | 0 | 0 | 0 | 0 | 0 | 0 | 0 | 0 | 0 | 0.33741 | 0 | 0 | 0 | 0 | 0 | 0 | 0 | 0 | 0.024857 | 0.023776 | 0.0010807 | 0.11469 | 0.3877 | 0.24816 | 0 | 0.11799 | -1.1516 | -0.11799 | 0.26971
[9 empty] | 2014-02-14 | 8時 | 1.7704 | 0 | 0 | 0 | 0 | 0 | 0 | 0 | 0 | 0 | 0.18139 | 0 | 0 | 0 | 0 | 0 | 0 | 0 | 0 | 0.024857 | 0.023776 | 0.0010807 | 0.064563 | 0.2343 | 0.14488 | 0 | 0.032773 | -0.31986 | -0.032773 | 0.20152
[9 empty] | 2014-02-14 | 9時 | 0 | 0 | 0 | 0 | 0 | 0 | 0 | 0 | 0 | 0 | 0 | 0 | 0 | 0 | 0 | 0 | 0 | 0 | 0 | 0.024026 | 0.023776 | 0.00025017 | 0.16544 | 0.52635 | 0.33688 | 0 | 0.3164 | -3.0881 | -0.3164 | 0.20994
[9 empty] | 2014-02-14 | 10時 | 0 | 0 | 0 | 0 | 0 | 0 | 0 | 0 | 0 | 0 | 0 | 0 | 0 | 0 | 0 | 0 | 0 | 0 | 0 | 0.024446 | 0.023776 | 0.00067044 | 0.053027 | 0.1258 | 0.04833 | 0 | 0.072346 | -0.7061 | -0.072346 | 0.053457
[9 empty] | 2014-02-14 | 11時 | 2.6651 | 0 | 0 | 0 | 0 | 0 | 0 | 0 | 0 | 0 | 0.27306 | 0 | 0 | 0 | 0 | 0 | 0 | 0 | 0 | 0.024026 | 0.023776 | 0.00025017 | 0.0026381 | 0.082794 | 0.05613 | 0 | -0.099716 | 0.97323 | 0.099716 | 0.18251
[9 empty] | 2014-02-14 | 12時 | 1.8384 | 0 | 0 | 0 | 0 | 0 | 0 | 0 | 0 | 0 | 0.18836 | 0 | 0 | 0 | 0 | 0 | 0 | 0 | 0 | 0.03053 | 0.023776 | 0.0067545 | 0.029502 | 0.33286 | 0.27283 | 0 | 0.096586 | -0.94268 | -0.096586 | 0.23628
[9 empty] | 2014-02-14 | 13時 | 0 | 0 | 0 | 0 | 0 | 0 | 0 | 0 | 0 | 0 | 0 | 0 | 0 | 0 | 0 | 0 | 0 | 0 | 0 | 0.024446 | 0.023776 | 0.00067044 | 0.058042 | 0.13082 | 0.04833 | 0 | 0.074502 | -0.72714 | -0.074502 | 0.056317
[9 empty] | 2014-02-14 | 14時 | 0 | 0 | 0 | 0 | 0 | 0 | 0 | 0 | 0 | 0 | 0 | 0 | 0 | 0 | 0 | 0 | 0 | 0 | 0 | 0.024026 | 0.023776 | 0.00025017 | 0.024487 | 0.10464 | 0.05613 | 0 | 0.065482 | -0.6391 | -0.065482 | 0.039162
[9 empty] | 2014-02-14 | 15時 | 4.5717 | 0 | 0 | 0 | 0 | 0 | 0 | 0 | 0 | 0 | 0.46841 | 0 | 0 | 0 | 0 | 0 | 0 | 0 | 0 | 0.024026 | 0.023776 | 0.00025017 | 0 | 0.080156 | 0.05613 | 0 | -0.18956 | 1.8501 | 0.18956 | 0.26971
[9 empty] | 2014-02-14 | 16時 | 2.6479 | 0 | 0 | 0 | 0 | 0 | 0 | 0 | 0 | 0 | 0.27131 | 0 | 0 | 0 | 0 | 0 | 0 | 0 | 0 | 0.024446 | 0.023776 | 0.00067044 | 0.033816 | 0.10659 | 0.04833 | 0 | -0.090716 | 0.88539 | 0.090716 | 0.19731
[9 empty] | 2014-02-14 | 17時 | 6.6366 | 0 | 0 | 0 | 0 | 0 | 0 | 0 | 0 | 0 | 0.67997 | 0 | 0 | 0 | 0 | 0 | 0 | 0 | 0 | 0.024446 | 0.023776 | 0.00067044 | 0.056835 | 0.28621 | 0.20493 | 0 | 0.016499 | -0.16103 | -0.016499 | 0.26971
[9 empty] | 2014-02-14 | 18時 | 5.223 | 0 | 0 | 0 | 0 | 0 | 0 | 0 | 0 | 0 | 0.53515 | 0 | 0 | 0 | 0 | 0 | 0 | 0 | 0 | 0.036624 | 0.023776 | 0.012849 | 0.066494 | 0.4419 | 0.33878 | 0 | 0.17218 | -1.6805 | -0.17218 | 0.26971
[9 empty] | 2014-02-14 | 19時 | 7.4681 | 0 | 0 | 0 | 0 | 0 | 0 | 0 | 0 | 0 | 0.76517 | 0 | 0 | 0 | 0 | 0 | 0 | 0 | 0 | 0.036624 | 0.023776 | 0.012849 | 0.16307 | 0.33458 | 0.13488 | 0 | 0.11753 | -1.1471 | -0.11753 | 0.21704
[9 empty] | 2014-02-14 | 20時 | 6.8944 | 0 | 0 | 0 | 0 | 0 | 0 | 0 | 0 | 0 | 0.7064 | 0 | 0 | 0 | 0 | 0 | 0 | 0 | 0 | 0.024446 | 0.023776 | 0.00067044 | 0.088224 | 0.24028 | 0.12761 | 0 | -0.029431 | 0.28725 | 0.029431 | 0.26971
[9 empty] | 2014-02-14 | 21時 | 7.8768 | 0 | 0 | 0 | 0 | 0 | 0 | 0 | 0 | 0 | 0.80705 | 0 | 0 | 0 | 0 | 0 | 0 | 0 | 0 | 0.024446 | 0.023776 | 0.00067044 | 0.14284 | 0.35471 | 0.18743 | 0 | 0.084999 | -0.82959 | -0.084999 | 0.26971
[9 empty] | 2014-02-14 | 22時 | 5.5176 | 0 | 0 | 0 | 0 | 0 | 0 | 0 | 0 | 0 | 0.56533 | 0 | 0 | 0 | 0 | 0 | 0 | 0 | 0 | 0.036344 | 0.023776 | 0.012568 | 0.16493 | 0.39307 | 0.19179 | 0 | 0.12336 | -1.204 | -0.12336 | 0.26971
[9 empty] | 2014-02-14 | 23時 | 0 | 0 | 0 | 0 | 0 | 0 | 0 | 0 | 0 | 0 | 0 | 0 | 0 | 0 | 0 | 0 | 0 | 0 | 0 | 0.037175 | 0.023776 | 0.013399 | 0.17268 | 0.42753 | 0.21768 | 0 | 0.24011 | -2.3435 | -0.24011 | 0.18742
[9 empty] | 2014-02-15 | 0時 | 0 | 0 | 0 | 0 | 0 | 0 | 0 | 0 | 0 | 0 | 0 | 0 | 0 | 0 | 0 | 0 | 0 | 0 | 0 | 0.024026 | 0.023776 | 0.00025017 | 0.045276 | 0.22713 | 0.15783 | 0 | 0.13874 | -1.3541 | -0.13874 | 0.088388
[9 empty] | 2014-02-15 | 1時 | 0 | 0 | 0 | 0 | 0 | 0 | 0 | 0 | 0 | 0 | 0 | 0 | 0 | 0 | 0 | 0 | 0 | 0 | 0 | 0.024026 | 0.023776 | 0.00025017 | 0 | 0.072356 | 0.04833 | 0 | 0.046034 | -0.44929 | -0.046034 | 0.026323
[9 empty] | 2014-02-15 | 2時 | 0 | 0 | 0 | 0 | 0 | 0 | 0 | 0 | 0 | 0 | 0 | 0 | 0 | 0 | 0 | 0 | 0 | 0 | 0 | 0.024026 | 0.023776 | 0.00025017 | 0 | 0.080156 | 0.05613 | 0 | 0.051414 | -0.5018 | -0.051414 | 0.028742
[9 empty] | 2014-02-15 | 3時 | 0 | 0 | 0 | 0 | 0 | 0 | 0 | 0 | 0 | 0 | 0 | 0 | 0 | 0 | 0 | 0 | 0 | 0 | 0 | 0.024026 | 0.023776 | 0.00025017 | 0 | 0.080156 | 0.05613 | 0 | 0.051414 | -0.5018 | -0.051414 | 0.028742
[9 empty] | 2014-02-15 | 4時 | 0 | 0 | 0 | 0 | 0 | 0 | 0 | 0 | 0 | 0 | 0 | 0 | 0 | 0 | 0 | 0 | 0 | 0 | 0 | 0.024026 | 0.023776 | 0.00025017 | 0 | 0.072356 | 0.04833 | 0 | 0.046034 | -0.44929 | -0.046034 | 0.026323
[9 empty] | 2014-02-15 | 5時 | 20.9584 | 3.4301 | 0 | 0 | 0 | 0 | 0 | 0 | 0 | 0 | 1.7959 | 0 | 0 | 0 | 0 | 0 | 0 | 0 | 0 | 0.024026 | 0.023776 | 0.00025017 | 0 | 0.080156 | 0.05613 | 0 | -0.21438 | 2.0924 | 0.21438 | 0.29454
[9 empty] | 2014-02-15 | 6時 | 5.7232 | 0 | 0 | 0 | 0 | 0 | 0 | 0 | 0 | 0 | 0.5864 | 0 | 0 | 0 | 0 | 0 | 0 | 0 | 0 | 0.03053 | 0.023776 | 0.0067545 | 0.018231 | 0.30998 | 0.26122 | 0 | 0.015443 | -0.15072 | -0.015443 | 0.29454
[9 empty] | 2014-02-15 | 7時 | 4.6551 | 0 | 0 | 0 | 0 | 0 | 0 | 0 | 0 | 0 | 0.47696 | 0 | 0 | 0 | 0 | 0 | 0 | 0 | 0 | 0.024857 | 0.023776 | 0.0010807 | 0.11469 | 0.3877 | 0.24816 | 0 | 0.093164 | -0.90928 | -0.093164 | 0.29454
[9 empty] | 2014-02-15 | 8時 | 3.2129 | 0 | 0 | 0 | 0 | 0 | 0 | 0 | 0 | 0 | 0.32919 | 0 | 0 | 0 | 0 | 0 | 0 | 0 | 0 | 0.024857 | 0.023776 | 0.0010807 | 0.064563 | 0.2343 | 0.14488 | 0 | -0.060243 | 0.58797 | 0.060243 | 0.29454
[9 empty] | 2014-02-15 | 9時 | 0 | 0 | 0 | 0 | 0 | 0 | 0 | 0 | 0 | 0 | 0 | 0 | 0 | 0 | 0 | 0 | 0 | 0 | 0 | 0.024026 | 0.023776 | 0.00025017 | 0.16544 | 0.52635 | 0.33688 | 0 | 0.29678 | -2.8965 | -0.29678 | 0.22957
[9 empty] | 2014-02-15 | 10時 | 0 | 0 | 0 | 0 | 0 | 0 | 0 | 0 | 0 | 0 | 0 | 0 | 0 | 0 | 0 | 0 | 0 | 0 | 0 | 0.024446 | 0.023776 | 0.00067044 | 0.053027 | 0.1258 | 0.04833 | 0 | 0.06633 | -0.64738 | -0.06633 | 0.059473
[9 empty] | 2014-02-15 | 11時 | 6.3643 | 0 | 0 | 0 | 0 | 0 | 0 | 0 | 0 | 0 | 0.65208 | 0 | 0 | 0 | 0 | 0 | 0 | 0 | 0 | 0.024026 | 0.023776 | 0.00025017 | 0.0026381 | 0.082794 | 0.05613 | 0 | -0.21175 | 2.0666 | 0.21175 | 0.29454
[9 empty] | 2014-02-15 | 12時 | 4.0772 | 0 | 0 | 0 | 0 | 0 | 0 | 0 | 0 | 0 | 0.41774 | 0 | 0 | 0 | 0 | 0 | 0 | 0 | 0 | 0.03053 | 0.023776 | 0.0067545 | 0.029502 | 0.33286 | 0.27283 | 0 | 0.038322 | -0.37402 | -0.038322 | 0.29454
[9 empty] | 2014-02-15 | 13時 | 0 | 0 | 0 | 0 | 0 | 0 | 0 | 0 | 0 | 0 | 0 | 0 | 0 | 0 | 0 | 0 | 0 | 0 | 0 | 0.024446 | 0.023776 | 0.00067044 | 0.058042 | 0.13082 | 0.04833 | 0 | 0.068237 | -0.66599 | -0.068237 | 0.062582
[9 empty] | 2014-02-15 | 14時 | 0 | 0 | 0 | 0 | 0 | 0 | 0 | 0 | 0 | 0 | 0 | 0 | 0 | 0 | 0 | 0 | 0 | 0 | 0 | 0.024026 | 0.023776 | 0.00025017 | 0.024487 | 0.10464 | 0.05613 | 0 | 0.060709 | -0.59252 | -0.060709 | 0.043934
[9 empty] | 2014-02-15 | 15時 | 11.1471 | 0 | 0 | 0 | 0 | 0 | 0 | 0 | 0 | 0 | 1.1421 | 0 | 0 | 0 | 0 | 0 | 0 | 0 | 0 | 0.024026 | 0.023776 | 0.00025017 | 0 | 0.080156 | 0.05613 | 0 | -0.21438 | 2.0924 | 0.21438 | 0.29454
[9 empty] | 2014-02-15 | 16時 | 4.7092 | 0 | 0 | 0 | 0 | 0 | 0 | 0 | 0 | 0 | 0.4825 | 0 | 0 | 0 | 0 | 0 | 0 | 0 | 0 | 0.024446 | 0.023776 | 0.00067044 | 0.033816 | 0.10659 | 0.04833 | 0 | -0.18795 | 1.8344 | 0.18795 | 0.29454
[9 empty] | 2014-02-15 | 17時 | 12.4454 | 0.23404 | 0 | 0 | 0 | 0 | 0 | 0 | 0 | 0 | 1.2512 | 0 | 0 | 0 | 0 | 0 | 0 | 0 | 0 | 0.024446 | 0.023776 | 0.00067044 | 0.056835 | 0.28621 | 0.20493 | 0 | -0.0083296 | 0.081296 | 0.0083296 | 0.29454
[9 empty] | 2014-02-15 | 18時 | 5.9536 | 0 | 0 | 0 | 0 | 0 | 0 | 0 | 0 | 0 | 0.61 | 0 | 0 | 0 | 0 | 0 | 0 | 0 | 0 | 0.036624 | 0.023776 | 0.012849 | 0.066494 | 0.4419 | 0.33878 | 0 | 0.14736 | -1.4382 | -0.14736 | 0.29454
[9 empty] | 2014-02-15 | 19時 | 8.9457 | 0 | 0 | 0 | 0 | 0 | 0 | 0 | 0 | 0 | 0.91657 | 0 | 0 | 0 | 0 | 0 | 0 | 0 | 0 | 0.036624 | 0.023776 | 0.012849 | 0.16307 | 0.33458 | 0.13488 | 0 | 0.092364 | -0.90148 | -0.092364 | 0.24221
[9 empty] | 2014-02-15 | 20時 | 7.0066 | 0 | 0 | 0 | 0 | 0 | 0 | 0 | 0 | 0 | 0.71789 | 0 | 0 | 0 | 0 | 0 | 0 | 0 | 0 | 0.024446 | 0.023776 | 0.00067044 | 0.088224 | 0.24028 | 0.12761 | 0 | -0.05426 | 0.52958 | 0.05426 | 0.29454
[9 empty] | 2014-02-15 | 21時 | 7.476 | 0 | 0 | 0 | 0 | 0 | 0 | 0 | 0 | 0 | 0.76599 | 0 | 0 | 0 | 0 | 0 | 0 | 0 | 0 | 0.024446 | 0.023776 | 0.00067044 | 0.14284 | 0.35471 | 0.18743 | 0 | 0.060171 | -0.58726 | -0.060171 | 0.29454
[9 empty] | 2014-02-15 | 22時 | 5.1449 | 0 | 0 | 0 | 0 | 0 | 0 | 0 | 0 | 0 | 0.52714 | 0 | 0 | 0 | 0 | 0 | 0 | 0 | 0 | 0.036344 | 0.023776 | 0.012568 | 0.16493 | 0.39307 | 0.19179 | 0 | 0.098528 | -0.96163 | -0.098528 | 0.29454
[9 empty] | 2014-02-15 | 23時 | 0 | 0 | 0 | 0 | 0 | 0 | 0 | 0 | 0 | 0 | 0 | 0 | 0 | 0 | 0 | 0 | 0 | 0 | 0 | 0.037175 | 0.023776 | 0.013399 | 0.17268 | 0.42753 | 0.21768 | 0 | 0.22244 | -2.1711 | -0.22244 | 0.20509
[9 empty] | 2014-02-16 | 0時 | 0 | 0 | 0 | 0 | 0 | 0 | 0 | 0 | 0 | 0 | 0 | 0 | 0 | 0 | 0 | 0 | 0 | 0 | 0 | 0.024026 | 0.023776 | 0.00025017 | 0.045276 | 0.22713 | 0.15783 | 0 | 0.13838 | -1.3506 | -0.13838 | 0.088754
[9 empty] | 2014-02-16 | 1時 | 0 | 0 | 0 | 0 | 0 | 0 | 0 | 0 | 0 | 0 | 0 | 0 | 0 | 0 | 0 | 0 | 0 | 0 | 0 | 0.024026 | 0.023776 | 0.00025017 | 0 | 0.072356 | 0.04833 | 0 | 0.045886 | -0.44785 | -0.045886 | 0.02647
[9 empty] | 2014-02-16 | 2時 | 0 | 0 | 0 | 0 | 0 | 0 | 0 | 0 | 0 | 0 | 0 | 0 | 0 | 0 | 0 | 0 | 0 | 0 | 0 | 0.024026 | 0.023776 | 0.00025017 | 0 | 0.080156 | 0.05613 | 0 | 0.051258 | -0.50027 | -0.051258 | 0.028899
[9 empty] | 2014-02-16 | 3時 | 0 | 0 | 0 | 0 | 0 | 0 | 0 | 0 | 0 | 0 | 0 | 0 | 0 | 0 | 0 | 0 | 0 | 0 | 0 | 0.024026 | 0.023776 | 0.00025017 | 0 | 0.080156 | 0.05613 | 0 | 0.051258 | -0.50027 | -0.051258 | 0.028899
[9 empty] | 2014-02-16 | 4時 | 0 | 0 | 0 | 0 | 0 | 0 | 0 | 0 | 0 | 0 | 0 | 0 | 0 | 0 | 0 | 0 | 0 | 0 | 0 | 0.024026 | 0.023776 | 0.00025017 | 0 | 0.072356 | 0.04833 | 0 | 0.045886 | -0.44785 | -0.045886 | 0.02647
[9 empty] | 2014-02-16 | 5時 | 18.8593 | 0.98834 | 0 | 0 | 0 | 0 | 0 | 0 | 0 | 0 | 1.831 | 0 | 0 | 0 | 0 | 0 | 0 | 0 | 0 | 0.024026 | 0.023776 | 0.00025017 | 0 | 0.080156 | 0.05613 | 0 | -0.21547 | 2.103 | 0.21547 | 0.29563
[9 empty] | 2014-02-16 | 6時 | 4.4342 | 0 | 0 | 0 | 0 | 0 | 0 | 0 | 0 | 0 | 0.45433 | 0 | 0 | 0 | 0 | 0 | 0 | 0 | 0 | 0.03053 | 0.023776 | 0.0067545 | 0.018231 | 0.30998 | 0.26122 | 0 | 0.014352 | -0.14007 | -0.014352 | 0.29563
[9 empty] | 2014-02-16 | 7時 | 3.6325 | 0 | 0 | 0 | 0 | 0 | 0 | 0 | 0 | 0 | 0.37219 | 0 | 0 | 0 | 0 | 0 | 0 | 0 | 0 | 0.024857 | 0.023776 | 0.0010807 | 0.11469 | 0.3877 | 0.24816 | 0 | 0.092073 | -0.89864 | -0.092073 | 0.29563
[9 empty] | 2014-02-16 | 8時 | 2.3732 | 0 | 0 | 0 | 0 | 0 | 0 | 0 | 0 | 0 | 0.24315 | 0 | 0 | 0 | 0 | 0 | 0 | 0 | 0 | 0.024857 | 0.023776 | 0.0010807 | 0.064563 | 0.2343 | 0.14488 | 0 | -0.025397 | 0.24787 | 0.025397 | 0.25969
[9 empty] | 2014-02-16 | 9時 | 0 | 0 | 0 | 0 | 0 | 0 | 0 | 0 | 0 | 0 | 0 | 0 | 0 | 0 | 0 | 0 | 0 | 0 | 0 | 0.024026 | 0.023776 | 0.00025017 | 0.16544 | 0.52635 | 0.33688 | 0 | 0.29591 | -2.8881 | -0.29591 | 0.23044
[9 empty] | 2014-02-16 | 10時 | 0 | 0 | 0 | 0 | 0 | 0 | 0 | 0 | 0 | 0 | 0 | 0 | 0 | 0 | 0 | 0 | 0 | 0 | 0 | 0.024446 | 0.023776 | 0.00067044 | 0.053027 | 0.1258 | 0.04833 | 0 | 0.066066 | -0.6448 | -0.066066 | 0.059738
[9 empty] | 2014-02-16 | 11時 | 7.4635 | 0 | 0 | 0 | 0 | 0 | 0 | 0 | 0 | 0 | 0.7647 | 0 | 0 | 0 | 0 | 0 | 0 | 0 | 0 | 0.024026 | 0.023776 | 0.00025017 | 0.0026381 | 0.082794 | 0.05613 | 0 | -0.21284 | 2.0773 | 0.21284 | 0.29563
[9 empty] | 2014-02-16 | 12時 | 3.4983 | 0 | 0 | 0 | 0 | 0 | 0 | 0 | 0 | 0 | 0.35843 | 0 | 0 | 0 | 0 | 0 | 0 | 0 | 0 | 0.03053 | 0.023776 | 0.0067545 | 0.029502 | 0.33286 | 0.27283 | 0 | 0.037231 | -0.36337 | -0.037231 | 0.29563
[9 empty] | 2014-02-16 | 13時 | 0 | 0 | 0 | 0 | 0 | 0 | 0 | 0 | 0 | 0 | 0 | 0 | 0 | 0 | 0 | 0 | 0 | 0 | 0 | 0.024446 | 0.023776 | 0.00067044 | 0.058042 | 0.13082 | 0.04833 | 0 | 0.067961 | -0.6633 | -0.067961 | 0.062857
[9 empty] | 2014-02-16 | 14時 | 0 | 0 | 0 | 0 | 0 | 0 | 0 | 0 | 0 | 0 | 0 | 0 | 0 | 0 | 0 | 0 | 0 | 0 | 0 | 0.024026 | 0.023776 | 0.00025017 | 0.024487 | 0.10464 | 0.05613 | 0 | 0.060499 | -0.59047 | -0.060499 | 0.044144
[9 empty] | 2014-02-16 | 15時 | 9.2854 | 0 | 0 | 0 | 0 | 0 | 0 | 0 | 0 | 0 | 0.95137 | 0 | 0 | 0 | 0 | 0 | 0 | 0 | 0 | 0.024026 | 0.023776 | 0.00025017 | 0 | 0.080156 | 0.05613 | 0 | -0.21547 | 2.103 | 0.21547 | 0.29563
[9 empty] | 2014-02-16 | 16時 | 4.4495 | 0 | 0 | 0 | 0 | 0 | 0 | 0 | 0 | 0 | 0.45589 | 0 | 0 | 0 | 0 | 0 | 0 | 0 | 0 | 0.024446 | 0.023776 | 0.00067044 | 0.033816 | 0.10659 | 0.04833 | 0 | -0.18904 | 1.845 | 0.18904 | 0.29563
[9 empty] | 2014-02-16 | 17時 | 12.1048 | 0 | 0 | 0 | 0 | 0 | 0 | 0 | 0 | 0 | 1.2402 | 0 | 0 | 0 | 0 | 0 | 0 | 0 | 0 | 0.024446 | 0.023776 | 0.00067044 | 0.056835 | 0.28621 | 0.20493 | 0 | -0.0094204 | 0.091943 | 0.0094204 | 0.29563
[9 empty] | 2014-02-16 | 18時 | 6.332 | 0 | 0 | 0 | 0 | 0 | 0 | 0 | 0 | 0 | 0.64877 | 0 | 0 | 0 | 0 | 0 | 0 | 0 | 0 | 0.036624 | 0.023776 | 0.012849 | 0.066494 | 0.4419 | 0.33878 | 0 | 0.14627 | -1.4275 | -0.14627 | 0.29563
[9 empty] | 2014-02-16 | 19時 | 9.2009 | 0 | 0 | 0 | 0 | 0 | 0 | 0 | 0 | 0 | 0.94271 | 0 | 0 | 0 | 0 | 0 | 0 | 0 | 0 | 0.036624 | 0.023776 | 0.012849 | 0.16307 | 0.33458 | 0.13488 | 0 | 0.090642 | -0.88467 | -0.090642 | 0.24393
[9 empty] | 2014-02-16 | 20時 | 7.5854 | 0 | 0 | 0 | 0 | 0 | 0 | 0 | 0 | 0 | 0.7772 | 0 | 0 | 0 | 0 | 0 | 0 | 0 | 0 | 0.024446 | 0.023776 | 0.00067044 | 0.088224 | 0.24028 | 0.12761 | 0 | -0.055351 | 0.54022 | 0.055351 | 0.29563
[9 empty] | 2014-02-16 | 21時 | 8.2327 | 0 | 0 | 0 | 0 | 0 | 0 | 0 | 0 | 0 | 0.84351 | 0 | 0 | 0 | 0 | 0 | 0 | 0 | 0 | 0.024446 | 0.023776 | 0.00067044 | 0.14284 | 0.35471 | 0.18743 | 0 | 0.05908 | -0.57662 | -0.05908 | 0.29563
[9 empty] | 2014-02-16 | 22時 | 5.7808 | 0 | 0 | 0 | 0 | 0 | 0 | 0 | 0 | 0 | 0.5923 | 0 | 0 | 0 | 0 | 0 | 0 | 0 | 0 | 0.036344 | 0.023776 | 0.012568 | 0.16493 | 0.39307 | 0.19179 | 0 | 0.097437 | -0.95098 | -0.097437 | 0.29563
[9 empty] | 2014-02-16 | 23時 | 0 | 0 | 0 | 0 | 0 | 0 | 0 | 0 | 0 | 0 | 0 | 0 | 0 | 0 | 0 | 0 | 0 | 0 | 0 | 0.037175 | 0.023776 | 0.013399 | 0.17268 | 0.42753 | 0.21768 | 0 | 0.22167 | -2.1635 | -0.22167 | 0.20586
[9 empty] | 2014-02-17 | 0時 | 0 | 0 | 0 | 0 | 0 | 0 | 0 | 0 | 0 | 0 | 0 | 0 | 0 | 0 | 0 | 0 | 0 | 0 | 0 | 0.024026 | 0.023776 | 0.00025017 | 0.045276 | 0.22713 | 0.15783 | 0 | 0.13857 | -1.3525 | -0.13857 | 0.08856
[9 empty] | 2014-02-17 | 1時 | 0 | 0 | 0 | 0 | 0 | 0 | 0 | 0 | 0 | 0 | 0 | 0 | 0 | 0 | 0 | 0 | 0 | 0 | 0 | 0.024026 | 0.023776 | 0.00025017 | 0 | 0.072356 | 0.04833 | 0 | 0.045964 | -0.44861 | -0.045964 | 0.026392
[9 empty] | 2014-02-17 | 2時 | 0 | 0 | 0 | 0 | 0 | 0 | 0 | 0 | 0 | 0 | 0 | 0 | 0 | 0 | 0 | 0 | 0 | 0 | 0 | 0.024026 | 0.023776 | 0.00025017 | 0 | 0.080156 | 0.05613 | 0 | 0.05134 | -0.50108 | -0.05134 | 0.028816
[9 empty] | 2014-02-17 | 3時 | 0 | 0 | 0 | 0 | 0 | 0 | 0 | 0 | 0 | 0 | 0 | 0 | 0 | 0 | 0 | 0 | 0 | 0 | 0 | 0.024026 | 0.023776 | 0.00025017 | 0 | 0.080156 | 0.05613 | 0 | 0.05134 | -0.50108 | -0.05134 | 0.028816
[9 empty] | 2014-02-17 | 4時 | 0 | 0 | 0 | 0 | 0 | 0 | 0 | 0 | 0 | 0 | 0 | 0 | 0 | 0 | 0 | 0 | 0 | 0 | 0 | 0.024026 | 0.023776 | 0.00025017 | 0 | 0.072356 | 0.04833 | 0 | 0.045964 | -0.44861 | -0.045964 | 0.026392
[9 empty] | 2014-02-17 | 5時 | 21.5714 | 4.0788 | 0 | 0 | 0 | 0 | 0 | 0 | 0 | 0 | 1.7923 | 0 | 0 | 0 | 0 | 0 | 0 | 0 | 0 | 0.024026 | 0.023776 | 0.00025017 | 0 | 0.080156 | 0.05613 | 0 | -0.2149 | 2.0974 | 0.2149 | 0.29505
[9 empty] | 2014-02-17 | 6時 | 5.9415 | 0 | 0 | 0 | 0 | 0 | 0 | 0 | 0 | 0 | 0.60876 | 0 | 0 | 0 | 0 | 0 | 0 | 0 | 0 | 0.03053 | 0.023776 | 0.0067545 | 0.018231 | 0.30998 | 0.26122 | 0 | 0.014929 | -0.14571 | -0.014929 | 0.29505
[9 empty] | 2014-02-17 | 7時 | 4.4836 | 0 | 0 | 0 | 0 | 0 | 0 | 0 | 0 | 0 | 0.45938 | 0 | 0 | 0 | 0 | 0 | 0 | 0 | 0 | 0.024857 | 0.023776 | 0.0010807 | 0.11469 | 0.3877 | 0.24816 | 0 | 0.092651 | -0.90427 | -0.092651 | 0.29505
[9 empty] | 2014-02-17 | 8時 | 3.4833 | 0 | 0 | 0 | 0 | 0 | 0 | 0 | 0 | 0 | 0.3569 | 0 | 0 | 0 | 0 | 0 | 0 | 0 | 0 | 0.024857 | 0.023776 | 0.0010807 | 0.064563 | 0.2343 | 0.14488 | 0 | -0.060756 | 0.59298 | 0.060756 | 0.29505
[9 empty] | 2014-02-17 | 9時 | 0 | 0 | 0 | 0 | 0 | 0 | 0 | 0 | 0 | 0 | 0 | 0 | 0 | 0 | 0 | 0 | 0 | 0 | 0 | 0.024026 | 0.023776 | 0.00025017 | 0.16544 | 0.52635 | 0.33688 | 0 | 0.29637 | -2.8926 | -0.29637 | 0.22998
[9 empty] | 2014-02-17 | 10時 | 0 | 0 | 0 | 0 | 0 | 0 | 0 | 0 | 0 | 0 | 0 | 0 | 0 | 0 | 0 | 0 | 0 | 0 | 0 | 0.024446 | 0.023776 | 0.00067044 | 0.053027 | 0.1258 | 0.04833 | 0 | 0.066206 | -0.64617 | -0.066206 | 0.059598
[9 empty] | 2014-02-17 | 11時 | 3.4628 | 0 | 0 | 0 | 0 | 0 | 0 | 0 | 0 | 0 | 0.35479 | 0 | 0 | 0 | 0 | 0 | 0 | 0 | 0 | 0.024026 | 0.023776 | 0.00025017 | 0.0026381 | 0.082794 | 0.05613 | 0 | -0.16809 | 1.6406 | 0.16809 | 0.25089
[9 empty] | 2014-02-17 | 12時 | 2.5502 | 0 | 0 | 0 | 0 | 0 | 0 | 0 | 0 | 0 | 0.26129 | 0 | 0 | 0 | 0 | 0 | 0 | 0 | 0 | 0.03053 | 0.023776 | 0.0067545 | 0.029502 | 0.33286 | 0.27283 | 0 | 0.037808 | -0.36901 | -0.037808 | 0.29505
[9 empty] | 2014-02-17 | 13時 | 0 | 0 | 0 | 0 | 0 | 0 | 0 | 0 | 0 | 0 | 0 | 0 | 0 | 0 | 0 | 0 | 0 | 0 | 0 | 0.024446 | 0.023776 | 0.00067044 | 0.058042 | 0.13082 | 0.04833 | 0 | 0.068107 | -0.66473 | -0.068107 | 0.062711
[9 empty] | 2014-02-17 | 14時 | 0 | 0 | 0 | 0 | 0 | 0 | 0 | 0 | 0 | 0 | 0 | 0 | 0 | 0 | 0 | 0 | 0 | 0 | 0 | 0.024026 | 0.023776 | 0.00025017 | 0.024487 | 0.10464 | 0.05613 | 0 | 0.06061 | -0.59156 | -0.06061 | 0.044033
[9 empty] | 2014-02-17 | 15時 | 7.2108 | 0 | 0 | 0 | 0 | 0 | 0 | 0 | 0 | 0 | 0.73881 | 0 | 0 | 0 | 0 | 0 | 0 | 0 | 0 | 0.024026 | 0.023776 | 0.00025017 | 0 | 0.080156 | 0.05613 | 0 | -0.2149 | 2.0974 | 0.2149 | 0.29505
[9 empty] | 2014-02-17 | 16時 | 4.2332 | 0 | 0 | 0 | 0 | 0 | 0 | 0 | 0 | 0 | 0.43373 | 0 | 0 | 0 | 0 | 0 | 0 | 0 | 0 | 0.024446 | 0.023776 | 0.00067044 | 0.033816 | 0.10659 | 0.04833 | 0 | -0.18846 | 1.8394 | 0.18846 | 0.29505
[9 empty] | 2014-02-17 | 17時 | 8.3195 | 0 | 0 | 0 | 0 | 0 | 0 | 0 | 0 | 0 | 0.8524 | 0 | 0 | 0 | 0 | 0 | 0 | 0 | 0 | 0.024446 | 0.023776 | 0.00067044 | 0.056835 | 0.28621 | 0.20493 | 0 | -0.0088432 | 0.08631 | 0.0088432 | 0.29505
[9 empty] | 2014-02-17 | 18時 | 4.9018 | 0 | 0 | 0 | 0 | 0 | 0 | 0 | 0 | 0 | 0.50223 | 0 | 0 | 0 | 0 | 0 | 0 | 0 | 0 | 0.036624 | 0.023776 | 0.012849 | 0.066494 | 0.4419 | 0.33878 | 0 | 0.14684 | -1.4332 | -0.14684 | 0.29505
[9 empty] | 2014-02-17 | 19時 | 6.9205 | 0 | 0 | 0 | 0 | 0 | 0 | 0 | 0 | 0 | 0.70907 | 0 | 0 | 0 | 0 | 0 | 0 | 0 | 0 | 0.036624 | 0.023776 | 0.012849 | 0.16307 | 0.33458 | 0.13488 | 0 | 0.093666 | -0.91418 | -0.093666 | 0.24091
[9 empty] | 2014-02-17 | 20時 | 6.4027 | 0 | 0 | 0 | 0 | 0 | 0 | 0 | 0 | 0 | 0.65602 | 0 | 0 | 0 | 0 | 0 | 0 | 0 | 0 | 0.024446 | 0.023776 | 0.00067044 | 0.088224 | 0.24028 | 0.12761 | 0 | -0.054774 | 0.53459 | 0.054774 | 0.29505
[9 empty] | 2014-02-17 | 21時 | 7.3222 | 0 | 0 | 0 | 0 | 0 | 0 | 0 | 0 | 0 | 0.75022 | 0 | 0 | 0 | 0 | 0 | 0 | 0 | 0 | 0.024446 | 0.023776 | 0.00067044 | 0.14284 | 0.35471 | 0.18743 | 0 | 0.059657 | -0.58225 | -0.059657 | 0.29505
[9 empty] | 2014-02-17 | 22時 | 5.387 | 0 | 0 | 0 | 0 | 0 | 0 | 0 | 0 | 0 | 0.55195 | 0 | 0 | 0 | 0 | 0 | 0 | 0 | 0 | 0.036344 | 0.023776 | 0.012568 | 0.16493 | 0.39307 | 0.19179 | 0 | 0.098014 | -0.95662 | -0.098014 | 0.29505
[9 empty] | 2014-02-17 | 23時 | 0 | 0 | 0 | 0 | 0 | 0 | 0 | 0 | 0 | 0 | 0 | 0 | 0 | 0 | 0 | 0 | 0 | 0 | 0 | 0.037175 | 0.023776 | 0.013399 | 0.17268 | 0.42753 | 0.21768 | 0 | 0.22208 | -2.1675 | -0.22208 | 0.20545
[9 empty] | 2014-02-18 | 0時 | 0 | 0 | 0 | 0 | 0 | 0 | 0 | 0 | 0 | 0 | 0 | 0 | 0 | 0 | 0 | 0 | 0 | 0 | 0 | 0.024026 | 0.023776 | 0.00025017 | 0 | 0.18186 | 0.15783 | 0 | 0.1032 | -1.0072 | -0.1032 | 0.07866
[9 empty] | 2014-02-18 | 1時 | 0 | 0 | 0 | 0 | 0 | 0 | 0 | 0 | 0 | 0 | 0 | 0 | 0 | 0 | 0 | 0 | 0 | 0 | 0 | 0.024026 | 0.023776 | 0.00025017 | 0 | 0.072356 | 0.04833 | 0 | 0.035878 | -0.35017 | -0.035878 | 0.036478
[9 empty] | 2014-02-18 | 2時 | 0 | 0 | 0 | 0 | 0 | 0 | 0 | 0 | 0 | 0 | 0 | 0 | 0 | 0 | 0 | 0 | 0 | 0 | 0 | 0.024026 | 0.023776 | 0.00025017 | 0 | 0.080156 | 0.05613 | 0 | 0.040673 | -0.39697 | -0.040673 | 0.039483
[9 empty] | 2014-02-18 | 3時 | 0 | 0 | 0 | 0 | 0 | 0 | 0 | 0 | 0 | 0 | 0 | 0 | 0 | 0 | 0 | 0 | 0 | 0 | 0 | 0.024026 | 0.023776 | 0.00025017 | 0 | 0.080156 | 0.05613 | 0 | 0.040673 | -0.39697 | -0.040673 | 0.039483
[9 empty] | 2014-02-18 | 4時 | 0 | 0 | 0 | 0 | 0 | 0 | 0 | 0 | 0 | 0 | 0 | 0 | 0 | 0 | 0 | 0 | 0 | 0 | 0 | 0.024026 | 0.023776 | 0.00025017 | 0 | 0.072356 | 0.04833 | 0 | 0.035878 | -0.35017 | -0.035878 | 0.036478
[9 empty] | 2014-02-18 | 5時 | 0 | 0 | 0 | 0 | 0 | 0 | 0 | 0 | 0 | 0 | 0 | 0 | 0 | 0 | 0 | 0 | 0 | 0 | 0 | 0.024026 | 0.023776 | 0.00025017 | 0 | 0.080156 | 0.05613 | 0 | 0.040673 | -0.39697 | -0.040673 | 0.039483
[9 empty] | 2014-02-18 | 6時 | 0 | 0 | 0 | 0 | 0 | 0 | 0 | 0 | 0 | 0 | 0 | 0 | 0 | 0 | 0 | 0 | 0 | 0 | 0 | 0.024026 | 0.023776 | 0.00025017 | 0 | 0.080156 | 0.05613 | 0 | 0.040673 | -0.39697 | -0.040673 | 0.039483
[9 empty] | 2014-02-18 | 7時 | 25.0666 | 1.7364 | 0 | 0 | 0 | 0 | 0 | 0 | 0 | 0 | 2.3904 | 0 | 0 | 0 | 0 | 0 | 0 | 0 | 0 | 0.024857 | 0.023776 | 0.0010807 | 0.023666 | 0.23404 | 0.18552 | 0 | -0.13547 | 1.3222 | 0.13547 | 0.36952
[9 empty] | 2014-02-18 | 8時 | 7.592 | 0 | 0 | 0 | 0 | 0 | 0 | 0 | 0 | 0 | 0.77787 | 0 | 0 | 0 | 0 | 0 | 0 | 0 | 0 | 0.031371 | 0.023776 | 0.0075951 | 0.11401 | 0.4267 | 0.28132 | 0 | 0.057179 | -0.55807 | -0.057179 | 0.36952
[9 empty] | 2014-02-18 | 9時 | 3.0492 | 0 | 0 | 0 | 0 | 0 | 0 | 0 | 0 | 0 | 0.31241 | 0 | 0 | 0 | 0 | 0 | 0 | 0 | 0 | 0.024446 | 0.023776 | 0.00067044 | 0.22373 | 0.50028 | 0.2521 | 0 | 0.13076 | -1.2762 | -0.13076 | 0.36952
[9 empty] | 2014-02-18 | 10時 | 2.5492 | 0 | 0 | 0 | 0 | 0 | 0 | 0 | 0 | 0 | 0.26119 | 0 | 0 | 0 | 0 | 0 | 0 | 0 | 0 | 0.024857 | 0.023776 | 0.0010807 | 0.18888 | 0.44125 | 0.22751 | 0 | 0.07173 | -0.70009 | -0.07173 | 0.36952
[9 empty] | 2014-02-18 | 11時 | 1.7431 | 0 | 0 | 0 | 0 | 0 | 0 | 0 | 0 | 0 | 0.1786 | 0 | 0 | 0 | 0 | 0 | 0 | 0 | 0 | 0.024446 | 0.023776 | 0.00067044 | 0.17015 | 0.4299 | 0.23531 | 0 | 0.060382 | -0.58932 | -0.060382 | 0.36952
[9 empty] | 2014-02-18 | 12時 | 0.62328 | 0 | 0 | 0 | 0 | 0 | 0 | 0 | 0 | 0 | 0.06386 | 0 | 0 | 0 | 0 | 0 | 0 | 0 | 0 | 0.03053 | 0.023776 | 0.0067545 | 0.15008 | 0.45344 | 0.27283 | 0 | 0.13205 | -1.2888 | -0.13205 | 0.32139
[9 empty] | 2014-02-18 | 13時 | 0 | 0 | 0 | 0 | 0 | 0 | 0 | 0 | 0 | 0 | 0 | 0 | 0 | 0 | 0 | 0 | 0 | 0 | 0 | 0.024446 | 0.023776 | 0.00067044 | 0.093998 | 0.16677 | 0.04833 | 0 | 0.057573 | -0.56191 | -0.057573 | 0.1092
[9 empty] | 2014-02-18 | 14時 | 0 | 0 | 0 | 0 | 0 | 0 | 0 | 0 | 0 | 0 | 0 | 0 | 0 | 0 | 0 | 0 | 0 | 0 | 0 | 0.024026 | 0.023776 | 0.00025017 | 0 | 0.080156 | 0.05613 | 0 | 0.040673 | -0.39697 | -0.040673 | 0.039483
[9 empty] | 2014-02-18 | 15時 | 3.0404 | 0 | 0 | 0 | 0 | 0 | 0 | 0 | 0 | 0 | 0.31152 | 0 | 0 | 0 | 0 | 0 | 0 | 0 | 0 | 0.024026 | 0.023776 | 0.00025017 | 0 | 0.080156 | 0.05613 | 0 | -0.19927 | 1.9449 | 0.19927 | 0.27943
[9 empty] | 2014-02-18 | 16時 | 4.1851 | 0 | 0 | 0 | 0 | 0 | 0 | 0 | 0 | 0 | 0.4288 | 0 | 0 | 0 | 0 | 0 | 0 | 0 | 0 | 0.024857 | 0.023776 | 0.0010807 | 0.070329 | 0.37035 | 0.27516 | 0 | 0.0008284 | -0.0080852 | -0.0008284 | 0.36952
[9 empty] | 2014-02-18 | 17時 | 4.831 | 0 | 0 | 0 | 0 | 0 | 0 | 0 | 0 | 0 | 0.49498 | 0 | 0 | 0 | 0 | 0 | 0 | 0 | 0 | 0.036624 | 0.023776 | 0.012849 | 0.13006 | 0.44491 | 0.27822 | 0 | 0.075391 | -0.73581 | -0.075391 | 0.36952
[9 empty] | 2014-02-18 | 18時 | 2.6278 | 0 | 0 | 0 | 0 | 0 | 0 | 0 | 0 | 0 | 0.26924 | 0 | 0 | 0 | 0 | 0 | 0 | 0 | 0 | 0.036624 | 0.023776 | 0.012849 | 0.15964 | 0.41407 | 0.21781 | 0 | 0.044557 | -0.43488 | -0.044557 | 0.36952
[9 empty] | 2014-02-18 | 19時 | 6.5918 | 0 | 0 | 0 | 0 | 0 | 0 | 0 | 0 | 0 | 0.67539 | 0 | 0 | 0 | 0 | 0 | 0 | 0 | 0 | 0.024026 | 0.023776 | 0.00025017 | 0.067685 | 0.2273 | 0.13559 | 0 | -0.087044 | 0.84955 | 0.087044 | 0.31435
[9 empty] | 2014-02-18 | 20時 | 5.5866 | 0 | 0 | 0 | 0 | 0 | 0 | 0 | 0 | 0 | 0.5724 | 0 | 0 | 0 | 0 | 0 | 0 | 0 | 0 | 0.024446 | 0.023776 | 0.00067044 | 0.14104 | 0.29311 | 0.12762 | 0 | -0.076412 | 0.74578 | 0.076412 | 0.36952
[9 empty] | 2014-02-18 | 21時 | 6.9845 | 0 | 0 | 0 | 0 | 0 | 0 | 0 | 0 | 0 | 0.71563 | 0 | 0 | 0 | 0 | 0 | 0 | 0 | 0 | 0.036344 | 0.023776 | 0.012568 | 0.16291 | 0.4405 | 0.24124 | 0 | 0.070978 | -0.69275 | -0.070978 | 0.36952
[9 empty] | 2014-02-18 | 22時 | 0 | 0 | 0 | 0 | 0 | 0 | 0 | 0 | 0 | 0 | 0 | 0 | 0 | 0 | 0 | 0 | 0 | 0 | 0 | 0.036764 | 0.023776 | 0.012989 | 0.16493 | 0.38136 | 0.17966 | 0 | 0.11973 | -1.1685 | -0.11973 | 0.26163
[9 empty] | 2014-02-18 | 23時 | 0 | 0 | 0 | 0 | 0 | 0 | 0 | 0 | 0 | 0 | 0 | 0 | 0 | 0 | 0 | 0 | 0 | 0 | 0 | 0.03039 | 0.023776 | 0.0066144 | 0.1312 | 0.31942 | 0.15783 | 0 | 0.13478 | -1.3154 | -0.13478 | 0.18464
[9 empty] | 2014-02-19 | 0時 | 0 | 0 | 0 | 0 | 0 | 0 | 0 | 0 | 0 | 0 | 0 | 0 | 0 | 0 | 0 | 0 | 0 | 0 | 0 | 0.024026 | 0.023776 | 0.00025017 | 0 | 0.18186 | 0.15783 | 0 | 0.13595 | -1.3269 | -0.13595 | 0.045904
[9 empty] | 2014-02-19 | 1時 | 0 | 0 | 0 | 0 | 0 | 0 | 0 | 0 | 0 | 0 | 0 | 0 | 0 | 0 | 0 | 0 | 0 | 0 | 0 | 0.024026 | 0.023776 | 0.00025017 | 0 | 0.072356 | 0.04833 | 0 | 0.053991 | -0.52696 | -0.053991 | 0.018365
[9 empty] | 2014-02-19 | 2時 | 0 | 0 | 0 | 0 | 0 | 0 | 0 | 0 | 0 | 0 | 0 | 0 | 0 | 0 | 0 | 0 | 0 | 0 | 0 | 0.024026 | 0.023776 | 0.00025017 | 0 | 0.080156 | 0.05613 | 0 | 0.05983 | -0.58394 | -0.05983 | 0.020327
[9 empty] | 2014-02-19 | 3時 | 0 | 0 | 0 | 0 | 0 | 0 | 0 | 0 | 0 | 0 | 0 | 0 | 0 | 0 | 0 | 0 | 0 | 0 | 0 | 0.024026 | 0.023776 | 0.00025017 | 0 | 0.080156 | 0.05613 | 0 | 0.05983 | -0.58394 | -0.05983 | 0.020327
[9 empty] | 2014-02-19 | 4時 | 0 | 0 | 0 | 0 | 0 | 0 | 0 | 0 | 0 | 0 | 0 | 0 | 0 | 0 | 0 | 0 | 0 | 0 | 0 | 0.024026 | 0.023776 | 0.00025017 | 0 | 0.072356 | 0.04833 | 0 | 0.053991 | -0.52696 | -0.053991 | 0.018365
[9 empty] | 2014-02-19 | 5時 | 0 | 0 | 0 | 0 | 0 | 0 | 0 | 0 | 0 | 0 | 0 | 0 | 0 | 0 | 0 | 0 | 0 | 0 | 0 | 0.024026 | 0.023776 | 0.00025017 | 0 | 0.080156 | 0.05613 | 0 | 0.05983 | -0.58394 | -0.05983 | 0.020327
[9 empty] | 2014-02-19 | 6時 | 0 | 0 | 0 | 0 | 0 | 0 | 0 | 0 | 0 | 0 | 0 | 0 | 0 | 0 | 0 | 0 | 0 | 0 | 0 | 0.024446 | 0.023776 | 0.00067044 | 0.018231 | 0.15865 | 0.11597 | 0 | 0.10638 | -1.0383 | -0.10638 | 0.052265
[9 empty] | 2014-02-19 | 7時 | 31.7744 | 8.2865 | 0 | 0 | 0 | 0 | 0 | 0 | 0 | 0 | 2.4065 | 0 | 0 | 0 | 0 | 0 | 0 | 0 | 0 | 0.024446 | 0.023776 | 0.00067044 | 0.054439 | 0.34926 | 0.27038 | 0 | 0.11347 | -1.1075 | -0.11347 | 0.23579
[9 empty] | 2014-02-19 | 8時 | 17.3489 | 1.1798 | 0 | 0 | 0 | 0 | 0 | 0 | 0 | 0 | 1.6567 | 0 | 0 | 0 | 0 | 0 | 0 | 0 | 0 | 0.037875 | 0.023776 | 0.014099 | 0.13781 | 0.50836 | 0.33267 | 0 | 0.27257 | -2.6602 | -0.27257 | 0.23579
[9 empty] | 2014-02-19 | 9時 | 9.3686 | 0 | 0 | 0 | 0 | 0 | 0 | 0 | 0 | 0 | 0.9599 | 0 | 0 | 0 | 0 | 0 | 0 | 0 | 0 | 0.024026 | 0.023776 | 0.00025017 | 0.072039 | 0.15219 | 0.05613 | 0 | -0.083598 | 0.81592 | 0.083598 | 0.23579
[9 empty] | 2014-02-19 | 10時 | 7.2852 | 0 | 0 | 0 | 0 | 0 | 0 | 0 | 0 | 0 | 0.74643 | 0 | 0 | 0 | 0 | 0 | 0 | 0 | 0 | 0.024026 | 0.023776 | 0.00025017 | 0 | 0.072356 | 0.04833 | 0 | -0.16344 | 1.5951 | 0.16344 | 0.23579
[9 empty] | 2014-02-19 | 11時 | 6.094 | 0 | 0 | 0 | 0 | 0 | 0 | 0 | 0 | 0 | 0.62438 | 0 | 0 | 0 | 0 | 0 | 0 | 0 | 0 | 0.024026 | 0.023776 | 0.00025017 | 0 | 0.080156 | 0.05613 | 0 | -0.15564 | 1.519 | 0.15564 | 0.23579
[9 empty] | 2014-02-19 | 12時 | 3.9322 | 0 | 0 | 0 | 0 | 0 | 0 | 0 | 0 | 0 | 0.40289 | 0 | 0 | 0 | 0 | 0 | 0 | 0 | 0 | 0.024026 | 0.023776 | 0.00025017 | 0 | 0.080156 | 0.05613 | 0 | -0.14275 | 1.3933 | 0.14275 | 0.22291
[9 empty] | 2014-02-19 | 13時 | 0 | 0 | 0 | 0 | 0 | 0 | 0 | 0 | 0 | 0 | 0 | 0 | 0 | 0 | 0 | 0 | 0 | 0 | 0 | 0.024026 | 0.023776 | 0.00025017 | 0 | 0.072356 | 0.04833 | 0 | 0.053991 | -0.52696 | -0.053991 | 0.018365
[9 empty] | 2014-02-19 | 14時 | 0 | 0 | 0 | 0 | 0 | 0 | 0 | 0 | 0 | 0 | 0 | 0 | 0 | 0 | 0 | 0 | 0 | 0 | 0 | 0.024026 | 0.023776 | 0.00025017 | 0 | 0.080156 | 0.05613 | 0 | 0.05983 | -0.58394 | -0.05983 | 0.020327
[9 empty] | 2014-02-19 | 15時 | 15.0887 | 0 | 0 | 0 | 0 | 0 | 0 | 0 | 0 | 0 | 1.546 | 0 | 0 | 0 | 0 | 0 | 0 | 0 | 0 | 0.024026 | 0.023776 | 0.00025017 | 0 | 0.080156 | 0.05613 | 0 | -0.15564 | 1.519 | 0.15564 | 0.23579
[9 empty] | 2014-02-19 | 16時 | 9.9636 | 0 | 0 | 0 | 0 | 0 | 0 | 0 | 0 | 0 | 1.0209 | 0 | 0 | 0 | 0 | 0 | 0 | 0 | 0 | 0.024026 | 0.023776 | 0.00025017 | 0 | 0.072356 | 0.04833 | 0 | -0.16344 | 1.5951 | 0.16344 | 0.23579
[9 empty] | 2014-02-19 | 17時 | 9.8359 | 0 | 0 | 0 | 0 | 0 | 0 | 0 | 0 | 0 | 1.0078 | 0 | 0 | 0 | 0 | 0 | 0 | 0 | 0 | 0.024026 | 0.023776 | 0.00025017 | 0 | 0.080156 | 0.05613 | 0 | -0.15564 | 1.519 | 0.15564 | 0.23579
[9 empty] | 2014-02-19 | 18時 | 3.7596 | 0 | 0 | 0 | 0 | 0 | 0 | 0 | 0 | 0 | 0.38521 | 0 | 0 | 0 | 0 | 0 | 0 | 0 | 0 | 0.024026 | 0.023776 | 0.00025017 | 0 | 0.080156 | 0.05613 | 0 | -0.13386 | 1.3065 | 0.13386 | 0.21402
[9 empty] | 2014-02-19 | 19時 | 10.0681 | 0 | 0 | 0 | 0 | 0 | 0 | 0 | 0 | 0 | 1.0316 | 0 | 0 | 0 | 0 | 0 | 0 | 0 | 0 | 0.024026 | 0.023776 | 0.00025017 | 0 | 0.072356 | 0.04833 | 0 | -0.16344 | 1.5951 | 0.16344 | 0.23579
[9 empty] | 2014-02-19 | 20時 | 6.9304 | 0 | 0 | 0 | 0 | 0 | 0 | 0 | 0 | 0 | 0.71008 | 0 | 0 | 0 | 0 | 0 | 0 | 0 | 0 | 0.024857 | 0.023776 | 0.0010807 | 0.035316 | 0.26512 | 0.20494 | 0 | 0.029324 | -0.2862 | -0.029324 | 0.23579
[9 empty] | 2014-02-19 | 21時 | 8.3146 | 0 | 0 | 0 | 0 | 0 | 0 | 0 | 0 | 0 | 0.85191 | 0 | 0 | 0 | 0 | 0 | 0 | 0 | 0 | 0.024446 | 0.023776 | 0.00067044 | 0.091389 | 0.35706 | 0.24122 | 0 | 0.12126 | -1.1835 | -0.12126 | 0.23579
[9 empty] | 2014-02-19 | 22時 | 0 | 0 | 0 | 0 | 0 | 0 | 0 | 0 | 0 | 0 | 0 | 0 | 0 | 0 | 0 | 0 | 0 | 0 | 0 | 0.030811 | 0.023776 | 0.0070347 | 0.16493 | 0.2469 | 0.051159 | 0 | 0.13609 | -1.3282 | -0.13609 | 0.11081
[9 empty] | 2014-02-19 | 23時 | 0 | 0 | 0 | 0 | 0 | 0 | 0 | 0 | 0 | 0 | 0 | 0 | 0 | 0 | 0 | 0 | 0 | 0 | 0 | 0.036344 | 0.023776 | 0.012568 | 0.13218 | 0.38619 | 0.21767 | 0 | 0.24506 | -2.3918 | -0.24506 | 0.14114
[9 empty] | 2014-02-20 | 0時 | 0 | 0 | 0 | 0 | 0 | 0 | 0 | 0 | 0 | 0 | 0 | 0 | 0 | 0 | 0 | 0 | 0 | 0 | 0 | 0.024026 | 0.023776 | 0.00025017 | 0.045276 | 0.22713 | 0.15783 | 0 | 0.13379 | -1.3058 | -0.13379 | 0.093342
[9 empty] | 2014-02-20 | 1時 | 0 | 0 | 0 | 0 | 0 | 0 | 0 | 0 | 0 | 0 | 0 | 0 | 0 | 0 | 0 | 0 | 0 | 0 | 0 | 0.024026 | 0.023776 | 0.00025017 | 0 | 0.072356 | 0.04833 | 0 | 0.044034 | -0.42977 | -0.044034 | 0.028323
[9 empty] | 2014-02-20 | 2時 | 0 | 0 | 0 | 0 | 0 | 0 | 0 | 0 | 0 | 0 | 0 | 0 | 0 | 0 | 0 | 0 | 0 | 0 | 0 | 0.024026 | 0.023776 | 0.00025017 | 0 | 0.080156 | 0.05613 | 0 | 0.049298 | -0.48115 | -0.049298 | 0.030858
[9 empty] | 2014-02-20 | 3時 | 0 | 0 | 0 | 0 | 0 | 0 | 0 | 0 | 0 | 0 | 0 | 0 | 0 | 0 | 0 | 0 | 0 | 0 | 0 | 0.024026 | 0.023776 | 0.00025017 | 0 | 0.080156 | 0.05613 | 0 | 0.049298 | -0.48115 | -0.049298 | 0.030858
[9 empty] | 2014-02-20 | 4時 | 0 | 0 | 0 | 0 | 0 | 0 | 0 | 0 | 0 | 0 | 0 | 0 | 0 | 0 | 0 | 0 | 0 | 0 | 0 | 0.024026 | 0.023776 | 0.00025017 | 0 | 0.072356 | 0.04833 | 0 | 0.044034 | -0.42977 | -0.044034 | 0.028323
[9 empty] | 2014-02-20 | 5時 | 27.2518 | 8.8803 | 0 | 0 | 0 | 0 | 0 | 0 | 0 | 0 | 1.8823 | 0 | 0 | 0 | 0 | 0 | 0 | 0 | 0 | 0.024026 | 0.023776 | 0.00025017 | 0 | 0.080156 | 0.05613 | 0 | -0.22915 | 2.2365 | 0.22915 | 0.30931
[9 empty] | 2014-02-20 | 6時 | 9.3886 | 0 | 0 | 0 | 0 | 0 | 0 | 0 | 0 | 0 | 0.96194 | 0 | 0 | 0 | 0 | 0 | 0 | 0 | 0 | 0.03053 | 0.023776 | 0.0067545 | 0.018231 | 0.30998 | 0.26122 | 0 | 0.00067468 | -0.0065848 | -0.00067468 | 0.30931
[9 empty] | 2014-02-20 | 7時 | 5.315 | 0 | 0 | 0 | 0 | 0 | 0 | 0 | 0 | 0 | 0.54457 | 0 | 0 | 0 | 0 | 0 | 0 | 0 | 0 | 0.024857 | 0.023776 | 0.0010807 | 0.11469 | 0.3877 | 0.24816 | 0 | 0.078396 | -0.76515 | -0.078396 | 0.30931
[9 empty] | 2014-02-20 | 8時 | 2.6167 | 0 | 0 | 0 | 0 | 0 | 0 | 0 | 0 | 0 | 0.26811 | 0 | 0 | 0 | 0 | 0 | 0 | 0 | 0 | 0.024857 | 0.023776 | 0.0010807 | 0.064563 | 0.2343 | 0.14488 | 0 | -0.05371 | 0.52421 | 0.05371 | 0.28801
[9 empty] | 2014-02-20 | 9時 | 0 | 0 | 0 | 0 | 0 | 0 | 0 | 0 | 0 | 0 | 0 | 0 | 0 | 0 | 0 | 0 | 0 | 0 | 0 | 0.024026 | 0.023776 | 0.00025017 | 0.16544 | 0.52635 | 0.33688 | 0 | 0.2851 | -2.7826 | -0.2851 | 0.24125
[9 empty] | 2014-02-20 | 10時 | 0 | 0 | 0 | 0 | 0 | 0 | 0 | 0 | 0 | 0 | 0 | 0 | 0 | 0 | 0 | 0 | 0 | 0 | 0 | 0.024446 | 0.023776 | 0.00067044 | 0.053027 | 0.1258 | 0.04833 | 0 | 0.062752 | -0.61246 | -0.062752 | 0.063052
[9 empty] | 2014-02-20 | 11時 | 3.0965 | 0 | 0 | 0 | 0 | 0 | 0 | 0 | 0 | 0 | 0.31726 | 0 | 0 | 0 | 0 | 0 | 0 | 0 | 0 | 0.024026 | 0.023776 | 0.00025017 | 0.0026381 | 0.082794 | 0.05613 | 0 | -0.15593 | 1.5219 | 0.15593 | 0.23873
[9 empty] | 2014-02-20 | 12時 | 1.3173 | 0 | 0 | 0 | 0 | 0 | 0 | 0 | 0 | 0 | 0.13497 | 0 | 0 | 0 | 0 | 0 | 0 | 0 | 0 | 0.03053 | 0.023776 | 0.0067545 | 0.029502 | 0.33286 | 0.27283 | 0 | 0.096323 | -0.94012 | -0.096323 | 0.23654
[9 empty] | 2014-02-20 | 13時 | 0 | 0 | 0 | 0 | 0 | 0 | 0 | 0 | 0 | 0 | 0 | 0 | 0 | 0 | 0 | 0 | 0 | 0 | 0 | 0.024446 | 0.023776 | 0.00067044 | 0.058042 | 0.13082 | 0.04833 | 0 | 0.06451 | -0.62962 | -0.06451 | 0.066308
[9 empty] | 2014-02-20 | 14時 | 0 | 0 | 0 | 0 | 0 | 0 | 0 | 0 | 0 | 0 | 0 | 0 | 0 | 0 | 0 | 0 | 0 | 0 | 0 | 0.024026 | 0.023776 | 0.00025017 | 0.024487 | 0.10464 | 0.05613 | 0 | 0.05787 | -0.56481 | -0.05787 | 0.046773
[9 empty] | 2014-02-20 | 15時 | 3.5827 | 0 | 0 | 0 | 0 | 0 | 0 | 0 | 0 | 0 | 0.36708 | 0 | 0 | 0 | 0 | 0 | 0 | 0 | 0 | 0.024026 | 0.023776 | 0.00025017 | 0 | 0.080156 | 0.05613 | 0 | -0.18923 | 1.8469 | 0.18923 | 0.26939
[9 empty] | 2014-02-20 | 16時 | 2.8767 | 0 | 0 | 0 | 0 | 0 | 0 | 0 | 0 | 0 | 0.29474 | 0 | 0 | 0 | 0 | 0 | 0 | 0 | 0 | 0.024446 | 0.023776 | 0.00067044 | 0.033816 | 0.10659 | 0.04833 | 0 | -0.1355 | 1.3225 | 0.1355 | 0.24209
[9 empty] | 2014-02-20 | 17時 | 6.9408 | 0 | 0 | 0 | 0 | 0 | 0 | 0 | 0 | 0 | 0.71115 | 0 | 0 | 0 | 0 | 0 | 0 | 0 | 0 | 0.024446 | 0.023776 | 0.00067044 | 0.056835 | 0.28621 | 0.20493 | 0 | -0.023097 | 0.22543 | 0.023097 | 0.30931
[9 empty] | 2014-02-20 | 18時 | 6.4666 | 0 | 0 | 0 | 0 | 0 | 0 | 0 | 0 | 0 | 0.66256 | 0 | 0 | 0 | 0 | 0 | 0 | 0 | 0 | 0.036624 | 0.023776 | 0.012849 | 0.066494 | 0.4419 | 0.33878 | 0 | 0.13259 | -1.2941 | -0.13259 | 0.30931
[9 empty] | 2014-02-20 | 19時 | 8.21 | 0 | 0 | 0 | 0 | 0 | 0 | 0 | 0 | 0 | 0.84119 | 0 | 0 | 0 | 0 | 0 | 0 | 0 | 0 | 0.036624 | 0.023776 | 0.012849 | 0.16307 | 0.33458 | 0.13488 | 0 | 0.081249 | -0.79299 | -0.081249 | 0.25333
[9 empty] | 2014-02-20 | 20時 | 7.7502 | 0 | 0 | 0 | 0 | 0 | 0 | 0 | 0 | 0 | 0.79408 | 0 | 0 | 0 | 0 | 0 | 0 | 0 | 0 | 0.024446 | 0.023776 | 0.00067044 | 0.088224 | 0.24028 | 0.12761 | 0 | -0.069028 | 0.67371 | 0.069028 | 0.30931
[9 empty] | 2014-02-20 | 21時 | 8.635 | 0 | 0 | 0 | 0 | 0 | 0 | 0 | 0 | 0 | 0.88473 | 0 | 0 | 0 | 0 | 0 | 0 | 0 | 0 | 0.024446 | 0.023776 | 0.00067044 | 0.14284 | 0.35471 | 0.18743 | 0 | 0.045403 | -0.44313 | -0.045403 | 0.30931
[9 empty] | 2014-02-20 | 22時 | 6.2176 | 0 | 0 | 0 | 0 | 0 | 0 | 0 | 0 | 0 | 0.63705 | 0 | 0 | 0 | 0 | 0 | 0 | 0 | 0 | 0.036344 | 0.023776 | 0.012568 | 0.16493 | 0.39307 | 0.19179 | 0 | 0.08376 | -0.8175 | -0.08376 | 0.30931
[9 empty] | 2014-02-20 | 23時 | 0 | 0 | 0 | 0 | 0 | 0 | 0 | 0 | 0 | 0 | 0 | 0 | 0 | 0 | 0 | 0 | 0 | 0 | 0 | 0.037175 | 0.023776 | 0.013399 | 0.17268 | 0.42753 | 0.21768 | 0 | 0.21193 | -2.0685 | -0.21193 | 0.2156
[9 empty] | 2014-02-21 | 0時 | 0 | 0 | 0 | 0 | 0 | 0 | 0 | 0 | 0 | 0 | 0 | 0 | 0 | 0 | 0 | 0 | 0 | 0 | 0 | 0.024026 | 0.023776 | 0.00025017 | 0.045276 | 0.22713 | 0.15783 | 0 | 0.14839 | -1.4483 | -0.14839 | 0.078744
[9 empty] | 2014-02-21 | 1時 | 0 | 0 | 0 | 0 | 0 | 0 | 0 | 0 | 0 | 0 | 0 | 0 | 0 | 0 | 0 | 0 | 0 | 0 | 0 | 0.024026 | 0.023776 | 0.00025017 | 0 | 0.072356 | 0.04833 | 0 | 0.049927 | -0.48729 | -0.049927 | 0.022429
[9 empty] | 2014-02-21 | 2時 | 0 | 0 | 0 | 0 | 0 | 0 | 0 | 0 | 0 | 0 | 0 | 0 | 0 | 0 | 0 | 0 | 0 | 0 | 0 | 0.024026 | 0.023776 | 0.00025017 | 0 | 0.080156 | 0.05613 | 0 | 0.055531 | -0.54199 | -0.055531 | 0.024625
[9 empty] | 2014-02-21 | 3時 | 0 | 0 | 0 | 0 | 0 | 0 | 0 | 0 | 0 | 0 | 0 | 0 | 0 | 0 | 0 | 0 | 0 | 0 | 0 | 0.024026 | 0.023776 | 0.00025017 | 0 | 0.080156 | 0.05613 | 0 | 0.055531 | -0.54199 | -0.055531 | 0.024625
[9 empty] | 2014-02-21 | 4時 | 0 | 0 | 0 | 0 | 0 | 0 | 0 | 0 | 0 | 0 | 0 | 0 | 0 | 0 | 0 | 0 | 0 | 0 | 0 | 0.024026 | 0.023776 | 0.00025017 | 0 | 0.072356 | 0.04833 | 0 | 0.049927 | -0.48729 | -0.049927 | 0.022429
[9 empty] | 2014-02-21 | 5時 | 22.5338 | 5.0395 | 0 | 0 | 0 | 0 | 0 | 0 | 0 | 0 | 1.7925 | 0 | 0 | 0 | 0 | 0 | 0 | 0 | 0 | 0.024026 | 0.023776 | 0.00025017 | 0 | 0.080156 | 0.05613 | 0 | -0.18564 | 1.8119 | 0.18564 | 0.2658
[9 empty] | 2014-02-21 | 6時 | 6.7833 | 0 | 0 | 0 | 0 | 0 | 0 | 0 | 0 | 0 | 0.69501 | 0 | 0 | 0 | 0 | 0 | 0 | 0 | 0 | 0.03053 | 0.023776 | 0.0067545 | 0.018231 | 0.30998 | 0.26122 | 0 | 0.044186 | -0.43125 | -0.044186 | 0.2658
[9 empty] | 2014-02-21 | 7時 | 3.9883 | 0 | 0 | 0 | 0 | 0 | 0 | 0 | 0 | 0 | 0.40863 | 0 | 0 | 0 | 0 | 0 | 0 | 0 | 0 | 0.024857 | 0.023776 | 0.0010807 | 0.11469 | 0.3877 | 0.24816 | 0 | 0.12191 | -1.1898 | -0.12191 | 0.2658
[9 empty] | 2014-02-21 | 8時 | 1.6129 | 0 | 0 | 0 | 0 | 0 | 0 | 0 | 0 | 0 | 0.16526 | 0 | 0 | 0 | 0 | 0 | 0 | 0 | 0 | 0.024857 | 0.023776 | 0.0010807 | 0.064563 | 0.2343 | 0.14488 | 0 | 0.044833 | -0.43757 | -0.044833 | 0.18946
[9 empty] | 2014-02-21 | 9時 | 0 | 0 | 0 | 0 | 0 | 0 | 0 | 0 | 0 | 0 | 0 | 0 | 0 | 0 | 0 | 0 | 0 | 0 | 0 | 0.024026 | 0.023776 | 0.00025017 | 0.16544 | 0.52635 | 0.33688 | 0 | 0.3195 | -3.1183 | -0.3195 | 0.20685
[9 empty] | 2014-02-21 | 10時 | 0 | 0 | 0 | 0 | 0 | 0 | 0 | 0 | 0 | 0 | 0 | 0 | 0 | 0 | 0 | 0 | 0 | 0 | 0 | 0.024446 | 0.023776 | 0.00067044 | 0.053027 | 0.1258 | 0.04833 | 0 | 0.073295 | -0.71536 | -0.073295 | 0.052509
[9 empty] | 2014-02-21 | 11時 | 4.0883 | 0 | 0 | 0 | 0 | 0 | 0 | 0 | 0 | 0 | 0.41889 | 0 | 0 | 0 | 0 | 0 | 0 | 0 | 0 | 0.024026 | 0.023776 | 0.00025017 | 0.0026381 | 0.082794 | 0.05613 | 0 | -0.17907 | 1.7477 | 0.17907 | 0.26186
[9 empty] | 2014-02-21 | 12時 | 2.7965 | 0 | 0 | 0 | 0 | 0 | 0 | 0 | 0 | 0 | 0.28652 | 0 | 0 | 0 | 0 | 0 | 0 | 0 | 0 | 0.03053 | 0.023776 | 0.0067545 | 0.029502 | 0.33286 | 0.27283 | 0 | 0.067065 | -0.65455 | -0.067065 | 0.2658
[9 empty] | 2014-02-21 | 13時 | 0 | 0 | 0 | 0 | 0 | 0 | 0 | 0 | 0 | 0 | 0 | 0 | 0 | 0 | 0 | 0 | 0 | 0 | 0 | 0.024446 | 0.023776 | 0.00067044 | 0.058042 | 0.13082 | 0.04833 | 0 | 0.075489 | -0.73678 | -0.075489 | 0.055329
[9 empty] | 2014-02-21 | 14時 | 0 | 0 | 0 | 0 | 0 | 0 | 0 | 0 | 0 | 0 | 0 | 0 | 0 | 0 | 0 | 0 | 0 | 0 | 0 | 0.024026 | 0.023776 | 0.00025017 | 0.024487 | 0.10464 | 0.05613 | 0 | 0.066234 | -0.64644 | -0.066234 | 0.038409
[9 empty] | 2014-02-21 | 15時 | 3.3407 | 0 | 0 | 0 | 0 | 0 | 0 | 0 | 0 | 0 | 0.34229 | 0 | 0 | 0 | 0 | 0 | 0 | 0 | 0 | 0.024026 | 0.023776 | 0.00025017 | 0 | 0.080156 | 0.05613 | 0 | -0.13711 | 1.3382 | 0.13711 | 0.21727
[9 empty] | 2014-02-21 | 16時 | 2.6338 | 0 | 0 | 0 | 0 | 0 | 0 | 0 | 0 | 0 | 0.26985 | 0 | 0 | 0 | 0 | 0 | 0 | 0 | 0 | 0.024446 | 0.023776 | 0.00067044 | 0.033816 | 0.10659 | 0.04833 | 0 | -0.086977 | 0.8489 | 0.086977 | 0.19357
[9 empty] | 2014-02-21 | 17時 | 9.1385 | 0 | 0 | 0 | 0 | 0 | 0 | 0 | 0 | 0 | 0.93632 | 0 | 0 | 0 | 0 | 0 | 0 | 0 | 0 | 0.024446 | 0.023776 | 0.00067044 | 0.056835 | 0.28621 | 0.20493 | 0 | 0.020414 | -0.19924 | -0.020414 | 0.2658
[9 empty] | 2014-02-21 | 18時 | 5.6857 | 0 | 0 | 0 | 0 | 0 | 0 | 0 | 0 | 0 | 0.58255 | 0 | 0 | 0 | 0 | 0 | 0 | 0 | 0 | 0.036624 | 0.023776 | 0.012849 | 0.066494 | 0.4419 | 0.33878 | 0 | 0.1761 | -1.7187 | -0.1761 | 0.2658
[9 empty] | 2014-02-21 | 19時 | 7.5596 | 0 | 0 | 0 | 0 | 0 | 0 | 0 | 0 | 0 | 0.77455 | 0 | 0 | 0 | 0 | 0 | 0 | 0 | 0 | 0.036624 | 0.023776 | 0.012849 | 0.16307 | 0.33458 | 0.13488 | 0 | 0.12269 | -1.1975 | -0.12269 | 0.21188
[9 empty] | 2014-02-21 | 20時 | 7.0599 | 0 | 0 | 0 | 0 | 0 | 0 | 0 | 0 | 0 | 0.72335 | 0 | 0 | 0 | 0 | 0 | 0 | 0 | 0 | 0.024446 | 0.023776 | 0.00067044 | 0.088224 | 0.24028 | 0.12761 | 0 | -0.025517 | 0.24904 | 0.025517 | 0.2658
[9 empty] | 2014-02-21 | 21時 | 7.8193 | 0 | 0 | 0 | 0 | 0 | 0 | 0 | 0 | 0 | 0.80116 | 0 | 0 | 0 | 0 | 0 | 0 | 0 | 0 | 0.024446 | 0.023776 | 0.00067044 | 0.14284 | 0.35471 | 0.18743 | 0 | 0.088914 | -0.8678 | -0.088914 | 0.2658
[9 empty] | 2014-02-21 | 22時 | 5.5978 | 0 | 0 | 0 | 0 | 0 | 0 | 0 | 0 | 0 | 0.57355 | 0 | 0 | 0 | 0 | 0 | 0 | 0 | 0 | 0.036344 | 0.023776 | 0.012568 | 0.16493 | 0.39307 | 0.19179 | 0 | 0.12727 | -1.2422 | -0.12727 | 0.2658
[9 empty] | 2014-02-21 | 23時 | 0 | 0 | 0 | 0 | 0 | 0 | 0 | 0 | 0 | 0 | 0 | 0 | 0 | 0 | 0 | 0 | 0 | 0 | 0 | 0.037175 | 0.023776 | 0.013399 | 0.17268 | 0.42753 | 0.21768 | 0 | 0.2429 | -2.3707 | -0.2429 | 0.18463
[9 empty] | 2014-02-22 | 0時 | 0 | 0 | 0 | 0 | 0 | 0 | 0 | 0 | 0 | 0 | 0 | 0 | 0 | 0 | 0 | 0 | 0 | 0 | 0 | 0.024026 | 0.023776 | 0.00025017 | 0.045276 | 0.22713 | 0.15783 | 0 | 0.12376 | -1.2079 | -0.12376 | 0.10337
[9 empty] | 2014-02-22 | 1時 | 0 | 0 | 0 | 0 | 0 | 0 | 0 | 0 | 0 | 0 | 0 | 0 | 0 | 0 | 0 | 0 | 0 | 0 | 0 | 0.024026 | 0.023776 | 0.00025017 | 0 | 0.072356 | 0.04833 | 0 | 0.039985 | -0.39025 | -0.039985 | 0.032372
[9 empty] | 2014-02-22 | 2時 | 0 | 0 | 0 | 0 | 0 | 0 | 0 | 0 | 0 | 0 | 0 | 0 | 0 | 0 | 0 | 0 | 0 | 0 | 0 | 0.024026 | 0.023776 | 0.00025017 | 0 | 0.080156 | 0.05613 | 0 | 0.045017 | -0.43936 | -0.045017 | 0.03514
[9 empty] | 2014-02-22 | 3時 | 0 | 0 | 0 | 0 | 0 | 0 | 0 | 0 | 0 | 0 | 0 | 0 | 0 | 0 | 0 | 0 | 0 | 0 | 0 | 0.024026 | 0.023776 | 0.00025017 | 0 | 0.080156 | 0.05613 | 0 | 0.045017 | -0.43936 | -0.045017 | 0.03514
[9 empty] | 2014-02-22 | 4時 | 0 | 0 | 0 | 0 | 0 | 0 | 0 | 0 | 0 | 0 | 0 | 0 | 0 | 0 | 0 | 0 | 0 | 0 | 0 | 0.024026 | 0.023776 | 0.00025017 | 0 | 0.072356 | 0.04833 | 0 | 0.039985 | -0.39025 | -0.039985 | 0.032372
[9 empty] | 2014-02-22 | 5時 | 21.7839 | 4.2964 | 0 | 0 | 0 | 0 | 0 | 0 | 0 | 0 | 1.7918 | 0 | 0 | 0 | 0 | 0 | 0 | 0 | 0 | 0.024026 | 0.023776 | 0.00025017 | 0 | 0.080156 | 0.05613 | 0 | -0.25904 | 2.5282 | 0.25904 | 0.3392
[9 empty] | 2014-02-22 | 6時 | 6.0535 | 0 | 0 | 0 | 0 | 0 | 0 | 0 | 0 | 0 | 0.62024 | 0 | 0 | 0 | 0 | 0 | 0 | 0 | 0 | 0.03053 | 0.023776 | 0.0067545 | 0.018231 | 0.30998 | 0.26122 | 0 | -0.029215 | 0.28514 | 0.029215 | 0.3392
[9 empty] | 2014-02-22 | 7時 | 5.0833 | 0 | 0 | 0 | 0 | 0 | 0 | 0 | 0 | 0 | 0.52083 | 0 | 0 | 0 | 0 | 0 | 0 | 0 | 0 | 0.024857 | 0.023776 | 0.0010807 | 0.11469 | 0.3877 | 0.24816 | 0 | 0.048506 | -0.47342 | -0.048506 | 0.3392
[9 empty] | 2014-02-22 | 8時 | 3.0109 | 0 | 0 | 0 | 0 | 0 | 0 | 0 | 0 | 0 | 0.30849 | 0 | 0 | 0 | 0 | 0 | 0 | 0 | 0 | 0.024857 | 0.023776 | 0.0010807 | 0.064563 | 0.2343 | 0.14488 | 0 | -0.1049 | 1.0238 | 0.1049 | 0.3392
[9 empty] | 2014-02-22 | 9時 | 0 | 0 | 0 | 0 | 0 | 0 | 0 | 0 | 0 | 0 | 0 | 0 | 0 | 0 | 0 | 0 | 0 | 0 | 0 | 0.024026 | 0.023776 | 0.00025017 | 0.16544 | 0.52635 | 0.33688 | 0 | 0.26147 | -2.5519 | -0.26147 | 0.26488
[9 empty] | 2014-02-22 | 10時 | 0 | 0 | 0 | 0 | 0 | 0 | 0 | 0 | 0 | 0 | 0 | 0 | 0 | 0 | 0 | 0 | 0 | 0 | 0 | 0.024446 | 0.023776 | 0.00067044 | 0.053027 | 0.1258 | 0.04833 | 0 | 0.055509 | -0.54177 | -0.055509 | 0.070294
[9 empty] | 2014-02-22 | 11時 | 3.4756 | 0 | 0 | 0 | 0 | 0 | 0 | 0 | 0 | 0 | 0.35611 | 0 | 0 | 0 | 0 | 0 | 0 | 0 | 0 | 0.024026 | 0.023776 | 0.00025017 | 0.0026381 | 0.082794 | 0.05613 | 0 | -0.2069 | 2.0193 | 0.2069 | 0.28969
[9 empty] | 2014-02-22 | 12時 | 3.4324 | 0 | 0 | 0 | 0 | 0 | 0 | 0 | 0 | 0 | 0.35168 | 0 | 0 | 0 | 0 | 0 | 0 | 0 | 0 | 0.03053 | 0.023776 | 0.0067545 | 0.029502 | 0.33286 | 0.27283 | 0 | -0.0063362 | 0.061841 | 0.0063362 | 0.3392
[9 empty] | 2014-02-22 | 13時 | 0 | 0 | 0 | 0 | 0 | 0 | 0 | 0 | 0 | 0 | 0 | 0 | 0 | 0 | 0 | 0 | 0 | 0 | 0 | 0.024446 | 0.023776 | 0.00067044 | 0.058042 | 0.13082 | 0.04833 | 0 | 0.056968 | -0.55601 | -0.056968 | 0.07385
[9 empty] | 2014-02-22 | 14時 | 0 | 0 | 0 | 0 | 0 | 0 | 0 | 0 | 0 | 0 | 0 | 0 | 0 | 0 | 0 | 0 | 0 | 0 | 0 | 0.024026 | 0.023776 | 0.00025017 | 0.024487 | 0.10464 | 0.05613 | 0 | 0.052125 | -0.50874 | -0.052125 | 0.052518
[9 empty] | 2014-02-22 | 15時 | 9.5954 | 0 | 0 | 0 | 0 | 0 | 0 | 0 | 0 | 0 | 0.98313 | 0 | 0 | 0 | 0 | 0 | 0 | 0 | 0 | 0.024026 | 0.023776 | 0.00025017 | 0 | 0.080156 | 0.05613 | 0 | -0.25904 | 2.5282 | 0.25904 | 0.3392
[9 empty] | 2014-02-22 | 16時 | 4.7925 | 0 | 0 | 0 | 0 | 0 | 0 | 0 | 0 | 0 | 0.49103 | 0 | 0 | 0 | 0 | 0 | 0 | 0 | 0 | 0.024446 | 0.023776 | 0.00067044 | 0.033816 | 0.10659 | 0.04833 | 0 | -0.23261 | 2.2702 | 0.23261 | 0.3392
[9 empty] | 2014-02-22 | 17時 | 12.9562 | 0.046584 | 0 | 0 | 0 | 0 | 0 | 0 | 0 | 0 | 1.3227 | 0 | 0 | 0 | 0 | 0 | 0 | 0 | 0 | 0.024446 | 0.023776 | 0.00067044 | 0.056835 | 0.28621 | 0.20493 | 0 | -0.052987 | 0.51716 | 0.052987 | 0.3392
[9 empty] | 2014-02-22 | 18時 | 6.9656 | 0 | 0 | 0 | 0 | 0 | 0 | 0 | 0 | 0 | 0.71369 | 0 | 0 | 0 | 0 | 0 | 0 | 0 | 0 | 0.036624 | 0.023776 | 0.012849 | 0.066494 | 0.4419 | 0.33878 | 0 | 0.1027 | -1.0023 | -0.1027 | 0.3392
[9 empty] | 2014-02-22 | 19時 | 7.3824 | 0 | 0 | 0 | 0 | 0 | 0 | 0 | 0 | 0 | 0.75639 | 0 | 0 | 0 | 0 | 0 | 0 | 0 | 0 | 0.036624 | 0.023776 | 0.012849 | 0.16307 | 0.33458 | 0.13488 | 0 | 0.049902 | -0.48705 | -0.049902 | 0.28467
[9 empty] | 2014-02-22 | 20時 | 8.645 | 0 | 0 | 0 | 0 | 0 | 0 | 0 | 0 | 0 | 0.88575 | 0 | 0 | 0 | 0 | 0 | 0 | 0 | 0 | 0.024446 | 0.023776 | 0.00067044 | 0.088224 | 0.24028 | 0.12761 | 0 | -0.098918 | 0.96544 | 0.098918 | 0.3392
[9 empty] | 2014-02-22 | 21時 | 9.3954 | 0 | 0 | 0 | 0 | 0 | 0 | 0 | 0 | 0 | 0.96264 | 0 | 0 | 0 | 0 | 0 | 0 | 0 | 0 | 0.024446 | 0.023776 | 0.00067044 | 0.14284 | 0.35471 | 0.18743 | 0 | 0.015513 | -0.1514 | -0.015513 | 0.3392
[9 empty] | 2014-02-22 | 22時 | 6.6425 | 0 | 0 | 0 | 0 | 0 | 0 | 0 | 0 | 0 | 0.68059 | 0 | 0 | 0 | 0 | 0 | 0 | 0 | 0 | 0.036344 | 0.023776 | 0.012568 | 0.16493 | 0.39307 | 0.19179 | 0 | 0.05387 | -0.52577 | -0.05387 | 0.3392
[9 empty] | 2014-02-22 | 23時 | 0 | 0 | 0 | 0 | 0 | 0 | 0 | 0 | 0 | 0 | 0 | 0 | 0 | 0 | 0 | 0 | 0 | 0 | 0 | 0.037175 | 0.023776 | 0.013399 | 0.17268 | 0.42753 | 0.21768 | 0 | 0.19066 | -1.8609 | -0.19066 | 0.23687
[9 empty] | 2014-02-23 | 0時 | 0 | 0 | 0 | 0 | 0 | 0 | 0 | 0 | 0 | 0 | 0 | 0 | 0 | 0 | 0 | 0 | 0 | 0 | 0 | 0.024026 | 0.023776 | 0.00025017 | 0.045276 | 0.22713 | 0.15783 | 0 | 0.15136 | -1.4773 | -0.15136 | 0.075768
[9 empty] | 2014-02-23 | 1時 | 0 | 0 | 0 | 0 | 0 | 0 | 0 | 0 | 0 | 0 | 0 | 0 | 0 | 0 | 0 | 0 | 0 | 0 | 0 | 0.024026 | 0.023776 | 0.00025017 | 0 | 0.072356 | 0.04833 | 0 | 0.051129 | -0.49902 | -0.051129 | 0.021228
[9 empty] | 2014-02-23 | 2時 | 0 | 0 | 0 | 0 | 0 | 0 | 0 | 0 | 0 | 0 | 0 | 0 | 0 | 0 | 0 | 0 | 0 | 0 | 0 | 0.024026 | 0.023776 | 0.00025017 | 0 | 0.080156 | 0.05613 | 0 | 0.056802 | -0.55439 | -0.056802 | 0.023354
[9 empty] | 2014-02-23 | 3時 | 0 | 0 | 0 | 0 | 0 | 0 | 0 | 0 | 0 | 0 | 0 | 0 | 0 | 0 | 0 | 0 | 0 | 0 | 0 | 0.024026 | 0.023776 | 0.00025017 | 0 | 0.080156 | 0.05613 | 0 | 0.056802 | -0.55439 | -0.056802 | 0.023354
[9 empty] | 2014-02-23 | 4時 | 0 | 0 | 0 | 0 | 0 | 0 | 0 | 0 | 0 | 0 | 0 | 0 | 0 | 0 | 0 | 0 | 0 | 0 | 0 | 0.024026 | 0.023776 | 0.00025017 | 0 | 0.072356 | 0.04833 | 0 | 0.051129 | -0.49902 | -0.051129 | 0.021228
[9 empty] | 2014-02-23 | 5時 | 23.1495 | 5.6076 | 0 | 0 | 0 | 0 | 0 | 0 | 0 | 0 | 1.7973 | 0 | 0 | 0 | 0 | 0 | 0 | 0 | 0 | 0.024026 | 0.023776 | 0.00025017 | 0 | 0.080156 | 0.05613 | 0 | -0.17677 | 1.7253 | 0.17677 | 0.25693
[9 empty] | 2014-02-23 | 6時 | 7.096 | 0 | 0 | 0 | 0 | 0 | 0 | 0 | 0 | 0 | 0.72705 | 0 | 0 | 0 | 0 | 0 | 0 | 0 | 0 | 0.03053 | 0.023776 | 0.0067545 | 0.018231 | 0.30998 | 0.26122 | 0 | 0.053056 | -0.51783 | -0.053056 | 0.25693
[9 empty] | 2014-02-23 | 7時 | 3.4567 | 0 | 0 | 0 | 0 | 0 | 0 | 0 | 0 | 0 | 0.35417 | 0 | 0 | 0 | 0 | 0 | 0 | 0 | 0 | 0.024857 | 0.023776 | 0.0010807 | 0.11469 | 0.3877 | 0.24816 | 0 | 0.13078 | -1.2764 | -0.13078 | 0.25693
[9 empty] | 2014-02-23 | 8時 | 2.5748 | 0 | 0 | 0 | 0 | 0 | 0 | 0 | 0 | 0 | 0.26381 | 0 | 0 | 0 | 0 | 0 | 0 | 0 | 0 | 0.024857 | 0.023776 | 0.0010807 | 0.064563 | 0.2343 | 0.14488 | 0 | -0.00242 | 0.023619 | 0.00242 | 0.23672
[9 empty] | 2014-02-23 | 9時 | 0 | 0 | 0 | 0 | 0 | 0 | 0 | 0 | 0 | 0 | 0 | 0 | 0 | 0 | 0 | 0 | 0 | 0 | 0 | 0.024026 | 0.023776 | 0.00025017 | 0.16544 | 0.52635 | 0.33688 | 0 | 0.32651 | -3.1868 | -0.32651 | 0.19984
[9 empty] | 2014-02-23 | 10時 | 0 | 0 | 0 | 0 | 0 | 0 | 0 | 0 | 0 | 0 | 0 | 0 | 0 | 0 | 0 | 0 | 0 | 0 | 0 | 0.024446 | 0.023776 | 0.00067044 | 0.053027 | 0.1258 | 0.04833 | 0 | 0.075444 | -0.73634 | -0.075444 | 0.050359
[9 empty] | 2014-02-23 | 11時 | 5.1923 | 0 | 0 | 0 | 0 | 0 | 0 | 0 | 0 | 0 | 0.532 | 0 | 0 | 0 | 0 | 0 | 0 | 0 | 0 | 0.024026 | 0.023776 | 0.00025017 | 0.0026381 | 0.082794 | 0.05613 | 0 | -0.17413 | 1.6995 | 0.17413 | 0.25693
[9 empty] | 2014-02-23 | 12時 | 3.111 | 0 | 0 | 0 | 0 | 0 | 0 | 0 | 0 | 0 | 0.31875 | 0 | 0 | 0 | 0 | 0 | 0 | 0 | 0 | 0.03053 | 0.023776 | 0.0067545 | 0.029502 | 0.33286 | 0.27283 | 0 | 0.075935 | -0.74113 | -0.075935 | 0.25693
[9 empty] | 2014-02-23 | 13時 | 0 | 0 | 0 | 0 | 0 | 0 | 0 | 0 | 0 | 0 | 0 | 0 | 0 | 0 | 0 | 0 | 0 | 0 | 0 | 0.024446 | 0.023776 | 0.00067044 | 0.058042 | 0.13082 | 0.04833 | 0 | 0.077728 | -0.75862 | -0.077728 | 0.053091
[9 empty] | 2014-02-23 | 14時 | 0 | 0 | 0 | 0 | 0 | 0 | 0 | 0 | 0 | 0 | 0 | 0 | 0 | 0 | 0 | 0 | 0 | 0 | 0 | 0.024026 | 0.023776 | 0.00025017 | 0.024487 | 0.10464 | 0.05613 | 0 | 0.067939 | -0.66309 | -0.067939 | 0.036704
[9 empty] | 2014-02-23 | 15時 | 5.0329 | 0 | 0 | 0 | 0 | 0 | 0 | 0 | 0 | 0 | 0.51566 | 0 | 0 | 0 | 0 | 0 | 0 | 0 | 0 | 0.024026 | 0.023776 | 0.00025017 | 0 | 0.080156 | 0.05613 | 0 | -0.17677 | 1.7253 | 0.17677 | 0.25693
[9 empty] | 2014-02-23 | 16時 | 3.6538 | 0 | 0 | 0 | 0 | 0 | 0 | 0 | 0 | 0 | 0.37436 | 0 | 0 | 0 | 0 | 0 | 0 | 0 | 0 | 0.024446 | 0.023776 | 0.00067044 | 0.033816 | 0.10659 | 0.04833 | 0 | -0.13735 | 1.3405 | 0.13735 | 0.24394
[9 empty] | 2014-02-23 | 17時 | 9.6468 | 0 | 0 | 0 | 0 | 0 | 0 | 0 | 0 | 0 | 0.9884 | 0 | 0 | 0 | 0 | 0 | 0 | 0 | 0 | 0.024446 | 0.023776 | 0.00067044 | 0.056835 | 0.28621 | 0.20493 | 0 | 0.029284 | -0.28581 | -0.029284 | 0.25693
[9 empty] | 2014-02-23 | 18時 | 5.7653 | 0 | 0 | 0 | 0 | 0 | 0 | 0 | 0 | 0 | 0.5907 | 0 | 0 | 0 | 0 | 0 | 0 | 0 | 0 | 0.036624 | 0.023776 | 0.012849 | 0.066494 | 0.4419 | 0.33878 | 0 | 0.18497 | -1.8053 | -0.18497 | 0.25693
[9 empty] | 2014-02-23 | 19時 | 8.1499 | 0 | 0 | 0 | 0 | 0 | 0 | 0 | 0 | 0 | 0.83503 | 0 | 0 | 0 | 0 | 0 | 0 | 0 | 0 | 0.036624 | 0.023776 | 0.012849 | 0.16307 | 0.33458 | 0.13488 | 0 | 0.13333 | -1.3013 | -0.13333 | 0.20125
[9 empty] | 2014-02-23 | 20時 | 7.5898 | 0 | 0 | 0 | 0 | 0 | 0 | 0 | 0 | 0 | 0.77764 | 0 | 0 | 0 | 0 | 0 | 0 | 0 | 0 | 0.024446 | 0.023776 | 0.00067044 | 0.088224 | 0.24028 | 0.12761 | 0 | -0.016646 | 0.16246 | 0.016646 | 0.25693
[9 empty] | 2014-02-23 | 21時 | 8.4932 | 0 | 0 | 0 | 0 | 0 | 0 | 0 | 0 | 0 | 0.87021 | 0 | 0 | 0 | 0 | 0 | 0 | 0 | 0 | 0.024446 | 0.023776 | 0.00067044 | 0.14284 | 0.35471 | 0.18743 | 0 | 0.097784 | -0.95438 | -0.097784 | 0.25693
[9 empty] | 2014-02-23 | 22時 | 7.6565 | 0 | 0 | 0 | 0 | 0 | 0 | 0 | 0 | 0 | 0.78448 | 0 | 0 | 0 | 0 | 0 | 0 | 0 | 0 | 0.036344 | 0.023776 | 0.012568 | 0.16493 | 0.39307 | 0.19179 | 0 | 0.13614 | -1.3287 | -0.13614 | 0.25693
[9 empty] | 2014-02-23 | 23時 | 0 | 0 | 0 | 0 | 0 | 0 | 0 | 0 | 0 | 0 | 0 | 0 | 0 | 0 | 0 | 0 | 0 | 0 | 0 | 0.037175 | 0.023776 | 0.013399 | 0.17268 | 0.42753 | 0.21768 | 0 | 0.24921 | -2.4323 | -0.24921 | 0.17832
[9 empty] | 2014-02-24 | 0時 | 0 | 0 | 0 | 0 | 0 | 0 | 0 | 0 | 0 | 0 | 0 | 0 | 0 | 0 | 0 | 0 | 0 | 0 | 0 | 0.024026 | 0.023776 | 0.00025017 | 0.045276 | 0.22713 | 0.15783 | 0 | 0.13488 | -1.3164 | -0.13488 | 0.092256
[9 empty] | 2014-02-24 | 1時 | 0 | 0 | 0 | 0 | 0 | 0 | 0 | 0 | 0 | 0 | 0 | 0 | 0 | 0 | 0 | 0 | 0 | 0 | 0 | 0.024026 | 0.023776 | 0.00025017 | 0 | 0.072356 | 0.04833 | 0 | 0.044472 | -0.43405 | -0.044472 | 0.027884
[9 empty] | 2014-02-24 | 2時 | 0 | 0 | 0 | 0 | 0 | 0 | 0 | 0 | 0 | 0 | 0 | 0 | 0 | 0 | 0 | 0 | 0 | 0 | 0 | 0.024026 | 0.023776 | 0.00025017 | 0 | 0.080156 | 0.05613 | 0 | 0.049762 | -0.48568 | -0.049762 | 0.030394
[9 empty] | 2014-02-24 | 3時 | 0 | 0 | 0 | 0 | 0 | 0 | 0 | 0 | 0 | 0 | 0 | 0 | 0 | 0 | 0 | 0 | 0 | 0 | 0 | 0.024026 | 0.023776 | 0.00025017 | 0 | 0.080156 | 0.05613 | 0 | 0.049762 | -0.48568 | -0.049762 | 0.030394
[9 empty] | 2014-02-24 | 4時 | 0 | 0 | 0 | 0 | 0 | 0 | 0 | 0 | 0 | 0 | 0 | 0 | 0 | 0 | 0 | 0 | 0 | 0 | 0 | 0.024026 | 0.023776 | 0.00025017 | 0 | 0.072356 | 0.04833 | 0 | 0.044472 | -0.43405 | -0.044472 | 0.027884
[9 empty] | 2014-02-24 | 5時 | 26.4429 | 8.2402 | 0 | 0 | 0 | 0 | 0 | 0 | 0 | 0 | 1.865 | 0 | 0 | 0 | 0 | 0 | 0 | 0 | 0 | 0.024026 | 0.023776 | 0.00025017 | 0 | 0.080156 | 0.05613 | 0 | -0.22591 | 2.2049 | 0.22591 | 0.30607
[9 empty] | 2014-02-24 | 6時 | 9.4828 | 0 | 0 | 0 | 0 | 0 | 0 | 0 | 0 | 0 | 0.97159 | 0 | 0 | 0 | 0 | 0 | 0 | 0 | 0 | 0.03053 | 0.023776 | 0.0067545 | 0.018231 | 0.30998 | 0.26122 | 0 | 0.0039119 | -0.03818 | -0.0039119 | 0.30607
[9 empty] | 2014-02-24 | 7時 | 7.3533 | 0 | 0 | 0 | 0 | 0 | 0 | 0 | 0 | 0 | 0.75342 | 0 | 0 | 0 | 0 | 0 | 0 | 0 | 0 | 0.024857 | 0.023776 | 0.0010807 | 0.11469 | 0.3877 | 0.24816 | 0 | 0.081634 | -0.79674 | -0.081634 | 0.30607
[9 empty] | 2014-02-24 | 8時 | 3.0038 | 0 | 0 | 0 | 0 | 0 | 0 | 0 | 0 | 0 | 0.30777 | 0 | 0 | 0 | 0 | 0 | 0 | 0 | 0 | 0.024857 | 0.023776 | 0.0010807 | 0.064563 | 0.2343 | 0.14488 | 0 | -0.071773 | 0.70051 | 0.071773 | 0.30607
[9 empty] | 2014-02-24 | 9時 | 0 | 0 | 0 | 0 | 0 | 0 | 0 | 0 | 0 | 0 | 0 | 0 | 0 | 0 | 0 | 0 | 0 | 0 | 0 | 0.024026 | 0.023776 | 0.00025017 | 0.16544 | 0.52635 | 0.33688 | 0 | 0.28766 | -2.8076 | -0.28766 | 0.23869
[9 empty] | 2014-02-24 | 10時 | 0 | 0 | 0 | 0 | 0 | 0 | 0 | 0 | 0 | 0 | 0 | 0 | 0 | 0 | 0 | 0 | 0 | 0 | 0 | 0.024446 | 0.023776 | 0.00067044 | 0.053027 | 0.1258 | 0.04833 | 0 | 0.063536 | -0.62011 | -0.063536 | 0.062267
[9 empty] | 2014-02-24 | 11時 | 2.7837 | 0 | 0 | 0 | 0 | 0 | 0 | 0 | 0 | 0 | 0.28521 | 0 | 0 | 0 | 0 | 0 | 0 | 0 | 0 | 0.024026 | 0.023776 | 0.00025017 | 0.0026381 | 0.082794 | 0.05613 | 0 | -0.13278 | 1.296 | 0.13278 | 0.21558
[9 empty] | 2014-02-24 | 12時 | 1.7054 | 0 | 0 | 0 | 0 | 0 | 0 | 0 | 0 | 0 | 0.17473 | 0 | 0 | 0 | 0 | 0 | 0 | 0 | 0 | 0.03053 | 0.023776 | 0.0067545 | 0.029502 | 0.33286 | 0.27283 | 0 | 0.073254 | -0.71496 | -0.073254 | 0.25961
[9 empty] | 2014-02-24 | 13時 | 0 | 0 | 0 | 0 | 0 | 0 | 0 | 0 | 0 | 0 | 0 | 0 | 0 | 0 | 0 | 0 | 0 | 0 | 0 | 0.024446 | 0.023776 | 0.00067044 | 0.058042 | 0.13082 | 0.04833 | 0 | 0.065327 | -0.63759 | -0.065327 | 0.065491
[9 empty] | 2014-02-24 | 14時 | 0 | 0 | 0 | 0 | 0 | 0 | 0 | 0 | 0 | 0 | 0 | 0 | 0 | 0 | 0 | 0 | 0 | 0 | 0 | 0.024026 | 0.023776 | 0.00025017 | 0.024487 | 0.10464 | 0.05613 | 0 | 0.058493 | -0.57089 | -0.058493 | 0.046151
[9 empty] | 2014-02-24 | 15時 | 5.0538 | 0 | 0 | 0 | 0 | 0 | 0 | 0 | 0 | 0 | 0.5178 | 0 | 0 | 0 | 0 | 0 | 0 | 0 | 0 | 0.024026 | 0.023776 | 0.00025017 | 0 | 0.080156 | 0.05613 | 0 | -0.22591 | 2.2049 | 0.22591 | 0.30607
[9 empty] | 2014-02-24 | 16時 | 3.6016 | 0 | 0 | 0 | 0 | 0 | 0 | 0 | 0 | 0 | 0.36902 | 0 | 0 | 0 | 0 | 0 | 0 | 0 | 0 | 0.024446 | 0.023776 | 0.00067044 | 0.033816 | 0.10659 | 0.04833 | 0 | -0.18071 | 1.7638 | 0.18071 | 0.2873
[9 empty] | 2014-02-24 | 17時 | 8.8725 | 0 | 0 | 0 | 0 | 0 | 0 | 0 | 0 | 0 | 0.90907 | 0 | 0 | 0 | 0 | 0 | 0 | 0 | 0 | 0.024446 | 0.023776 | 0.00067044 | 0.056835 | 0.28621 | 0.20493 | 0 | -0.01986 | 0.19384 | 0.01986 | 0.30607
[9 empty] | 2014-02-24 | 18時 | 5.4414 | 0 | 0 | 0 | 0 | 0 | 0 | 0 | 0 | 0 | 0.55752 | 0 | 0 | 0 | 0 | 0 | 0 | 0 | 0 | 0.036624 | 0.023776 | 0.012849 | 0.066494 | 0.4419 | 0.33878 | 0 | 0.13583 | -1.3257 | -0.13583 | 0.30607
[9 empty] | 2014-02-24 | 19時 | 10.3436 | 0 | 0 | 0 | 0 | 0 | 0 | 0 | 0 | 0 | 1.0598 | 0 | 0 | 0 | 0 | 0 | 0 | 0 | 0 | 0.036624 | 0.023776 | 0.012849 | 0.16307 | 0.33458 | 0.13488 | 0 | 0.085273 | -0.83226 | -0.085273 | 0.2493
[9 empty] | 2014-02-24 | 20時 | 9.3202 | 0 | 0 | 0 | 0 | 0 | 0 | 0 | 0 | 0 | 0.95494 | 0 | 0 | 0 | 0 | 0 | 0 | 0 | 0 | 0.024446 | 0.023776 | 0.00067044 | 0.088224 | 0.24028 | 0.12761 | 0 | -0.065791 | 0.64212 | 0.065791 | 0.30607
[9 empty] | 2014-02-24 | 21時 | 10.2076 | 0 | 0 | 0 | 0 | 0 | 0 | 0 | 0 | 0 | 1.0459 | 0 | 0 | 0 | 0 | 0 | 0 | 0 | 0 | 0.024446 | 0.023776 | 0.00067044 | 0.14284 | 0.35471 | 0.18743 | 0 | 0.04864 | -0.47473 | -0.04864 | 0.30607
[9 empty] | 2014-02-24 | 22時 | 7.1957 | 0 | 0 | 0 | 0 | 0 | 0 | 0 | 0 | 0 | 0.73726 | 0 | 0 | 0 | 0 | 0 | 0 | 0 | 0 | 0.036344 | 0.023776 | 0.012568 | 0.16493 | 0.39307 | 0.19179 | 0 | 0.086997 | -0.84909 | -0.086997 | 0.30607
[9 empty] | 2014-02-24 | 23時 | 0 | 0 | 0 | 0 | 0 | 0 | 0 | 0 | 0 | 0 | 0 | 0 | 0 | 0 | 0 | 0 | 0 | 0 | 0 | 0.037175 | 0.023776 | 0.013399 | 0.17268 | 0.42753 | 0.21768 | 0 | 0.21424 | -2.091 | -0.21424 | 0.21329
[9 empty] | 2014-02-25 | 0時 | 0 | 0 | 0 | 0 | 0 | 0 | 0 | 0 | 0 | 0 | 0 | 0 | 0 | 0 | 0 | 0 | 0 | 0 | 0 | 0.024026 | 0.023776 | 0.00025017 | 0 | 0.18186 | 0.15783 | 0 | 0.10328 | -1.008 | -0.10328 | 0.078574
[9 empty] | 2014-02-25 | 1時 | 0 | 0 | 0 | 0 | 0 | 0 | 0 | 0 | 0 | 0 | 0 | 0 | 0 | 0 | 0 | 0 | 0 | 0 | 0 | 0.024026 | 0.023776 | 0.00025017 | 0 | 0.072356 | 0.04833 | 0 | 0.035926 | -0.35063 | -0.035926 | 0.036431
[9 empty] | 2014-02-25 | 2時 | 0 | 0 | 0 | 0 | 0 | 0 | 0 | 0 | 0 | 0 | 0 | 0 | 0 | 0 | 0 | 0 | 0 | 0 | 0 | 0.024026 | 0.023776 | 0.00025017 | 0 | 0.080156 | 0.05613 | 0 | 0.040724 | -0.39746 | -0.040724 | 0.039433
[9 empty] | 2014-02-25 | 3時 | 0 | 0 | 0 | 0 | 0 | 0 | 0 | 0 | 0 | 0 | 0 | 0 | 0 | 0 | 0 | 0 | 0 | 0 | 0 | 0.024026 | 0.023776 | 0.00025017 | 0 | 0.080156 | 0.05613 | 0 | 0.040724 | -0.39746 | -0.040724 | 0.039433
[9 empty] | 2014-02-25 | 4時 | 0 | 0 | 0 | 0 | 0 | 0 | 0 | 0 | 0 | 0 | 0 | 0 | 0 | 0 | 0 | 0 | 0 | 0 | 0 | 0.024026 | 0.023776 | 0.00025017 | 0 | 0.072356 | 0.04833 | 0 | 0.035926 | -0.35063 | -0.035926 | 0.036431
[9 empty] | 2014-02-25 | 5時 | 0 | 0 | 0 | 0 | 0 | 0 | 0 | 0 | 0 | 0 | 0 | 0 | 0 | 0 | 0 | 0 | 0 | 0 | 0 | 0.024026 | 0.023776 | 0.00025017 | 0 | 0.080156 | 0.05613 | 0 | 0.040724 | -0.39746 | -0.040724 | 0.039433
[9 empty] | 2014-02-25 | 6時 | 0 | 0 | 0 | 0 | 0 | 0 | 0 | 0 | 0 | 0 | 0 | 0 | 0 | 0 | 0 | 0 | 0 | 0 | 0 | 0.024026 | 0.023776 | 0.00025017 | 0 | 0.080156 | 0.05613 | 0 | 0.040724 | -0.39746 | -0.040724 | 0.039433
[9 empty] | 2014-02-25 | 7時 | 30.5491 | 6.878 | 0 | 0 | 0 | 0 | 0 | 0 | 0 | 0 | 2.4253 | 0 | 0 | 0 | 0 | 0 | 0 | 0 | 0 | 0.024857 | 0.023776 | 0.0010807 | 0.023666 | 0.23404 | 0.18552 | 0 | -0.13512 | 1.3188 | 0.13512 | 0.36917
[9 empty] | 2014-02-25 | 8時 | 13.3326 | 0.37092 | 0 | 0 | 0 | 0 | 0 | 0 | 0 | 0 | 1.328 | 0 | 0 | 0 | 0 | 0 | 0 | 0 | 0 | 0.031371 | 0.023776 | 0.0075951 | 0.11401 | 0.4267 | 0.28132 | 0 | 0.05753 | -0.5615 | -0.05753 | 0.36917
[9 empty] | 2014-02-25 | 9時 | 4.6091 | 0 | 0 | 0 | 0 | 0 | 0 | 0 | 0 | 0 | 0.47224 | 0 | 0 | 0 | 0 | 0 | 0 | 0 | 0 | 0.024446 | 0.023776 | 0.00067044 | 0.22373 | 0.50028 | 0.2521 | 0 | 0.13111 | -1.2797 | -0.13111 | 0.36917
[9 empty] | 2014-02-25 | 10時 | 3.1291 | 0 | 0 | 0 | 0 | 0 | 0 | 0 | 0 | 0 | 0.32061 | 0 | 0 | 0 | 0 | 0 | 0 | 0 | 0 | 0.024857 | 0.023776 | 0.0010807 | 0.18888 | 0.44125 | 0.22751 | 0 | 0.072082 | -0.70352 | -0.072082 | 0.36917
[9 empty] | 2014-02-25 | 11時 | 3.1056 | 0 | 0 | 0 | 0 | 0 | 0 | 0 | 0 | 0 | 0.3182 | 0 | 0 | 0 | 0 | 0 | 0 | 0 | 0 | 0.024446 | 0.023776 | 0.00067044 | 0.17015 | 0.4299 | 0.23531 | 0 | 0.060733 | -0.59275 | -0.060733 | 0.36917
[9 empty] | 2014-02-25 | 12時 | 1.4807 | 0 | 0 | 0 | 0 | 0 | 0 | 0 | 0 | 0 | 0.15171 | 0 | 0 | 0 | 0 | 0 | 0 | 0 | 0 | 0.03053 | 0.023776 | 0.0067545 | 0.15008 | 0.45344 | 0.27283 | 0 | 0.084278 | -0.82256 | -0.084278 | 0.36917
[9 empty] | 2014-02-25 | 13時 | 0 | 0 | 0 | 0 | 0 | 0 | 0 | 0 | 0 | 0 | 0 | 0 | 0 | 0 | 0 | 0 | 0 | 0 | 0 | 0.024446 | 0.023776 | 0.00067044 | 0.093998 | 0.16677 | 0.04833 | 0 | 0.057687 | -0.56302 | -0.057687 | 0.10909
[9 empty] | 2014-02-25 | 14時 | 0 | 0 | 0 | 0 | 0 | 0 | 0 | 0 | 0 | 0 | 0 | 0 | 0 | 0 | 0 | 0 | 0 | 0 | 0 | 0.024026 | 0.023776 | 0.00025017 | 0 | 0.080156 | 0.05613 | 0 | 0.040724 | -0.39746 | -0.040724 | 0.039433
[9 empty] | 2014-02-25 | 15時 | 4.4449 | 0 | 0 | 0 | 0 | 0 | 0 | 0 | 0 | 0 | 0.45542 | 0 | 0 | 0 | 0 | 0 | 0 | 0 | 0 | 0.024026 | 0.023776 | 0.00025017 | 0 | 0.080156 | 0.05613 | 0 | -0.28901 | 2.8207 | 0.28901 | 0.36917
[9 empty] | 2014-02-25 | 16時 | 4.8946 | 0 | 0 | 0 | 0 | 0 | 0 | 0 | 0 | 0 | 0.5015 | 0 | 0 | 0 | 0 | 0 | 0 | 0 | 0 | 0.024857 | 0.023776 | 0.0010807 | 0.070329 | 0.37035 | 0.27516 | 0 | 0.0011799 | -0.011515 | -0.0011799 | 0.36917
[9 empty] | 2014-02-25 | 17時 | 5.3873 | 0 | 0 | 0 | 0 | 0 | 0 | 0 | 0 | 0 | 0.55198 | 0 | 0 | 0 | 0 | 0 | 0 | 0 | 0 | 0.036624 | 0.023776 | 0.012849 | 0.13006 | 0.44491 | 0.27822 | 0 | 0.075742 | -0.73925 | -0.075742 | 0.36917
[9 empty] | 2014-02-25 | 18時 | 2.8274 | 0 | 0 | 0 | 0 | 0 | 0 | 0 | 0 | 0 | 0.2897 | 0 | 0 | 0 | 0 | 0 | 0 | 0 | 0 | 0.036624 | 0.023776 | 0.012849 | 0.15964 | 0.41407 | 0.21781 | 0 | 0.044909 | -0.43831 | -0.044909 | 0.36917
[9 empty] | 2014-02-25 | 19時 | 7.2065 | 0 | 0 | 0 | 0 | 0 | 0 | 0 | 0 | 0 | 0.73837 | 0 | 0 | 0 | 0 | 0 | 0 | 0 | 0 | 0.024026 | 0.023776 | 0.00025017 | 0.067685 | 0.2273 | 0.13559 | 0 | -0.086357 | 0.84285 | 0.086357 | 0.31366
[9 empty] | 2014-02-25 | 20時 | 5.7586 | 0 | 0 | 0 | 0 | 0 | 0 | 0 | 0 | 0 | 0.59002 | 0 | 0 | 0 | 0 | 0 | 0 | 0 | 0 | 0.024446 | 0.023776 | 0.00067044 | 0.14104 | 0.29311 | 0.12762 | 0 | -0.076061 | 0.74235 | 0.076061 | 0.36917
[9 empty] | 2014-02-25 | 21時 | 5.6858 | 0 | 0 | 0 | 0 | 0 | 0 | 0 | 0 | 0 | 0.58256 | 0 | 0 | 0 | 0 | 0 | 0 | 0 | 0 | 0.036344 | 0.023776 | 0.012568 | 0.16291 | 0.4405 | 0.24124 | 0 | 0.07133 | -0.69618 | -0.07133 | 0.36917
[9 empty] | 2014-02-25 | 22時 | 0 | 0 | 0 | 0 | 0 | 0 | 0 | 0 | 0 | 0 | 0 | 0 | 0 | 0 | 0 | 0 | 0 | 0 | 0 | 0.036764 | 0.023776 | 0.012989 | 0.16493 | 0.38136 | 0.17966 | 0 | 0.11998 | -1.171 | -0.11998 | 0.26138
[9 empty] | 2014-02-25 | 23時 | 0 | 0 | 0 | 0 | 0 | 0 | 0 | 0 | 0 | 0 | 0 | 0 | 0 | 0 | 0 | 0 | 0 | 0 | 0 | 0.03039 | 0.023776 | 0.0066144 | 0.1312 | 0.31942 | 0.15783 | 0 | 0.13496 | -1.3172 | -0.13496 | 0.18446
[9 empty] | 2014-02-26 | 0時 | 0 | 0 | 0 | 0 | 0 | 0 | 0 | 0 | 0 | 0 | 0 | 0 | 0 | 0 | 0 | 0 | 0 | 0 | 0 | 0.024026 | 0.023776 | 0.00025017 | 0 | 0.18186 | 0.15783 | 0 | 0.087001 | -0.84913 | -0.087001 | 0.094856
[9 empty] | 2014-02-26 | 1時 | 0 | 0 | 0 | 0 | 0 | 0 | 0 | 0 | 0 | 0 | 0 | 0 | 0 | 0 | 0 | 0 | 0 | 0 | 0 | 0.024026 | 0.023776 | 0.00025017 | 0 | 0.072356 | 0.04833 | 0 | 0.026922 | -0.26276 | -0.026922 | 0.045434
[9 empty] | 2014-02-26 | 2時 | 0 | 0 | 0 | 0 | 0 | 0 | 0 | 0 | 0 | 0 | 0 | 0 | 0 | 0 | 0 | 0 | 0 | 0 | 0 | 0.024026 | 0.023776 | 0.00025017 | 0 | 0.080156 | 0.05613 | 0 | 0.031202 | -0.30453 | -0.031202 | 0.048955
[9 empty] | 2014-02-26 | 3時 | 0 | 0 | 0 | 0 | 0 | 0 | 0 | 0 | 0 | 0 | 0 | 0 | 0 | 0 | 0 | 0 | 0 | 0 | 0 | 0.024026 | 0.023776 | 0.00025017 | 0 | 0.080156 | 0.05613 | 0 | 0.031202 | -0.30453 | -0.031202 | 0.048955
[9 empty] | 2014-02-26 | 4時 | 0 | 0 | 0 | 0 | 0 | 0 | 0 | 0 | 0 | 0 | 0 | 0 | 0 | 0 | 0 | 0 | 0 | 0 | 0 | 0.024026 | 0.023776 | 0.00025017 | 0 | 0.072356 | 0.04833 | 0 | 0.026922 | -0.26276 | -0.026922 | 0.045434
[9 empty] | 2014-02-26 | 5時 | 0 | 0 | 0 | 0 | 0 | 0 | 0 | 0 | 0 | 0 | 0 | 0 | 0 | 0 | 0 | 0 | 0 | 0 | 0 | 0.024026 | 0.023776 | 0.00025017 | 0 | 0.080156 | 0.05613 | 0 | 0.031202 | -0.30453 | -0.031202 | 0.048955
[9 empty] | 2014-02-26 | 6時 | 0 | 0 | 0 | 0 | 0 | 0 | 0 | 0 | 0 | 0 | 0 | 0 | 0 | 0 | 0 | 0 | 0 | 0 | 0 | 0.024026 | 0.023776 | 0.00025017 | 0 | 0.080156 | 0.05613 | 0 | 0.031202 | -0.30453 | -0.031202 | 0.048955
[9 empty] | 2014-02-26 | 7時 | 23.9874 | 1.6306 | 0 | 0 | 0 | 0 | 0 | 0 | 0 | 0 | 2.2907 | 0 | 0 | 0 | 0 | 0 | 0 | 0 | 0 | 0.024857 | 0.023776 | 0.0010807 | 0.023666 | 0.23404 | 0.18552 | 0 | -0.20159 | 1.9675 | 0.20159 | 0.43564
[9 empty] | 2014-02-26 | 8時 | 6.4246 | 0 | 0 | 0 | 0 | 0 | 0 | 0 | 0 | 0 | 0.65826 | 0 | 0 | 0 | 0 | 0 | 0 | 0 | 0 | 0.031371 | 0.023776 | 0.0075951 | 0.11401 | 0.4267 | 0.28132 | 0 | -0.0089397 | 0.087251 | 0.0089397 | 0.43564
[9 empty] | 2014-02-26 | 9時 | 2.3399 | 0 | 0 | 0 | 0 | 0 | 0 | 0 | 0 | 0 | 0.23974 | 0 | 0 | 0 | 0 | 0 | 0 | 0 | 0 | 0.024446 | 0.023776 | 0.00067044 | 0.22373 | 0.50028 | 0.2521 | 0 | 0.064642 | -0.63091 | -0.064642 | 0.43564
[9 empty] | 2014-02-26 | 10時 | 2.645 | 0 | 0 | 0 | 0 | 0 | 0 | 0 | 0 | 0 | 0.27101 | 0 | 0 | 0 | 0 | 0 | 0 | 0 | 0 | 0.024857 | 0.023776 | 0.0010807 | 0.18888 | 0.44125 | 0.22751 | 0 | 0.0056114 | -0.054768 | -0.0056114 | 0.43564
[9 empty] | 2014-02-26 | 11時 | 2.337 | 0 | 0 | 0 | 0 | 0 | 0 | 0 | 0 | 0 | 0.23945 | 0 | 0 | 0 | 0 | 0 | 0 | 0 | 0 | 0.024446 | 0.023776 | 0.00067044 | 0.17015 | 0.4299 | 0.23531 | 0 | -0.0057372 | 0.055995 | 0.0057372 | 0.43564
[9 empty] | 2014-02-26 | 12時 | 0.58484 | 0 | 0 | 0 | 0 | 0 | 0 | 0 | 0 | 0 | 0.059923 | 0 | 0 | 0 | 0 | 0 | 0 | 0 | 0 | 0.03053 | 0.023776 | 0.0067545 | 0.15008 | 0.45344 | 0.27283 | 0 | 0.077749 | -0.75883 | -0.077749 | 0.3757
[9 empty] | 2014-02-26 | 13時 | 0 | 0 | 0 | 0 | 0 | 0 | 0 | 0 | 0 | 0 | 0 | 0 | 0 | 0 | 0 | 0 | 0 | 0 | 0 | 0.024446 | 0.023776 | 0.00067044 | 0.093998 | 0.16677 | 0.04833 | 0 | 0.036134 | -0.35267 | -0.036134 | 0.13064
[9 empty] | 2014-02-26 | 14時 | 0 | 0 | 0 | 0 | 0 | 0 | 0 | 0 | 0 | 0 | 0 | 0 | 0 | 0 | 0 | 0 | 0 | 0 | 0 | 0.024026 | 0.023776 | 0.00025017 | 0 | 0.080156 | 0.05613 | 0 | 0.031202 | -0.30453 | -0.031202 | 0.048955
[9 empty] | 2014-02-26 | 15時 | 1.5019 | 0 | 0 | 0 | 0 | 0 | 0 | 0 | 0 | 0 | 0.15389 | 0 | 0 | 0 | 0 | 0 | 0 | 0 | 0 | 0.024026 | 0.023776 | 0.00025017 | 0 | 0.080156 | 0.05613 | 0 | -0.10769 | 1.051 | 0.10769 | 0.18784
[9 empty] | 2014-02-26 | 16時 | 2.8152 | 0 | 0 | 0 | 0 | 0 | 0 | 0 | 0 | 0 | 0.28844 | 0 | 0 | 0 | 0 | 0 | 0 | 0 | 0 | 0.024857 | 0.023776 | 0.0010807 | 0.070329 | 0.37035 | 0.27516 | 0 | -0.06529 | 0.63723 | 0.06529 | 0.43564
[9 empty] | 2014-02-26 | 17時 | 3.2891 | 0 | 0 | 0 | 0 | 0 | 0 | 0 | 0 | 0 | 0.337 | 0 | 0 | 0 | 0 | 0 | 0 | 0 | 0 | 0.036624 | 0.023776 | 0.012849 | 0.13006 | 0.44491 | 0.27822 | 0 | 0.0092721 | -0.090496 | -0.0092721 | 0.43564
[9 empty] | 2014-02-26 | 18時 | 1.7841 | 0 | 0 | 0 | 0 | 0 | 0 | 0 | 0 | 0 | 0.18279 | 0 | 0 | 0 | 0 | 0 | 0 | 0 | 0 | 0.036624 | 0.023776 | 0.012849 | 0.15964 | 0.41407 | 0.21781 | 0 | -0.021562 | 0.21044 | 0.021562 | 0.43564
[9 empty] | 2014-02-26 | 19時 | 4.3147 | 0 | 0 | 0 | 0 | 0 | 0 | 0 | 0 | 0 | 0.44208 | 0 | 0 | 0 | 0 | 0 | 0 | 0 | 0 | 0.024026 | 0.023776 | 0.00025017 | 0.067685 | 0.2273 | 0.13559 | 0 | -0.15634 | 1.5259 | 0.15634 | 0.38365
[9 empty] | 2014-02-26 | 20時 | 3.9693 | 0 | 0 | 0 | 0 | 0 | 0 | 0 | 0 | 0 | 0.40669 | 0 | 0 | 0 | 0 | 0 | 0 | 0 | 0 | 0.024446 | 0.023776 | 0.00067044 | 0.14104 | 0.29311 | 0.12762 | 0 | -0.14253 | 1.3911 | 0.14253 | 0.43564
[9 empty] | 2014-02-26 | 21時 | 4.598 | 0 | 0 | 0 | 0 | 0 | 0 | 0 | 0 | 0 | 0.47111 | 0 | 0 | 0 | 0 | 0 | 0 | 0 | 0 | 0.036344 | 0.023776 | 0.012568 | 0.16291 | 0.4405 | 0.24124 | 0 | 0.0048595 | -0.047428 | -0.0048595 | 0.43564
[9 empty] | 2014-02-26 | 22時 | 0 | 0 | 0 | 0 | 0 | 0 | 0 | 0 | 0 | 0 | 0 | 0 | 0 | 0 | 0 | 0 | 0 | 0 | 0 | 0.036764 | 0.023776 | 0.012989 | 0.16493 | 0.38136 | 0.17966 | 0 | 0.072124 | -0.70393 | -0.072124 | 0.30923
[9 empty] | 2014-02-26 | 23時 | 0 | 0 | 0 | 0 | 0 | 0 | 0 | 0 | 0 | 0 | 0 | 0 | 0 | 0 | 0 | 0 | 0 | 0 | 0 | 0.03039 | 0.023776 | 0.0066144 | 0.1312 | 0.31942 | 0.15783 | 0 | 0.10039 | -0.97984 | -0.10039 | 0.21902
[9 empty] | 2014-02-27 | 0時 | 0 | 0 | 0 | 0 | 0 | 0 | 0 | 0 | 0 | 0 | 0 | 0 | 0 | 0 | 0 | 0 | 0 | 0 | 0 | 0.024026 | 0.023776 | 0.00025017 | 0.045276 | 0.22713 | 0.15783 | 0 | 0.13453 | -1.313 | -0.13453 | 0.092606
[9 empty] | 2014-02-27 | 1時 | 0 | 0 | 0 | 0 | 0 | 0 | 0 | 0 | 0 | 0 | 0 | 0 | 0 | 0 | 0 | 0 | 0 | 0 | 0 | 0.024026 | 0.023776 | 0.00025017 | 0 | 0.072356 | 0.04833 | 0 | 0.044331 | -0.43267 | -0.044331 | 0.028026
[9 empty] | 2014-02-27 | 2時 | 0 | 0 | 0 | 0 | 0 | 0 | 0 | 0 | 0 | 0 | 0 | 0 | 0 | 0 | 0 | 0 | 0 | 0 | 0 | 0.024026 | 0.023776 | 0.00025017 | 0 | 0.080156 | 0.05613 | 0 | 0.049613 | -0.48422 | -0.049613 | 0.030544
[9 empty] | 2014-02-27 | 3時 | 0 | 0 | 0 | 0 | 0 | 0 | 0 | 0 | 0 | 0 | 0 | 0 | 0 | 0 | 0 | 0 | 0 | 0 | 0 | 0.024026 | 0.023776 | 0.00025017 | 0 | 0.080156 | 0.05613 | 0 | 0.049613 | -0.48422 | -0.049613 | 0.030544
[9 empty] | 2014-02-27 | 4時 | 0 | 0 | 0 | 0 | 0 | 0 | 0 | 0 | 0 | 0 | 0 | 0 | 0 | 0 | 0 | 0 | 0 | 0 | 0 | 0.024026 | 0.023776 | 0.00025017 | 0 | 0.072356 | 0.04833 | 0 | 0.044331 | -0.43267 | -0.044331 | 0.028026
[9 empty] | 2014-02-27 | 5時 | 20.3112 | 2.7204 | 0 | 0 | 0 | 0 | 0 | 0 | 0 | 0 | 1.8023 | 0 | 0 | 0 | 0 | 0 | 0 | 0 | 0 | 0.024026 | 0.023776 | 0.00025017 | 0 | 0.080156 | 0.05613 | 0 | -0.22696 | 2.2151 | 0.22696 | 0.30711
[9 empty] | 2014-02-27 | 6時 | 5.4405 | 0 | 0 | 0 | 0 | 0 | 0 | 0 | 0 | 0 | 0.55743 | 0 | 0 | 0 | 0 | 0 | 0 | 0 | 0 | 0.03053 | 0.023776 | 0.0067545 | 0.018231 | 0.30998 | 0.26122 | 0 | 0.0028691 | -0.028002 | -0.0028691 | 0.30711
[9 empty] | 2014-02-27 | 7時 | 4.4276 | 0 | 0 | 0 | 0 | 0 | 0 | 0 | 0 | 0 | 0.45365 | 0 | 0 | 0 | 0 | 0 | 0 | 0 | 0 | 0.024857 | 0.023776 | 0.0010807 | 0.11469 | 0.3877 | 0.24816 | 0 | 0.080591 | -0.78657 | -0.080591 | 0.30711
[9 empty] | 2014-02-27 | 8時 | 3.8177 | 0 | 0 | 0 | 0 | 0 | 0 | 0 | 0 | 0 | 0.39116 | 0 | 0 | 0 | 0 | 0 | 0 | 0 | 0 | 0.024857 | 0.023776 | 0.0010807 | 0.064563 | 0.2343 | 0.14488 | 0 | -0.072816 | 0.71069 | 0.072816 | 0.30711
[9 empty] | 2014-02-27 | 9時 | 0 | 0 | 0 | 0 | 0 | 0 | 0 | 0 | 0 | 0 | 0 | 0 | 0 | 0 | 0 | 0 | 0 | 0 | 0 | 0.024026 | 0.023776 | 0.00025017 | 0.16544 | 0.52635 | 0.33688 | 0 | 0.28683 | -2.7995 | -0.28683 | 0.23951
[9 empty] | 2014-02-27 | 10時 | 0 | 0 | 0 | 0 | 0 | 0 | 0 | 0 | 0 | 0 | 0 | 0 | 0 | 0 | 0 | 0 | 0 | 0 | 0 | 0.024446 | 0.023776 | 0.00067044 | 0.053027 | 0.1258 | 0.04833 | 0 | 0.063283 | -0.61765 | -0.063283 | 0.06252
[9 empty] | 2014-02-27 | 11時 | 8.314 | 0 | 0 | 0 | 0 | 0 | 0 | 0 | 0 | 0 | 0.85184 | 0 | 0 | 0 | 0 | 0 | 0 | 0 | 0 | 0.024026 | 0.023776 | 0.00025017 | 0.0026381 | 0.082794 | 0.05613 | 0 | -0.22432 | 2.1894 | 0.22432 | 0.30711
[9 empty] | 2014-02-27 | 12時 | 2.5972 | 0 | 0 | 0 | 0 | 0 | 0 | 0 | 0 | 0 | 0.26611 | 0 | 0 | 0 | 0 | 0 | 0 | 0 | 0 | 0.03053 | 0.023776 | 0.0067545 | 0.029502 | 0.33286 | 0.27283 | 0 | 0.025748 | -0.2513 | -0.025748 | 0.30711
[9 empty] | 2014-02-27 | 13時 | 0 | 0 | 0 | 0 | 0 | 0 | 0 | 0 | 0 | 0 | 0 | 0 | 0 | 0 | 0 | 0 | 0 | 0 | 0 | 0.024446 | 0.023776 | 0.00067044 | 0.058042 | 0.13082 | 0.04833 | 0 | 0.065064 | -0.63503 | -0.065064 | 0.065754
[9 empty] | 2014-02-27 | 14時 | 0 | 0 | 0 | 0 | 0 | 0 | 0 | 0 | 0 | 0 | 0 | 0 | 0 | 0 | 0 | 0 | 0 | 0 | 0 | 0.024026 | 0.023776 | 0.00025017 | 0.024487 | 0.10464 | 0.05613 | 0 | 0.058292 | -0.56893 | -0.058292 | 0.046351
[9 empty] | 2014-02-27 | 15時 | 4.0347 | 0 | 0 | 0 | 0 | 0 | 0 | 0 | 0 | 0 | 0.41339 | 0 | 0 | 0 | 0 | 0 | 0 | 0 | 0 | 0.024026 | 0.023776 | 0.00025017 | 0 | 0.080156 | 0.05613 | 0 | -0.2172 | 2.1198 | 0.2172 | 0.29735
[9 empty] | 2014-02-27 | 16時 | 2.2427 | 0 | 0 | 0 | 0 | 0 | 0 | 0 | 0 | 0 | 0.22979 | 0 | 0 | 0 | 0 | 0 | 0 | 0 | 0 | 0.024446 | 0.023776 | 0.00067044 | 0.033816 | 0.10659 | 0.04833 | 0 | -0.091834 | 0.8963 | 0.091834 | 0.19843
[9 empty] | 2014-02-27 | 17時 | 5.781 | 0 | 0 | 0 | 0 | 0 | 0 | 0 | 0 | 0 | 0.59232 | 0 | 0 | 0 | 0 | 0 | 0 | 0 | 0 | 0.024446 | 0.023776 | 0.00067044 | 0.056835 | 0.28621 | 0.20493 | 0 | -0.020903 | 0.20401 | 0.020903 | 0.30711
[9 empty] | 2014-02-27 | 18時 | 3.2875 | 0 | 0 | 0 | 0 | 0 | 0 | 0 | 0 | 0 | 0.33683 | 0 | 0 | 0 | 0 | 0 | 0 | 0 | 0 | 0.036624 | 0.023776 | 0.012849 | 0.066494 | 0.4419 | 0.33878 | 0 | 0.13478 | -1.3155 | -0.13478 | 0.30711
[9 empty] | 2014-02-27 | 19時 | 4.6625 | 0 | 0 | 0 | 0 | 0 | 0 | 0 | 0 | 0 | 0.47771 | 0 | 0 | 0 | 0 | 0 | 0 | 0 | 0 | 0.036624 | 0.023776 | 0.012849 | 0.16307 | 0.33458 | 0.13488 | 0 | 0.078562 | -0.76676 | -0.078562 | 0.25601
[9 empty] | 2014-02-27 | 20時 | 5.4095 | 0 | 0 | 0 | 0 | 0 | 0 | 0 | 0 | 0 | 0.55425 | 0 | 0 | 0 | 0 | 0 | 0 | 0 | 0 | 0.024446 | 0.023776 | 0.00067044 | 0.088224 | 0.24028 | 0.12761 | 0 | -0.066833 | 0.65229 | 0.066833 | 0.30711
[9 empty] | 2014-02-27 | 21時 | 6.0479 | 0 | 0 | 0 | 0 | 0 | 0 | 0 | 0 | 0 | 0.61966 | 0 | 0 | 0 | 0 | 0 | 0 | 0 | 0 | 0.024446 | 0.023776 | 0.00067044 | 0.14284 | 0.35471 | 0.18743 | 0 | 0.047597 | -0.46455 | -0.047597 | 0.30711
[9 empty] | 2014-02-27 | 22時 | 4.3663 | 0 | 0 | 0 | 0 | 0 | 0 | 0 | 0 | 0 | 0.44736 | 0 | 0 | 0 | 0 | 0 | 0 | 0 | 0 | 0.036344 | 0.023776 | 0.012568 | 0.16493 | 0.39307 | 0.19179 | 0 | 0.085954 | -0.83891 | -0.085954 | 0.30711
[9 empty] | 2014-02-27 | 23時 | 0 | 0 | 0 | 0 | 0 | 0 | 0 | 0 | 0 | 0 | 0 | 0 | 0 | 0 | 0 | 0 | 0 | 0 | 0 | 0.037175 | 0.023776 | 0.013399 | 0.17268 | 0.42753 | 0.21768 | 0 | 0.2135 | -2.0837 | -0.2135 | 0.21404
[9 empty] | 2014-02-28 | 0時 | 0 | 0 | 0 | 0 | 0 | 0 | 0 | 0 | 0 | 0 | 0 | 0 | 0 | 0 | 0 | 0 | 0 | 0 | 0 | 0.024026 | 0.023776 | 0.00025017 | 0.045276 | 0.22713 | 0.15783 | 0 | 0.15092 | -1.4729 | -0.15092 | 0.076216
[9 empty] | 2014-02-28 | 1時 | 0 | 0 | 0 | 0 | 0 | 0 | 0 | 0 | 0 | 0 | 0 | 0 | 0 | 0 | 0 | 0 | 0 | 0 | 0 | 0.024026 | 0.023776 | 0.00025017 | 0 | 0.072356 | 0.04833 | 0 | 0.050948 | -0.49725 | -0.050948 | 0.021409
[9 empty] | 2014-02-28 | 2時 | 0 | 0 | 0 | 0 | 0 | 0 | 0 | 0 | 0 | 0 | 0 | 0 | 0 | 0 | 0 | 0 | 0 | 0 | 0 | 0.024026 | 0.023776 | 0.00025017 | 0 | 0.080156 | 0.05613 | 0 | 0.056611 | -0.55252 | -0.056611 | 0.023546
[9 empty] | 2014-02-28 | 3時 | 0 | 0 | 0 | 0 | 0 | 0 | 0 | 0 | 0 | 0 | 0 | 0 | 0 | 0 | 0 | 0 | 0 | 0 | 0 | 0.024026 | 0.023776 | 0.00025017 | 0 | 0.080156 | 0.05613 | 0 | 0.056611 | -0.55252 | -0.056611 | 0.023546
[9 empty] | 2014-02-28 | 4時 | 0 | 0 | 0 | 0 | 0 | 0 | 0 | 0 | 0 | 0 | 0 | 0 | 0 | 0 | 0 | 0 | 0 | 0 | 0 | 0.024026 | 0.023776 | 0.00025017 | 0 | 0.072356 | 0.04833 | 0 | 0.050948 | -0.49725 | -0.050948 | 0.021409
[9 empty] | 2014-02-28 | 5時 | 12.5411 | 0 | 0 | 0 | 0 | 0 | 0 | 0 | 0 | 0 | 1.2849 | 0 | 0 | 0 | 0 | 0 | 0 | 0 | 0 | 0.024026 | 0.023776 | 0.00025017 | 0 | 0.080156 | 0.05613 | 0 | -0.17811 | 1.7383 | 0.17811 | 0.25826
[9 empty] | 2014-02-28 | 6時 | 3.3457 | 0 | 0 | 0 | 0 | 0 | 0 | 0 | 0 | 0 | 0.3428 | 0 | 0 | 0 | 0 | 0 | 0 | 0 | 0 | 0.03053 | 0.023776 | 0.0067545 | 0.018231 | 0.30998 | 0.26122 | 0 | 0.051721 | -0.5048 | -0.051721 | 0.25826
[9 empty] | 2014-02-28 | 7時 | 2.9948 | 0 | 0 | 0 | 0 | 0 | 0 | 0 | 0 | 0 | 0.30685 | 0 | 0 | 0 | 0 | 0 | 0 | 0 | 0 | 0.024857 | 0.023776 | 0.0010807 | 0.11469 | 0.3877 | 0.24816 | 0 | 0.12944 | -1.2634 | -0.12944 | 0.25826
[9 empty] | 2014-02-28 | 8時 | 2.7053 | 0 | 0 | 0 | 0 | 0 | 0 | 0 | 0 | 0 | 0.27718 | 0 | 0 | 0 | 0 | 0 | 0 | 0 | 0 | 0.024857 | 0.023776 | 0.0010807 | 0.064563 | 0.2343 | 0.14488 | 0 | -0.010979 | 0.10716 | 0.010979 | 0.24528
[9 empty] | 2014-02-28 | 9時 | 0 | 0 | 0 | 0 | 0 | 0 | 0 | 0 | 0 | 0 | 0 | 0 | 0 | 0 | 0 | 0 | 0 | 0 | 0 | 0.024026 | 0.023776 | 0.00025017 | 0.16544 | 0.52635 | 0.33688 | 0 | 0.32546 | -3.1765 | -0.32546 | 0.20089
[9 empty] | 2014-02-28 | 10時 | 0 | 0 | 0 | 0 | 0 | 0 | 0 | 0 | 0 | 0 | 0 | 0 | 0 | 0 | 0 | 0 | 0 | 0 | 0 | 0.024446 | 0.023776 | 0.00067044 | 0.053027 | 0.1258 | 0.04833 | 0 | 0.075121 | -0.73318 | -0.075121 | 0.050683
[9 empty] | 2014-02-28 | 11時 | 8.7988 | 0 | 0 | 0 | 0 | 0 | 0 | 0 | 0 | 0 | 0.90152 | 0 | 0 | 0 | 0 | 0 | 0 | 0 | 0 | 0.024026 | 0.023776 | 0.00025017 | 0.0026381 | 0.082794 | 0.05613 | 0 | -0.17547 | 1.7126 | 0.17547 | 0.25826
[9 empty] | 2014-02-28 | 12時 | 3.7609 | 0 | 0 | 0 | 0 | 0 | 0 | 0 | 0 | 0 | 0.38534 | 0 | 0 | 0 | 0 | 0 | 0 | 0 | 0 | 0.03053 | 0.023776 | 0.0067545 | 0.029502 | 0.33286 | 0.27283 | 0 | 0.0746 | -0.72809 | -0.0746 | 0.25826
[9 empty] | 2014-02-28 | 13時 | 0 | 0 | 0 | 0 | 0 | 0 | 0 | 0 | 0 | 0 | 0 | 0 | 0 | 0 | 0 | 0 | 0 | 0 | 0 | 0.024446 | 0.023776 | 0.00067044 | 0.058042 | 0.13082 | 0.04833 | 0 | 0.077391 | -0.75533 | -0.077391 | 0.053428
[9 empty] | 2014-02-28 | 14時 | 0 | 0 | 0 | 0 | 0 | 0 | 0 | 0 | 0 | 0 | 0 | 0 | 0 | 0 | 0 | 0 | 0 | 0 | 0 | 0.024026 | 0.023776 | 0.00025017 | 0.024487 | 0.10464 | 0.05613 | 0 | 0.067682 | -0.66058 | -0.067682 | 0.036961
[9 empty] | 2014-02-28 | 15時 | 8.9829 | 0 | 0 | 0 | 0 | 0 | 0 | 0 | 0 | 0 | 0.92038 | 0 | 0 | 0 | 0 | 0 | 0 | 0 | 0 | 0.024026 | 0.023776 | 0.00025017 | 0 | 0.080156 | 0.05613 | 0 | -0.17811 | 1.7383 | 0.17811 | 0.25826
[9 empty] | 2014-02-28 | 16時 | 3.8385 | 0 | 0 | 0 | 0 | 0 | 0 | 0 | 0 | 0 | 0.39328 | 0 | 0 | 0 | 0 | 0 | 0 | 0 | 0 | 0.024446 | 0.023776 | 0.00067044 | 0.033816 | 0.10659 | 0.04833 | 0 | -0.14898 | 1.4541 | 0.14898 | 0.25558
[9 empty] | 2014-02-28 | 17時 | 6.9652 | 0 | 0 | 0 | 0 | 0 | 0 | 0 | 0 | 0 | 0.71365 | 0 | 0 | 0 | 0 | 0 | 0 | 0 | 0 | 0.024446 | 0.023776 | 0.00067044 | 0.056835 | 0.28621 | 0.20493 | 0 | 0.027949 | -0.27278 | -0.027949 | 0.25826
[9 empty] | 2014-02-28 | 18時 | 3.7253 | 0 | 0 | 0 | 0 | 0 | 0 | 0 | 0 | 0 | 0.38169 | 0 | 0 | 0 | 0 | 0 | 0 | 0 | 0 | 0.036624 | 0.023776 | 0.012849 | 0.066494 | 0.4419 | 0.33878 | 0 | 0.18363 | -1.7923 | -0.18363 | 0.25826
[9 empty] | 2014-02-28 | 19時 | 5.7075 | 0 | 0 | 0 | 0 | 0 | 0 | 0 | 0 | 0 | 0.58478 | 0 | 0 | 0 | 0 | 0 | 0 | 0 | 0 | 0.036624 | 0.023776 | 0.012849 | 0.16307 | 0.33458 | 0.13488 | 0 | 0.12747 | -1.2441 | -0.12747 | 0.20711
[9 empty] | 2014-02-28 | 20時 | 5.1574 | 0 | 0 | 0 | 0 | 0 | 0 | 0 | 0 | 0 | 0.52843 | 0 | 0 | 0 | 0 | 0 | 0 | 0 | 0 | 0.024446 | 0.023776 | 0.00067044 | 0.088224 | 0.24028 | 0.12761 | 0 | -0.017982 | 0.1755 | 0.017982 | 0.25826
[9 empty] | 2014-02-28 | 21時 | 6.0959 | 0 | 0 | 0 | 0 | 0 | 0 | 0 | 0 | 0 | 0.62458 | 0 | 0 | 0 | 0 | 0 | 0 | 0 | 0 | 0.024446 | 0.023776 | 0.00067044 | 0.14284 | 0.35471 | 0.18743 | 0 | 0.096449 | -0.94134 | -0.096449 | 0.25826
[9 empty] | 2014-02-28 | 22時 | 4.533 | 0 | 0 | 0 | 0 | 0 | 0 | 0 | 0 | 0 | 0.46445 | 0 | 0 | 0 | 0 | 0 | 0 | 0 | 0 | 0.036344 | 0.023776 | 0.012568 | 0.16493 | 0.39307 | 0.19179 | 0 | 0.13481 | -1.3157 | -0.13481 | 0.25826
[9 empty] | 2014-02-28 | 23時 | 0 | 0 | 0 | 0 | 0 | 0 | 0 | 0 | 0 | 0 | 0 | 0 | 0 | 0 | 0 | 0 | 0 | 0 | 0 | 0.037175 | 0.023776 | 0.013399 | 0.17268 | 0.42753 | 0.21768 | 0 | 0.24826 | -2.423 | -0.24826 | 0.17927
[9 empty] | 2014-03-01 | 0時 | 0 | 0 | 0 | 0 | 0 | 0 | 0 | 0 | 0 | 0 | 0 | 0 | 0 | 0 | 0 | 0 | 0 | 0 | 0 | 0.024026 | 0.023776 | 0.00025017 | 0.045276 | 0.22713 | 0.15783 | 0 | 0.13245 | -1.2927 | -0.13245 | 0.09468
[9 empty] | 2014-03-01 | 1時 | 0 | 0 | 0 | 0 | 0 | 0 | 0 | 0 | 0 | 0 | 0 | 0 | 0 | 0 | 0 | 0 | 0 | 0 | 0 | 0.024026 | 0.023776 | 0.00025017 | 0 | 0.072356 | 0.04833 | 0 | 0.043494 | -0.4245 | -0.043494 | 0.028863
[9 empty] | 2014-03-01 | 2時 | 0 | 0 | 0 | 0 | 0 | 0 | 0 | 0 | 0 | 0 | 0 | 0 | 0 | 0 | 0 | 0 | 0 | 0 | 0 | 0.024026 | 0.023776 | 0.00025017 | 0 | 0.080156 | 0.05613 | 0 | 0.048727 | -0.47558 | -0.048727 | 0.031429
[9 empty] | 2014-03-01 | 3時 | 0 | 0 | 0 | 0 | 0 | 0 | 0 | 0 | 0 | 0 | 0 | 0 | 0 | 0 | 0 | 0 | 0 | 0 | 0 | 0.024026 | 0.023776 | 0.00025017 | 0 | 0.080156 | 0.05613 | 0 | 0.048727 | -0.47558 | -0.048727 | 0.031429
[9 empty] | 2014-03-01 | 4時 | 0 | 0 | 0 | 0 | 0 | 0 | 0 | 0 | 0 | 0 | 0 | 0 | 0 | 0 | 0 | 0 | 0 | 0 | 0 | 0.024026 | 0.023776 | 0.00025017 | 0 | 0.072356 | 0.04833 | 0 | 0.043494 | -0.4245 | -0.043494 | 0.028863
[9 empty] | 2014-03-01 | 5時 | 22.0259 | 4.5394 | 0 | 0 | 0 | 0 | 0 | 0 | 0 | 0 | 1.7917 | 0 | 0 | 0 | 0 | 0 | 0 | 0 | 0 | 0.024026 | 0.023776 | 0.00025017 | 0 | 0.080156 | 0.05613 | 0 | -0.23314 | 2.2754 | 0.23314 | 0.31329
[9 empty] | 2014-03-01 | 6時 | 6.4905 | 0 | 0 | 0 | 0 | 0 | 0 | 0 | 0 | 0 | 0.66501 | 0 | 0 | 0 | 0 | 0 | 0 | 0 | 0 | 0.03053 | 0.023776 | 0.0067545 | 0.018231 | 0.30998 | 0.26122 | 0 | -0.0033111 | 0.032316 | 0.0033111 | 0.31329
[9 empty] | 2014-03-01 | 7時 | 3.8297 | 0 | 0 | 0 | 0 | 0 | 0 | 0 | 0 | 0 | 0.39238 | 0 | 0 | 0 | 0 | 0 | 0 | 0 | 0 | 0.024857 | 0.023776 | 0.0010807 | 0.11469 | 0.3877 | 0.24816 | 0 | 0.074411 | -0.72625 | -0.074411 | 0.31329
[9 empty] | 2014-03-01 | 8時 | 2.9767 | 0 | 0 | 0 | 0 | 0 | 0 | 0 | 0 | 0 | 0.30499 | 0 | 0 | 0 | 0 | 0 | 0 | 0 | 0 | 0.024857 | 0.023776 | 0.0010807 | 0.064563 | 0.2343 | 0.14488 | 0 | -0.078996 | 0.771 | 0.078996 | 0.31329
[9 empty] | 2014-03-01 | 9時 | 0 | 0 | 0 | 0 | 0 | 0 | 0 | 0 | 0 | 0 | 0 | 0 | 0 | 0 | 0 | 0 | 0 | 0 | 0 | 0.024026 | 0.023776 | 0.00025017 | 0.16544 | 0.52635 | 0.33688 | 0 | 0.28195 | -2.7518 | -0.28195 | 0.2444
[9 empty] | 2014-03-01 | 10時 | 0 | 0 | 0 | 0 | 0 | 0 | 0 | 0 | 0 | 0 | 0 | 0 | 0 | 0 | 0 | 0 | 0 | 0 | 0 | 0.024446 | 0.023776 | 0.00067044 | 0.053027 | 0.1258 | 0.04833 | 0 | 0.061786 | -0.60303 | -0.061786 | 0.064018
[9 empty] | 2014-03-01 | 11時 | 4.2428 | 0 | 0 | 0 | 0 | 0 | 0 | 0 | 0 | 0 | 0.43471 | 0 | 0 | 0 | 0 | 0 | 0 | 0 | 0 | 0.024026 | 0.023776 | 0.00025017 | 0.0026381 | 0.082794 | 0.05613 | 0 | -0.2305 | 2.2497 | 0.2305 | 0.31329
[9 empty] | 2014-03-01 | 12時 | 1.587 | 0 | 0 | 0 | 0 | 0 | 0 | 0 | 0 | 0 | 0.16261 | 0 | 0 | 0 | 0 | 0 | 0 | 0 | 0 | 0.03053 | 0.023776 | 0.0067545 | 0.029502 | 0.33286 | 0.27283 | 0 | 0.075052 | -0.73251 | -0.075052 | 0.25781
[9 empty] | 2014-03-01 | 13時 | 0 | 0 | 0 | 0 | 0 | 0 | 0 | 0 | 0 | 0 | 0 | 0 | 0 | 0 | 0 | 0 | 0 | 0 | 0 | 0.024446 | 0.023776 | 0.00067044 | 0.058042 | 0.13082 | 0.04833 | 0 | 0.063505 | -0.61981 | -0.063505 | 0.067314
[9 empty] | 2014-03-01 | 14時 | 0 | 0 | 0 | 0 | 0 | 0 | 0 | 0 | 0 | 0 | 0 | 0 | 0 | 0 | 0 | 0 | 0 | 0 | 0 | 0.024026 | 0.023776 | 0.00025017 | 0.024487 | 0.10464 | 0.05613 | 0 | 0.057104 | -0.55734 | -0.057104 | 0.047539
[9 empty] | 2014-03-01 | 15時 | 2.9039 | 0 | 0 | 0 | 0 | 0 | 0 | 0 | 0 | 0 | 0.29753 | 0 | 0 | 0 | 0 | 0 | 0 | 0 | 0 | 0.024026 | 0.023776 | 0.00025017 | 0 | 0.080156 | 0.05613 | 0 | -0.14698 | 1.4345 | 0.14698 | 0.22714
[9 empty] | 2014-03-01 | 16時 | 1.9018 | 0 | 0 | 0 | 0 | 0 | 0 | 0 | 0 | 0 | 0.19486 | 0 | 0 | 0 | 0 | 0 | 0 | 0 | 0 | 0.024446 | 0.023776 | 0.00067044 | 0.033816 | 0.10659 | 0.04833 | 0 | -0.072959 | 0.71208 | 0.072959 | 0.17955
[9 empty] | 2014-03-01 | 17時 | 5.1585 | 0 | 0 | 0 | 0 | 0 | 0 | 0 | 0 | 0 | 0.52853 | 0 | 0 | 0 | 0 | 0 | 0 | 0 | 0 | 0.024446 | 0.023776 | 0.00067044 | 0.056835 | 0.28621 | 0.20493 | 0 | -0.027083 | 0.26433 | 0.027083 | 0.31329
[9 empty] | 2014-03-01 | 18時 | 4.3456 | 0 | 0 | 0 | 0 | 0 | 0 | 0 | 0 | 0 | 0.44524 | 0 | 0 | 0 | 0 | 0 | 0 | 0 | 0 | 0.036624 | 0.023776 | 0.012849 | 0.066494 | 0.4419 | 0.33878 | 0 | 0.1286 | -1.2552 | -0.1286 | 0.31329
[9 empty] | 2014-03-01 | 19時 | 5.9189 | 0 | 0 | 0 | 0 | 0 | 0 | 0 | 0 | 0 | 0.60644 | 0 | 0 | 0 | 0 | 0 | 0 | 0 | 0 | 0.036624 | 0.023776 | 0.012849 | 0.16307 | 0.33458 | 0.13488 | 0 | 0.07306 | -0.71307 | -0.07306 | 0.26152
[9 empty] | 2014-03-01 | 20時 | 5.5541 | 0 | 0 | 0 | 0 | 0 | 0 | 0 | 0 | 0 | 0.56907 | 0 | 0 | 0 | 0 | 0 | 0 | 0 | 0 | 0.024446 | 0.023776 | 0.00067044 | 0.088224 | 0.24028 | 0.12761 | 0 | -0.073013 | 0.71261 | 0.073013 | 0.31329
[9 empty] | 2014-03-01 | 21時 | 6.3663 | 0 | 0 | 0 | 0 | 0 | 0 | 0 | 0 | 0 | 0.65229 | 0 | 0 | 0 | 0 | 0 | 0 | 0 | 0 | 0.024446 | 0.023776 | 0.00067044 | 0.14284 | 0.35471 | 0.18743 | 0 | 0.041417 | -0.40423 | -0.041417 | 0.31329
[9 empty] | 2014-03-01 | 22時 | 4.619 | 0 | 0 | 0 | 0 | 0 | 0 | 0 | 0 | 0 | 0.47325 | 0 | 0 | 0 | 0 | 0 | 0 | 0 | 0 | 0.036344 | 0.023776 | 0.012568 | 0.16493 | 0.39307 | 0.19179 | 0 | 0.079774 | -0.7786 | -0.079774 | 0.31329
[9 empty] | 2014-03-01 | 23時 | 0 | 0 | 0 | 0 | 0 | 0 | 0 | 0 | 0 | 0 | 0 | 0 | 0 | 0 | 0 | 0 | 0 | 0 | 0 | 0.037175 | 0.023776 | 0.013399 | 0.17268 | 0.42753 | 0.21768 | 0 | 0.2091 | -2.0408 | -0.2091 | 0.21844
[9 empty] | 2014-03-02 | 0時 | 0 | 0 | 0 | 0 | 0 | 0 | 0 | 0 | 0 | 0 | 0 | 0 | 0 | 0 | 0 | 0 | 0 | 0 | 0 | 0.024026 | 0.023776 | 0.00025017 | 0.045276 | 0.22713 | 0.15783 | 0 | 0.12724 | -1.2419 | -0.12724 | 0.099893
[9 empty] | 2014-03-02 | 1時 | 0 | 0 | 0 | 0 | 0 | 0 | 0 | 0 | 0 | 0 | 0 | 0 | 0 | 0 | 0 | 0 | 0 | 0 | 0 | 0.024026 | 0.023776 | 0.00025017 | 0 | 0.072356 | 0.04833 | 0 | 0.041389 | -0.40395 | -0.041389 | 0.030968
[9 empty] | 2014-03-02 | 2時 | 0 | 0 | 0 | 0 | 0 | 0 | 0 | 0 | 0 | 0 | 0 | 0 | 0 | 0 | 0 | 0 | 0 | 0 | 0 | 0.024026 | 0.023776 | 0.00025017 | 0 | 0.080156 | 0.05613 | 0 | 0.046501 | -0.45385 | -0.046501 | 0.033655
[9 empty] | 2014-03-02 | 3時 | 0 | 0 | 0 | 0 | 0 | 0 | 0 | 0 | 0 | 0 | 0 | 0 | 0 | 0 | 0 | 0 | 0 | 0 | 0 | 0.024026 | 0.023776 | 0.00025017 | 0 | 0.080156 | 0.05613 | 0 | 0.046501 | -0.45385 | -0.046501 | 0.033655
[9 empty] | 2014-03-02 | 4時 | 0 | 0 | 0 | 0 | 0 | 0 | 0 | 0 | 0 | 0 | 0 | 0 | 0 | 0 | 0 | 0 | 0 | 0 | 0 | 0.024026 | 0.023776 | 0.00025017 | 0 | 0.072356 | 0.04833 | 0 | 0.041389 | -0.40395 | -0.041389 | 0.030968
[9 empty] | 2014-03-02 | 5時 | 16.4179 | 0 | 0 | 0 | 0 | 0 | 0 | 0 | 0 | 0 | 1.6822 | 0 | 0 | 0 | 0 | 0 | 0 | 0 | 0 | 0.024026 | 0.023776 | 0.00025017 | 0 | 0.080156 | 0.05613 | 0 | -0.24868 | 2.4271 | 0.24868 | 0.32883
[9 empty] | 2014-03-02 | 6時 | 3.7848 | 0 | 0 | 0 | 0 | 0 | 0 | 0 | 0 | 0 | 0.38778 | 0 | 0 | 0 | 0 | 0 | 0 | 0 | 0 | 0.03053 | 0.023776 | 0.0067545 | 0.018231 | 0.30998 | 0.26122 | 0 | -0.018851 | 0.18398 | 0.018851 | 0.32883
[9 empty] | 2014-03-02 | 7時 | 2.9084 | 0 | 0 | 0 | 0 | 0 | 0 | 0 | 0 | 0 | 0.29799 | 0 | 0 | 0 | 0 | 0 | 0 | 0 | 0 | 0.024857 | 0.023776 | 0.0010807 | 0.11469 | 0.3877 | 0.24816 | 0 | 0.058871 | -0.57458 | -0.058871 | 0.32883
[9 empty] | 2014-03-02 | 8時 | 2.5461 | 0 | 0 | 0 | 0 | 0 | 0 | 0 | 0 | 0 | 0.26087 | 0 | 0 | 0 | 0 | 0 | 0 | 0 | 0 | 0.024857 | 0.023776 | 0.0010807 | 0.064563 | 0.2343 | 0.14488 | 0 | -0.06697 | 0.65363 | 0.06697 | 0.30127
[9 empty] | 2014-03-02 | 9時 | 0 | 0 | 0 | 0 | 0 | 0 | 0 | 0 | 0 | 0 | 0 | 0 | 0 | 0 | 0 | 0 | 0 | 0 | 0 | 0.024026 | 0.023776 | 0.00025017 | 0.16544 | 0.52635 | 0.33688 | 0 | 0.26966 | -2.6319 | -0.26966 | 0.25669
[9 empty] | 2014-03-02 | 10時 | 0 | 0 | 0 | 0 | 0 | 0 | 0 | 0 | 0 | 0 | 0 | 0 | 0 | 0 | 0 | 0 | 0 | 0 | 0 | 0.024446 | 0.023776 | 0.00067044 | 0.053027 | 0.1258 | 0.04833 | 0 | 0.058021 | -0.56628 | -0.058021 | 0.067783
[9 empty] | 2014-03-02 | 11時 | 2.4903 | 0 | 0 | 0 | 0 | 0 | 0 | 0 | 0 | 0 | 0.25516 | 0 | 0 | 0 | 0 | 0 | 0 | 0 | 0 | 0.024026 | 0.023776 | 0.00025017 | 0.0026381 | 0.082794 | 0.05613 | 0 | -0.12844 | 1.2536 | 0.12844 | 0.21123
[9 empty] | 2014-03-02 | 12時 | 0.78385 | 0 | 0 | 0 | 0 | 0 | 0 | 0 | 0 | 0 | 0.080313 | 0 | 0 | 0 | 0 | 0 | 0 | 0 | 0 | 0.03053 | 0.023776 | 0.0067545 | 0.029502 | 0.33286 | 0.27283 | 0 | 0.11882 | -1.1597 | -0.11882 | 0.21404
[9 empty] | 2014-03-02 | 13時 | 0 | 0 | 0 | 0 | 0 | 0 | 0 | 0 | 0 | 0 | 0 | 0 | 0 | 0 | 0 | 0 | 0 | 0 | 0 | 0.024446 | 0.023776 | 0.00067044 | 0.058042 | 0.13082 | 0.04833 | 0 | 0.059584 | -0.58154 | -0.059584 | 0.071235
[9 empty] | 2014-03-02 | 14時 | 0 | 0 | 0 | 0 | 0 | 0 | 0 | 0 | 0 | 0 | 0 | 0 | 0 | 0 | 0 | 0 | 0 | 0 | 0 | 0.024026 | 0.023776 | 0.00025017 | 0.024487 | 0.10464 | 0.05613 | 0 | 0.054117 | -0.52818 | -0.054117 | 0.050526
[9 empty] | 2014-03-02 | 15時 | 1.719 | 0 | 0 | 0 | 0 | 0 | 0 | 0 | 0 | 0 | 0.17613 | 0 | 0 | 0 | 0 | 0 | 0 | 0 | 0 | 0.024026 | 0.023776 | 0.00025017 | 0 | 0.080156 | 0.05613 | 0 | -0.07482 | 0.73025 | 0.07482 | 0.15498
[9 empty] | 2014-03-02 | 16時 | 1.9583 | 0 | 0 | 0 | 0 | 0 | 0 | 0 | 0 | 0 | 0.20065 | 0 | 0 | 0 | 0 | 0 | 0 | 0 | 0 | 0.024446 | 0.023776 | 0.00067044 | 0.033816 | 0.10659 | 0.04833 | 0 | -0.086167 | 0.84099 | 0.086167 | 0.19276
[9 empty] | 2014-03-02 | 17時 | 5.1411 | 0 | 0 | 0 | 0 | 0 | 0 | 0 | 0 | 0 | 0.52675 | 0 | 0 | 0 | 0 | 0 | 0 | 0 | 0 | 0.024446 | 0.023776 | 0.00067044 | 0.056835 | 0.28621 | 0.20493 | 0 | -0.042623 | 0.416 | 0.042623 | 0.32883
[9 empty] | 2014-03-02 | 18時 | 3.948 | 0 | 0 | 0 | 0 | 0 | 0 | 0 | 0 | 0 | 0.40451 | 0 | 0 | 0 | 0 | 0 | 0 | 0 | 0 | 0.036624 | 0.023776 | 0.012849 | 0.066494 | 0.4419 | 0.33878 | 0 | 0.11306 | -1.1035 | -0.11306 | 0.32883
[9 empty] | 2014-03-02 | 19時 | 4.7065 | 0 | 0 | 0 | 0 | 0 | 0 | 0 | 0 | 0 | 0.48223 | 0 | 0 | 0 | 0 | 0 | 0 | 0 | 0 | 0.036624 | 0.023776 | 0.012849 | 0.16307 | 0.33458 | 0.13488 | 0 | 0.058601 | -0.57194 | -0.058601 | 0.27597
[9 empty] | 2014-03-02 | 20時 | 5.0995 | 0 | 0 | 0 | 0 | 0 | 0 | 0 | 0 | 0 | 0.52249 | 0 | 0 | 0 | 0 | 0 | 0 | 0 | 0 | 0.024446 | 0.023776 | 0.00067044 | 0.088224 | 0.24028 | 0.12761 | 0 | -0.088553 | 0.86428 | 0.088553 | 0.32883
[9 empty] | 2014-03-02 | 21時 | 6.1646 | 0 | 0 | 0 | 0 | 0 | 0 | 0 | 0 | 0 | 0.63162 | 0 | 0 | 0 | 0 | 0 | 0 | 0 | 0 | 0.024446 | 0.023776 | 0.00067044 | 0.14284 | 0.35471 | 0.18743 | 0 | 0.025877 | -0.25256 | -0.025877 | 0.32883
[9 empty] | 2014-03-02 | 22時 | 4.6976 | 0 | 0 | 0 | 0 | 0 | 0 | 0 | 0 | 0 | 0.48131 | 0 | 0 | 0 | 0 | 0 | 0 | 0 | 0 | 0.036344 | 0.023776 | 0.012568 | 0.16493 | 0.39307 | 0.19179 | 0 | 0.064235 | -0.62693 | -0.064235 | 0.32883
[9 empty] | 2014-03-02 | 23時 | 0 | 0 | 0 | 0 | 0 | 0 | 0 | 0 | 0 | 0 | 0 | 0 | 0 | 0 | 0 | 0 | 0 | 0 | 0 | 0.037175 | 0.023776 | 0.013399 | 0.17268 | 0.42753 | 0.21768 | 0 | 0.19804 | -1.9329 | -0.19804 | 0.22949
[9 empty] | 2014-03-03 | 0時 | 0 | 0 | 0 | 0 | 0 | 0 | 0 | 0 | 0 | 0 | 0 | 0 | 0 | 0 | 0 | 0 | 0 | 0 | 0 | 0.024026 | 0.023776 | 0.00025017 | 0.045276 | 0.22713 | 0.15783 | 0 | 0.12355 | -1.2058 | -0.12355 | 0.10359
[9 empty] | 2014-03-03 | 1時 | 0 | 0 | 0 | 0 | 0 | 0 | 0 | 0 | 0 | 0 | 0 | 0 | 0 | 0 | 0 | 0 | 0 | 0 | 0 | 0.024026 | 0.023776 | 0.00025017 | 0 | 0.072356 | 0.04833 | 0 | 0.039898 | -0.3894 | -0.039898 | 0.032459
[9 empty] | 2014-03-03 | 2時 | 0 | 0 | 0 | 0 | 0 | 0 | 0 | 0 | 0 | 0 | 0 | 0 | 0 | 0 | 0 | 0 | 0 | 0 | 0 | 0.024026 | 0.023776 | 0.00025017 | 0 | 0.080156 | 0.05613 | 0 | 0.044924 | -0.43846 | -0.044924 | 0.035232
[9 empty] | 2014-03-03 | 3時 | 0 | 0 | 0 | 0 | 0 | 0 | 0 | 0 | 0 | 0 | 0 | 0 | 0 | 0 | 0 | 0 | 0 | 0 | 0 | 0.024026 | 0.023776 | 0.00025017 | 0 | 0.080156 | 0.05613 | 0 | 0.044924 | -0.43846 | -0.044924 | 0.035232
[9 empty] | 2014-03-03 | 4時 | 0 | 0 | 0 | 0 | 0 | 0 | 0 | 0 | 0 | 0 | 0 | 0 | 0 | 0 | 0 | 0 | 0 | 0 | 0 | 0.024026 | 0.023776 | 0.00025017 | 0 | 0.072356 | 0.04833 | 0 | 0.039898 | -0.3894 | -0.039898 | 0.032459
[9 empty] | 2014-03-03 | 5時 | 19.8656 | 2.3442 | 0 | 0 | 0 | 0 | 0 | 0 | 0 | 0 | 1.7952 | 0 | 0 | 0 | 0 | 0 | 0 | 0 | 0 | 0.024026 | 0.023776 | 0.00025017 | 0 | 0.080156 | 0.05613 | 0 | -0.25968 | 2.5345 | 0.25968 | 0.33984
[9 empty] | 2014-03-03 | 6時 | 4.941 | 0 | 0 | 0 | 0 | 0 | 0 | 0 | 0 | 0 | 0.50625 | 0 | 0 | 0 | 0 | 0 | 0 | 0 | 0 | 0.03053 | 0.023776 | 0.0067545 | 0.018231 | 0.30998 | 0.26122 | 0 | -0.029858 | 0.29141 | 0.029858 | 0.33984
[9 empty] | 2014-03-03 | 7時 | 2.7749 | 0 | 0 | 0 | 0 | 0 | 0 | 0 | 0 | 0 | 0.28432 | 0 | 0 | 0 | 0 | 0 | 0 | 0 | 0 | 0.024857 | 0.023776 | 0.0010807 | 0.11469 | 0.3877 | 0.24816 | 0 | 0.047864 | -0.46715 | -0.047864 | 0.33984
[9 empty] | 2014-03-03 | 8時 | 1.4335 | 0 | 0 | 0 | 0 | 0 | 0 | 0 | 0 | 0 | 0.14687 | 0 | 0 | 0 | 0 | 0 | 0 | 0 | 0 | 0.024857 | 0.023776 | 0.0010807 | 0.064563 | 0.2343 | 0.14488 | 0 | 0.0039389 | -0.038444 | -0.0039389 | 0.23036
[9 empty] | 2014-03-03 | 9時 | 0 | 0 | 0 | 0 | 0 | 0 | 0 | 0 | 0 | 0 | 0 | 0 | 0 | 0 | 0 | 0 | 0 | 0 | 0 | 0.024026 | 0.023776 | 0.00025017 | 0.16544 | 0.52635 | 0.33688 | 0 | 0.26096 | -2.547 | -0.26096 | 0.26539
[9 empty] | 2014-03-03 | 10時 | 0 | 0 | 0 | 0 | 0 | 0 | 0 | 0 | 0 | 0 | 0 | 0 | 0 | 0 | 0 | 0 | 0 | 0 | 0 | 0.024446 | 0.023776 | 0.00067044 | 0.053027 | 0.1258 | 0.04833 | 0 | 0.055353 | -0.54025 | -0.055353 | 0.07045
[9 empty] | 2014-03-03 | 11時 | 1.2163 | 0 | 0 | 0 | 0 | 0 | 0 | 0 | 0 | 0 | 0.12462 | 0 | 0 | 0 | 0 | 0 | 0 | 0 | 0 | 0.024026 | 0.023776 | 0.00025017 | 0.0026381 | 0.082794 | 0.05613 | 0 | -0.042899 | 0.4187 | 0.042899 | 0.12569
[9 empty] | 2014-03-03 | 12時 | 0.60544 | 0 | 0 | 0 | 0 | 0 | 0 | 0 | 0 | 0 | 0.062033 | 0 | 0 | 0 | 0 | 0 | 0 | 0 | 0 | 0.03053 | 0.023776 | 0.0067545 | 0.029502 | 0.33286 | 0.27283 | 0 | 0.12447 | -1.2149 | -0.12447 | 0.20839
[9 empty] | 2014-03-03 | 13時 | 0 | 0 | 0 | 0 | 0 | 0 | 0 | 0 | 0 | 0 | 0 | 0 | 0 | 0 | 0 | 0 | 0 | 0 | 0 | 0.024446 | 0.023776 | 0.00067044 | 0.058042 | 0.13082 | 0.04833 | 0 | 0.056806 | -0.55443 | -0.056806 | 0.074012
[9 empty] | 2014-03-03 | 14時 | 0 | 0 | 0 | 0 | 0 | 0 | 0 | 0 | 0 | 0 | 0 | 0 | 0 | 0 | 0 | 0 | 0 | 0 | 0 | 0.024026 | 0.023776 | 0.00025017 | 0.024487 | 0.10464 | 0.05613 | 0 | 0.052001 | -0.50753 | -0.052001 | 0.052642
[9 empty] | 2014-03-03 | 15時 | 1.7941 | 0 | 0 | 0 | 0 | 0 | 0 | 0 | 0 | 0 | 0.18382 | 0 | 0 | 0 | 0 | 0 | 0 | 0 | 0 | 0.024026 | 0.023776 | 0.00025017 | 0 | 0.080156 | 0.05613 | 0 | -0.085745 | 0.83687 | 0.085745 | 0.1659
[9 empty] | 2014-03-03 | 16時 | 1.8046 | 0 | 0 | 0 | 0 | 0 | 0 | 0 | 0 | 0 | 0.1849 | 0 | 0 | 0 | 0 | 0 | 0 | 0 | 0 | 0.024446 | 0.023776 | 0.00067044 | 0.033816 | 0.10659 | 0.04833 | 0 | -0.081633 | 0.79674 | 0.081633 | 0.18823
[9 empty] | 2014-03-03 | 17時 | 4.6567 | 0 | 0 | 0 | 0 | 0 | 0 | 0 | 0 | 0 | 0.47712 | 0 | 0 | 0 | 0 | 0 | 0 | 0 | 0 | 0.024446 | 0.023776 | 0.00067044 | 0.056835 | 0.28621 | 0.20493 | 0 | -0.05363 | 0.52343 | 0.05363 | 0.33984
[9 empty] | 2014-03-03 | 18時 | 3.7574 | 0 | 0 | 0 | 0 | 0 | 0 | 0 | 0 | 0 | 0.38498 | 0 | 0 | 0 | 0 | 0 | 0 | 0 | 0 | 0.036624 | 0.023776 | 0.012849 | 0.066494 | 0.4419 | 0.33878 | 0 | 0.10206 | -0.99606 | -0.10206 | 0.33984
[9 empty] | 2014-03-03 | 19時 | 4.642 | 0 | 0 | 0 | 0 | 0 | 0 | 0 | 0 | 0 | 0.47562 | 0 | 0 | 0 | 0 | 0 | 0 | 0 | 0 | 0.036624 | 0.023776 | 0.012849 | 0.16307 | 0.33458 | 0.13488 | 0 | 0.048443 | -0.4728 | -0.048443 | 0.28613
[9 empty] | 2014-03-03 | 20時 | 4.9589 | 0 | 0 | 0 | 0 | 0 | 0 | 0 | 0 | 0 | 0.50809 | 0 | 0 | 0 | 0 | 0 | 0 | 0 | 0 | 0.024446 | 0.023776 | 0.00067044 | 0.088224 | 0.24028 | 0.12761 | 0 | -0.09956 | 0.97171 | 0.09956 | 0.33984
[9 empty] | 2014-03-03 | 21時 | 6.0107 | 0 | 0 | 0 | 0 | 0 | 0 | 0 | 0 | 0 | 0.61585 | 0 | 0 | 0 | 0 | 0 | 0 | 0 | 0 | 0.024446 | 0.023776 | 0.00067044 | 0.14284 | 0.35471 | 0.18743 | 0 | 0.01487 | -0.14513 | -0.01487 | 0.33984
[9 empty] | 2014-03-03 | 22時 | 4.736 | 0 | 0 | 0 | 0 | 0 | 0 | 0 | 0 | 0 | 0.48525 | 0 | 0 | 0 | 0 | 0 | 0 | 0 | 0 | 0.036344 | 0.023776 | 0.012568 | 0.16493 | 0.39307 | 0.19179 | 0 | 0.053227 | -0.5195 | -0.053227 | 0.33984
[9 empty] | 2014-03-03 | 23時 | 0 | 0 | 0 | 0 | 0 | 0 | 0 | 0 | 0 | 0 | 0 | 0 | 0 | 0 | 0 | 0 | 0 | 0 | 0 | 0.037175 | 0.023776 | 0.013399 | 0.17268 | 0.42753 | 0.21768 | 0 | 0.19021 | -1.8564 | -0.19021 | 0.23733
[9 empty] | 2014-03-04 | 0時 | 0 | 0 | 0 | 0 | 0 | 0 | 0 | 0 | 0 | 0 | 0 | 0 | 0 | 0 | 0 | 0 | 0 | 0 | 0 | 0.024026 | 0.023776 | 0.00025017 | 0 | 0.18186 | 0.15783 | 0 | 0.10479 | -1.0227 | -0.10479 | 0.077069
[9 empty] | 2014-03-04 | 1時 | 0 | 0 | 0 | 0 | 0 | 0 | 0 | 0 | 0 | 0 | 0 | 0 | 0 | 0 | 0 | 0 | 0 | 0 | 0 | 0.024026 | 0.023776 | 0.00025017 | 0 | 0.072356 | 0.04833 | 0 | 0.036758 | -0.35876 | -0.036758 | 0.035599
[9 empty] | 2014-03-04 | 2時 | 0 | 0 | 0 | 0 | 0 | 0 | 0 | 0 | 0 | 0 | 0 | 0 | 0 | 0 | 0 | 0 | 0 | 0 | 0 | 0.024026 | 0.023776 | 0.00025017 | 0 | 0.080156 | 0.05613 | 0 | 0.041604 | -0.40605 | -0.041604 | 0.038553
[9 empty] | 2014-03-04 | 3時 | 0 | 0 | 0 | 0 | 0 | 0 | 0 | 0 | 0 | 0 | 0 | 0 | 0 | 0 | 0 | 0 | 0 | 0 | 0 | 0.024026 | 0.023776 | 0.00025017 | 0 | 0.080156 | 0.05613 | 0 | 0.041604 | -0.40605 | -0.041604 | 0.038553
[9 empty] | 2014-03-04 | 4時 | 0 | 0 | 0 | 0 | 0 | 0 | 0 | 0 | 0 | 0 | 0 | 0 | 0 | 0 | 0 | 0 | 0 | 0 | 0 | 0.024026 | 0.023776 | 0.00025017 | 0 | 0.072356 | 0.04833 | 0 | 0.036758 | -0.35876 | -0.036758 | 0.035599
[9 empty] | 2014-03-04 | 5時 | 0 | 0 | 0 | 0 | 0 | 0 | 0 | 0 | 0 | 0 | 0 | 0 | 0 | 0 | 0 | 0 | 0 | 0 | 0 | 0.024026 | 0.023776 | 0.00025017 | 0 | 0.080156 | 0.05613 | 0 | 0.041604 | -0.40605 | -0.041604 | 0.038553
[9 empty] | 2014-03-04 | 6時 | 0 | 0 | 0 | 0 | 0 | 0 | 0 | 0 | 0 | 0 | 0 | 0 | 0 | 0 | 0 | 0 | 0 | 0 | 0 | 0.024026 | 0.023776 | 0.00025017 | 0 | 0.080156 | 0.05613 | 0 | 0.041604 | -0.40605 | -0.041604 | 0.038553
[9 empty] | 2014-03-04 | 7時 | 24.8021 | 2.0722 | 0 | 0 | 0 | 0 | 0 | 0 | 0 | 0 | 2.3289 | 0 | 0 | 0 | 0 | 0 | 0 | 0 | 0 | 0.024857 | 0.023776 | 0.0010807 | 0.023666 | 0.23404 | 0.18552 | 0 | -0.12898 | 1.2588 | 0.12898 | 0.36302
[9 empty] | 2014-03-04 | 8時 | 9.9914 | 0 | 0 | 0 | 0 | 0 | 0 | 0 | 0 | 0 | 1.0237 | 0 | 0 | 0 | 0 | 0 | 0 | 0 | 0 | 0.031371 | 0.023776 | 0.0075951 | 0.11401 | 0.4267 | 0.28132 | 0 | 0.063674 | -0.62146 | -0.063674 | 0.36302
[9 empty] | 2014-03-04 | 9時 | 4.8684 | 0 | 0 | 0 | 0 | 0 | 0 | 0 | 0 | 0 | 0.49881 | 0 | 0 | 0 | 0 | 0 | 0 | 0 | 0 | 0.024446 | 0.023776 | 0.00067044 | 0.22373 | 0.50028 | 0.2521 | 0 | 0.13726 | -1.3396 | -0.13726 | 0.36302
[9 empty] | 2014-03-04 | 10時 | 3.86 | 0 | 0 | 0 | 0 | 0 | 0 | 0 | 0 | 0 | 0.39549 | 0 | 0 | 0 | 0 | 0 | 0 | 0 | 0 | 0.024857 | 0.023776 | 0.0010807 | 0.18888 | 0.44125 | 0.22751 | 0 | 0.078225 | -0.76348 | -0.078225 | 0.36302
[9 empty] | 2014-03-04 | 11時 | 3.0465 | 0 | 0 | 0 | 0 | 0 | 0 | 0 | 0 | 0 | 0.31214 | 0 | 0 | 0 | 0 | 0 | 0 | 0 | 0 | 0.024446 | 0.023776 | 0.00067044 | 0.17015 | 0.4299 | 0.23531 | 0 | 0.066876 | -0.65271 | -0.066876 | 0.36302
[9 empty] | 2014-03-04 | 12時 | 1.9553 | 0 | 0 | 0 | 0 | 0 | 0 | 0 | 0 | 0 | 0.20034 | 0 | 0 | 0 | 0 | 0 | 0 | 0 | 0 | 0.03053 | 0.023776 | 0.0067545 | 0.15008 | 0.45344 | 0.27283 | 0 | 0.090422 | -0.88252 | -0.090422 | 0.36302
[9 empty] | 2014-03-04 | 13時 | 0 | 0 | 0 | 0 | 0 | 0 | 0 | 0 | 0 | 0 | 0 | 0 | 0 | 0 | 0 | 0 | 0 | 0 | 0 | 0.024446 | 0.023776 | 0.00067044 | 0.093998 | 0.16677 | 0.04833 | 0 | 0.059679 | -0.58246 | -0.059679 | 0.1071
[9 empty] | 2014-03-04 | 14時 | 0 | 0 | 0 | 0 | 0 | 0 | 0 | 0 | 0 | 0 | 0 | 0 | 0 | 0 | 0 | 0 | 0 | 0 | 0 | 0.024026 | 0.023776 | 0.00025017 | 0 | 0.080156 | 0.05613 | 0 | 0.041604 | -0.40605 | -0.041604 | 0.038553
[9 empty] | 2014-03-04 | 15時 | 9.8203 | 0 | 0 | 0 | 0 | 0 | 0 | 0 | 0 | 0 | 1.0062 | 0 | 0 | 0 | 0 | 0 | 0 | 0 | 0 | 0.024026 | 0.023776 | 0.00025017 | 0 | 0.080156 | 0.05613 | 0 | -0.28287 | 2.7608 | 0.28287 | 0.36302
[9 empty] | 2014-03-04 | 16時 | 7.3789 | 0 | 0 | 0 | 0 | 0 | 0 | 0 | 0 | 0 | 0.75604 | 0 | 0 | 0 | 0 | 0 | 0 | 0 | 0 | 0.024857 | 0.023776 | 0.0010807 | 0.070329 | 0.37035 | 0.27516 | 0 | 0.0073233 | -0.071475 | -0.0073233 | 0.36302
[9 empty] | 2014-03-04 | 17時 | 7.4493 | 0 | 0 | 0 | 0 | 0 | 0 | 0 | 0 | 0 | 0.76324 | 0 | 0 | 0 | 0 | 0 | 0 | 0 | 0 | 0.036624 | 0.023776 | 0.012849 | 0.13006 | 0.44491 | 0.27822 | 0 | 0.081886 | -0.7992 | -0.081886 | 0.36302
[9 empty] | 2014-03-04 | 18時 | 2.9781 | 0 | 0 | 0 | 0 | 0 | 0 | 0 | 0 | 0 | 0.30514 | 0 | 0 | 0 | 0 | 0 | 0 | 0 | 0 | 0.036624 | 0.023776 | 0.012849 | 0.15964 | 0.41407 | 0.21781 | 0 | 0.051052 | -0.49827 | -0.051052 | 0.36302
[9 empty] | 2014-03-04 | 19時 | 7.7788 | 0 | 0 | 0 | 0 | 0 | 0 | 0 | 0 | 0 | 0.79701 | 0 | 0 | 0 | 0 | 0 | 0 | 0 | 0 | 0.024026 | 0.023776 | 0.00025017 | 0.067685 | 0.2273 | 0.13559 | 0 | -0.081557 | 0.796 | 0.081557 | 0.30886
[9 empty] | 2014-03-04 | 20時 | 5.7315 | 0 | 0 | 0 | 0 | 0 | 0 | 0 | 0 | 0 | 0.58724 | 0 | 0 | 0 | 0 | 0 | 0 | 0 | 0 | 0.024446 | 0.023776 | 0.00067044 | 0.14104 | 0.29311 | 0.12762 | 0 | -0.069917 | 0.68239 | 0.069917 | 0.36302
[9 empty] | 2014-03-04 | 21時 | 7.0395 | 0 | 0 | 0 | 0 | 0 | 0 | 0 | 0 | 0 | 0.72126 | 0 | 0 | 0 | 0 | 0 | 0 | 0 | 0 | 0.036344 | 0.023776 | 0.012568 | 0.16291 | 0.4405 | 0.24124 | 0 | 0.077473 | -0.75614 | -0.077473 | 0.36302
[9 empty] | 2014-03-04 | 22時 | 0 | 0 | 0 | 0 | 0 | 0 | 0 | 0 | 0 | 0 | 0 | 0 | 0 | 0 | 0 | 0 | 0 | 0 | 0 | 0.036764 | 0.023776 | 0.012989 | 0.16493 | 0.38136 | 0.17966 | 0 | 0.1244 | -1.2142 | -0.1244 | 0.25695
[9 empty] | 2014-03-04 | 23時 | 0 | 0 | 0 | 0 | 0 | 0 | 0 | 0 | 0 | 0 | 0 | 0 | 0 | 0 | 0 | 0 | 0 | 0 | 0 | 0.03039 | 0.023776 | 0.0066144 | 0.1312 | 0.31942 | 0.15783 | 0 | 0.13816 | -1.3484 | -0.13816 | 0.18126
[9 empty] | 2014-03-05 | 0時 | 0 | 0 | 0 | 0 | 0 | 0 | 0 | 0 | 0 | 0 | 0 | 0 | 0 | 0 | 0 | 0 | 0 | 0 | 0 | 0.024026 | 0.023776 | 0.00025017 | 0 | 0.18186 | 0.15783 | 0 | 0.12611 | -1.2308 | -0.12611 | 0.05575
[9 empty] | 2014-03-05 | 1時 | 0 | 0 | 0 | 0 | 0 | 0 | 0 | 0 | 0 | 0 | 0 | 0 | 0 | 0 | 0 | 0 | 0 | 0 | 0 | 0.024026 | 0.023776 | 0.00025017 | 0 | 0.072356 | 0.04833 | 0 | 0.048546 | -0.47381 | -0.048546 | 0.02381
[9 empty] | 2014-03-05 | 2時 | 0 | 0 | 0 | 0 | 0 | 0 | 0 | 0 | 0 | 0 | 0 | 0 | 0 | 0 | 0 | 0 | 0 | 0 | 0 | 0.024026 | 0.023776 | 0.00025017 | 0 | 0.080156 | 0.05613 | 0 | 0.054071 | -0.52773 | -0.054071 | 0.026085
[9 empty] | 2014-03-05 | 3時 | 0 | 0 | 0 | 0 | 0 | 0 | 0 | 0 | 0 | 0 | 0 | 0 | 0 | 0 | 0 | 0 | 0 | 0 | 0 | 0.024026 | 0.023776 | 0.00025017 | 0 | 0.080156 | 0.05613 | 0 | 0.054071 | -0.52773 | -0.054071 | 0.026085
[9 empty] | 2014-03-05 | 4時 | 0 | 0 | 0 | 0 | 0 | 0 | 0 | 0 | 0 | 0 | 0 | 0 | 0 | 0 | 0 | 0 | 0 | 0 | 0 | 0.024026 | 0.023776 | 0.00025017 | 0 | 0.072356 | 0.04833 | 0 | 0.048546 | -0.47381 | -0.048546 | 0.02381
[9 empty] | 2014-03-05 | 5時 | 0 | 0 | 0 | 0 | 0 | 0 | 0 | 0 | 0 | 0 | 0 | 0 | 0 | 0 | 0 | 0 | 0 | 0 | 0 | 0.024026 | 0.023776 | 0.00025017 | 0 | 0.080156 | 0.05613 | 0 | 0.054071 | -0.52773 | -0.054071 | 0.026085
[9 empty] | 2014-03-05 | 6時 | 0 | 0 | 0 | 0 | 0 | 0 | 0 | 0 | 0 | 0 | 0 | 0 | 0 | 0 | 0 | 0 | 0 | 0 | 0 | 0.024446 | 0.023776 | 0.00067044 | 0.018231 | 0.15865 | 0.11597 | 0 | 0.095518 | -0.93226 | -0.095518 | 0.063128
[9 empty] | 2014-03-05 | 7時 | 24.8611 | 1.5922 | 0 | 0 | 0 | 0 | 0 | 0 | 0 | 0 | 2.3841 | 0 | 0 | 0 | 0 | 0 | 0 | 0 | 0 | 0.024446 | 0.023776 | 0.00067044 | 0.054439 | 0.34926 | 0.27038 | 0 | 0.073271 | -0.71512 | -0.073271 | 0.27599
[9 empty] | 2014-03-05 | 8時 | 7.6415 | 0 | 0 | 0 | 0 | 0 | 0 | 0 | 0 | 0 | 0.78294 | 0 | 0 | 0 | 0 | 0 | 0 | 0 | 0 | 0.037875 | 0.023776 | 0.014099 | 0.13781 | 0.50836 | 0.33267 | 0 | 0.23237 | -2.2679 | -0.23237 | 0.27599
[9 empty] | 2014-03-05 | 9時 | 2.9795 | 0 | 0 | 0 | 0 | 0 | 0 | 0 | 0 | 0 | 0.30528 | 0 | 0 | 0 | 0 | 0 | 0 | 0 | 0 | 0.024026 | 0.023776 | 0.00025017 | 0.072039 | 0.15219 | 0.05613 | 0 | -0.09398 | 0.91725 | 0.09398 | 0.24617
[9 empty] | 2014-03-05 | 10時 | 2.4538 | 0 | 0 | 0 | 0 | 0 | 0 | 0 | 0 | 0 | 0.25141 | 0 | 0 | 0 | 0 | 0 | 0 | 0 | 0 | 0.024026 | 0.023776 | 0.00025017 | 0 | 0.072356 | 0.04833 | 0 | -0.098112 | 0.95757 | 0.098112 | 0.17047
[9 empty] | 2014-03-05 | 11時 | 1.5981 | 0 | 0 | 0 | 0 | 0 | 0 | 0 | 0 | 0 | 0.16374 | 0 | 0 | 0 | 0 | 0 | 0 | 0 | 0 | 0.024026 | 0.023776 | 0.00025017 | 0 | 0.080156 | 0.05613 | 0 | -0.04144 | 0.40445 | 0.04144 | 0.1216
[9 empty] | 2014-03-05 | 12時 | 0.75784 | 0 | 0 | 0 | 0 | 0 | 0 | 0 | 0 | 0 | 0.077648 | 0 | 0 | 0 | 0 | 0 | 0 | 0 | 0 | 0.024026 | 0.023776 | 0.00025017 | 0 | 0.080156 | 0.05613 | 0 | 0.0087877 | -0.085768 | -0.0087877 | 0.071369
[9 empty] | 2014-03-05 | 13時 | 0 | 0 | 0 | 0 | 0 | 0 | 0 | 0 | 0 | 0 | 0 | 0 | 0 | 0 | 0 | 0 | 0 | 0 | 0 | 0.024026 | 0.023776 | 0.00025017 | 0 | 0.072356 | 0.04833 | 0 | 0.048546 | -0.47381 | -0.048546 | 0.02381
[9 empty] | 2014-03-05 | 14時 | 0 | 0 | 0 | 0 | 0 | 0 | 0 | 0 | 0 | 0 | 0 | 0 | 0 | 0 | 0 | 0 | 0 | 0 | 0 | 0.024026 | 0.023776 | 0.00025017 | 0 | 0.080156 | 0.05613 | 0 | 0.054071 | -0.52773 | -0.054071 | 0.026085
[9 empty] | 2014-03-05 | 15時 | 3.2191 | 0 | 0 | 0 | 0 | 0 | 0 | 0 | 0 | 0 | 0.32982 | 0 | 0 | 0 | 0 | 0 | 0 | 0 | 0 | 0.024026 | 0.023776 | 0.00025017 | 0 | 0.080156 | 0.05613 | 0 | -0.1383 | 1.3498 | 0.1383 | 0.21845
[9 empty] | 2014-03-05 | 16時 | 5.3448 | 0 | 0 | 0 | 0 | 0 | 0 | 0 | 0 | 0 | 0.54763 | 0 | 0 | 0 | 0 | 0 | 0 | 0 | 0 | 0.024026 | 0.023776 | 0.00025017 | 0 | 0.072356 | 0.04833 | 0 | -0.20364 | 1.9875 | 0.20364 | 0.27599
[9 empty] | 2014-03-05 | 17時 | 4.8106 | 0 | 0 | 0 | 0 | 0 | 0 | 0 | 0 | 0 | 0.49289 | 0 | 0 | 0 | 0 | 0 | 0 | 0 | 0 | 0.024026 | 0.023776 | 0.00025017 | 0 | 0.080156 | 0.05613 | 0 | -0.19584 | 1.9114 | 0.19584 | 0.27599
[9 empty] | 2014-03-05 | 18時 | 2.5528 | 0 | 0 | 0 | 0 | 0 | 0 | 0 | 0 | 0 | 0.26155 | 0 | 0 | 0 | 0 | 0 | 0 | 0 | 0 | 0.024026 | 0.023776 | 0.00025017 | 0 | 0.080156 | 0.05613 | 0 | -0.098464 | 0.96101 | 0.098464 | 0.17862
[9 empty] | 2014-03-05 | 19時 | 8.199 | 0 | 0 | 0 | 0 | 0 | 0 | 0 | 0 | 0 | 0.84007 | 0 | 0 | 0 | 0 | 0 | 0 | 0 | 0 | 0.024026 | 0.023776 | 0.00025017 | 0 | 0.072356 | 0.04833 | 0 | -0.20364 | 1.9875 | 0.20364 | 0.27599
[9 empty] | 2014-03-05 | 20時 | 6.5816 | 0 | 0 | 0 | 0 | 0 | 0 | 0 | 0 | 0 | 0.67434 | 0 | 0 | 0 | 0 | 0 | 0 | 0 | 0 | 0.024857 | 0.023776 | 0.0010807 | 0.035316 | 0.26512 | 0.20494 | 0 | -0.010875 | 0.10614 | 0.010875 | 0.27599
[9 empty] | 2014-03-05 | 21時 | 5.5238 | 0 | 0 | 0 | 0 | 0 | 0 | 0 | 0 | 0 | 0.56597 | 0 | 0 | 0 | 0 | 0 | 0 | 0 | 0 | 0.024446 | 0.023776 | 0.00067044 | 0.091389 | 0.35706 | 0.24122 | 0 | 0.081065 | -0.7912 | -0.081065 | 0.27599
[9 empty] | 2014-03-05 | 22時 | 0 | 0 | 0 | 0 | 0 | 0 | 0 | 0 | 0 | 0 | 0 | 0 | 0 | 0 | 0 | 0 | 0 | 0 | 0 | 0.030811 | 0.023776 | 0.0070347 | 0.16493 | 0.2469 | 0.051159 | 0 | 0.11587 | -1.1309 | -0.11587 | 0.13103
[9 empty] | 2014-03-05 | 23時 | 0 | 0 | 0 | 0 | 0 | 0 | 0 | 0 | 0 | 0 | 0 | 0 | 0 | 0 | 0 | 0 | 0 | 0 | 0 | 0.036344 | 0.023776 | 0.012568 | 0.13218 | 0.38619 | 0.21767 | 0 | 0.21999 | -2.1471 | -0.21999 | 0.1662
[9 empty] | 2014-03-06 | 0時 | 0 | 0 | 0 | 0 | 0 | 0 | 0 | 0 | 0 | 0 | 0 | 0 | 0 | 0 | 0 | 0 | 0 | 0 | 0 | 0.024026 | 0.023776 | 0.00025017 | 0.045276 | 0.22713 | 0.15783 | 0 | 0.12706 | -1.2401 | -0.12706 | 0.10007
[9 empty] | 2014-03-06 | 1時 | 0 | 0 | 0 | 0 | 0 | 0 | 0 | 0 | 0 | 0 | 0 | 0 | 0 | 0 | 0 | 0 | 0 | 0 | 0 | 0.024026 | 0.023776 | 0.00025017 | 0 | 0.072356 | 0.04833 | 0 | 0.041316 | -0.40325 | -0.041316 | 0.03104
[9 empty] | 2014-03-06 | 2時 | 0 | 0 | 0 | 0 | 0 | 0 | 0 | 0 | 0 | 0 | 0 | 0 | 0 | 0 | 0 | 0 | 0 | 0 | 0 | 0.024026 | 0.023776 | 0.00025017 | 0 | 0.080156 | 0.05613 | 0 | 0.046425 | -0.4531 | -0.046425 | 0.033732
[9 empty] | 2014-03-06 | 3時 | 0 | 0 | 0 | 0 | 0 | 0 | 0 | 0 | 0 | 0 | 0 | 0 | 0 | 0 | 0 | 0 | 0 | 0 | 0 | 0.024026 | 0.023776 | 0.00025017 | 0 | 0.080156 | 0.05613 | 0 | 0.046425 | -0.4531 | -0.046425 | 0.033732
[9 empty] | 2014-03-06 | 4時 | 0 | 0 | 0 | 0 | 0 | 0 | 0 | 0 | 0 | 0 | 0 | 0 | 0 | 0 | 0 | 0 | 0 | 0 | 0 | 0.024026 | 0.023776 | 0.00025017 | 0 | 0.072356 | 0.04833 | 0 | 0.041316 | -0.40325 | -0.041316 | 0.03104
[9 empty] | 2014-03-06 | 5時 | 24.7147 | 6.983 | 0 | 0 | 0 | 0 | 0 | 0 | 0 | 0 | 1.8168 | 0 | 0 | 0 | 0 | 0 | 0 | 0 | 0 | 0.024026 | 0.023776 | 0.00025017 | 0 | 0.080156 | 0.05613 | 0 | -0.24921 | 2.4323 | 0.24921 | 0.32937
[9 empty] | 2014-03-06 | 6時 | 6.9117 | 0 | 0 | 0 | 0 | 0 | 0 | 0 | 0 | 0 | 0.70817 | 0 | 0 | 0 | 0 | 0 | 0 | 0 | 0 | 0.03053 | 0.023776 | 0.0067545 | 0.018231 | 0.30998 | 0.26122 | 0 | -0.019387 | 0.18921 | 0.019387 | 0.32937
[9 empty] | 2014-03-06 | 7時 | 3.1146 | 0 | 0 | 0 | 0 | 0 | 0 | 0 | 0 | 0 | 0.31912 | 0 | 0 | 0 | 0 | 0 | 0 | 0 | 0 | 0.024857 | 0.023776 | 0.0010807 | 0.11469 | 0.3877 | 0.24816 | 0 | 0.058335 | -0.56935 | -0.058335 | 0.32937
[9 empty] | 2014-03-06 | 8時 | 1.8412 | 0 | 0 | 0 | 0 | 0 | 0 | 0 | 0 | 0 | 0.18865 | 0 | 0 | 0 | 0 | 0 | 0 | 0 | 0 | 0.024857 | 0.023776 | 0.0010807 | 0.064563 | 0.2343 | 0.14488 | 0 | -0.01764 | 0.17216 | 0.01764 | 0.25194
[9 empty] | 2014-03-06 | 9時 | 0 | 0 | 0 | 0 | 0 | 0 | 0 | 0 | 0 | 0 | 0 | 0 | 0 | 0 | 0 | 0 | 0 | 0 | 0 | 0.024026 | 0.023776 | 0.00025017 | 0.16544 | 0.52635 | 0.33688 | 0 | 0.26924 | -2.6278 | -0.26924 | 0.25711
[9 empty] | 2014-03-06 | 10時 | 0 | 0 | 0 | 0 | 0 | 0 | 0 | 0 | 0 | 0 | 0 | 0 | 0 | 0 | 0 | 0 | 0 | 0 | 0 | 0.024446 | 0.023776 | 0.00067044 | 0.053027 | 0.1258 | 0.04833 | 0 | 0.057891 | -0.56501 | -0.057891 | 0.067913
[9 empty] | 2014-03-06 | 11時 | 1.8712 | 0 | 0 | 0 | 0 | 0 | 0 | 0 | 0 | 0 | 0.19172 | 0 | 0 | 0 | 0 | 0 | 0 | 0 | 0 | 0.024026 | 0.023776 | 0.00025017 | 0.0026381 | 0.082794 | 0.05613 | 0 | -0.085029 | 0.82988 | 0.085029 | 0.16782
[9 empty] | 2014-03-06 | 12時 | 1.0623 | 0 | 0 | 0 | 0 | 0 | 0 | 0 | 0 | 0 | 0.10884 | 0 | 0 | 0 | 0 | 0 | 0 | 0 | 0 | 0.03053 | 0.023776 | 0.0067545 | 0.029502 | 0.33286 | 0.27283 | 0 | 0.098782 | -0.96411 | -0.098782 | 0.23408
[9 empty] | 2014-03-06 | 13時 | 0 | 0 | 0 | 0 | 0 | 0 | 0 | 0 | 0 | 0 | 0 | 0 | 0 | 0 | 0 | 0 | 0 | 0 | 0 | 0.024446 | 0.023776 | 0.00067044 | 0.058042 | 0.13082 | 0.04833 | 0 | 0.059448 | -0.58022 | -0.059448 | 0.07137
[9 empty] | 2014-03-06 | 14時 | 0 | 0 | 0 | 0 | 0 | 0 | 0 | 0 | 0 | 0 | 0 | 0 | 0 | 0 | 0 | 0 | 0 | 0 | 0 | 0.024026 | 0.023776 | 0.00025017 | 0.024487 | 0.10464 | 0.05613 | 0 | 0.054014 | -0.52718 | -0.054014 | 0.050629
[9 empty] | 2014-03-06 | 15時 | 2.1424 | 0 | 0 | 0 | 0 | 0 | 0 | 0 | 0 | 0 | 0.21951 | 0 | 0 | 0 | 0 | 0 | 0 | 0 | 0 | 0.024026 | 0.023776 | 0.00025017 | 0 | 0.080156 | 0.05613 | 0 | -0.10501 | 1.0249 | 0.10501 | 0.18517
[9 empty] | 2014-03-06 | 16時 | 1.9628 | 0 | 0 | 0 | 0 | 0 | 0 | 0 | 0 | 0 | 0.20111 | 0 | 0 | 0 | 0 | 0 | 0 | 0 | 0 | 0.024446 | 0.023776 | 0.00067044 | 0.033816 | 0.10659 | 0.04833 | 0 | -0.086811 | 0.84727 | 0.086811 | 0.1934
[9 empty] | 2014-03-06 | 17時 | 5.1759 | 0 | 0 | 0 | 0 | 0 | 0 | 0 | 0 | 0 | 0.53031 | 0 | 0 | 0 | 0 | 0 | 0 | 0 | 0 | 0.024446 | 0.023776 | 0.00067044 | 0.056835 | 0.28621 | 0.20493 | 0 | -0.043159 | 0.42123 | 0.043159 | 0.32937
[9 empty] | 2014-03-06 | 18時 | 3.8122 | 0 | 0 | 0 | 0 | 0 | 0 | 0 | 0 | 0 | 0.39059 | 0 | 0 | 0 | 0 | 0 | 0 | 0 | 0 | 0.036624 | 0.023776 | 0.012849 | 0.066494 | 0.4419 | 0.33878 | 0 | 0.11253 | -1.0983 | -0.11253 | 0.32937
[9 empty] | 2014-03-06 | 19時 | 4.7286 | 0 | 0 | 0 | 0 | 0 | 0 | 0 | 0 | 0 | 0.48449 | 0 | 0 | 0 | 0 | 0 | 0 | 0 | 0 | 0.036624 | 0.023776 | 0.012849 | 0.16307 | 0.33458 | 0.13488 | 0 | 0.058941 | -0.57527 | -0.058941 | 0.27563
[9 empty] | 2014-03-06 | 20時 | 5.1192 | 0 | 0 | 0 | 0 | 0 | 0 | 0 | 0 | 0 | 0.52451 | 0 | 0 | 0 | 0 | 0 | 0 | 0 | 0 | 0.024446 | 0.023776 | 0.00067044 | 0.088224 | 0.24028 | 0.12761 | 0 | -0.089089 | 0.86951 | 0.089089 | 0.32937
[9 empty] | 2014-03-06 | 21時 | 5.9837 | 0 | 0 | 0 | 0 | 0 | 0 | 0 | 0 | 0 | 0.61309 | 0 | 0 | 0 | 0 | 0 | 0 | 0 | 0 | 0.024446 | 0.023776 | 0.00067044 | 0.14284 | 0.35471 | 0.18743 | 0 | 0.025341 | -0.24733 | -0.025341 | 0.32937
[9 empty] | 2014-03-06 | 22時 | 4.3862 | 0 | 0 | 0 | 0 | 0 | 0 | 0 | 0 | 0 | 0.4494 | 0 | 0 | 0 | 0 | 0 | 0 | 0 | 0 | 0.036344 | 0.023776 | 0.012568 | 0.16493 | 0.39307 | 0.19179 | 0 | 0.063699 | -0.6217 | -0.063699 | 0.32937
[9 empty] | 2014-03-06 | 23時 | 0 | 0 | 0 | 0 | 0 | 0 | 0 | 0 | 0 | 0 | 0 | 0 | 0 | 0 | 0 | 0 | 0 | 0 | 0 | 0.037175 | 0.023776 | 0.013399 | 0.17268 | 0.42753 | 0.21768 | 0 | 0.19766 | -1.9291 | -0.19766 | 0.22988
[9 empty] | 2014-03-07 | 0時 | 0 | 0 | 0 | 0 | 0 | 0 | 0 | 0 | 0 | 0 | 0 | 0 | 0 | 0 | 0 | 0 | 0 | 0 | 0 | 0.024026 | 0.023776 | 0.00025017 | 0.045276 | 0.22713 | 0.15783 | 0 | 0.13753 | -1.3423 | -0.13753 | 0.089605
[9 empty] | 2014-03-07 | 1時 | 0 | 0 | 0 | 0 | 0 | 0 | 0 | 0 | 0 | 0 | 0 | 0 | 0 | 0 | 0 | 0 | 0 | 0 | 0 | 0.024026 | 0.023776 | 0.00025017 | 0 | 0.072356 | 0.04833 | 0 | 0.045542 | -0.44449 | -0.045542 | 0.026814
[9 empty] | 2014-03-07 | 2時 | 0 | 0 | 0 | 0 | 0 | 0 | 0 | 0 | 0 | 0 | 0 | 0 | 0 | 0 | 0 | 0 | 0 | 0 | 0 | 0.024026 | 0.023776 | 0.00025017 | 0 | 0.080156 | 0.05613 | 0 | 0.050894 | -0.49673 | -0.050894 | 0.029262
[9 empty] | 2014-03-07 | 3時 | 0 | 0 | 0 | 0 | 0 | 0 | 0 | 0 | 0 | 0 | 0 | 0 | 0 | 0 | 0 | 0 | 0 | 0 | 0 | 0.024026 | 0.023776 | 0.00025017 | 0 | 0.080156 | 0.05613 | 0 | 0.050894 | -0.49673 | -0.050894 | 0.029262
[9 empty] | 2014-03-07 | 4時 | 0 | 0 | 0 | 0 | 0 | 0 | 0 | 0 | 0 | 0 | 0 | 0 | 0 | 0 | 0 | 0 | 0 | 0 | 0 | 0.024026 | 0.023776 | 0.00025017 | 0 | 0.072356 | 0.04833 | 0 | 0.045542 | -0.44449 | -0.045542 | 0.026814
[9 empty] | 2014-03-07 | 5時 | 22.1185 | 4.5971 | 0 | 0 | 0 | 0 | 0 | 0 | 0 | 0 | 1.7952 | 0 | 0 | 0 | 0 | 0 | 0 | 0 | 0 | 0.024026 | 0.023776 | 0.00025017 | 0 | 0.080156 | 0.05613 | 0 | -0.21801 | 2.1278 | 0.21801 | 0.29817
[9 empty] | 2014-03-07 | 6時 | 5.4575 | 0 | 0 | 0 | 0 | 0 | 0 | 0 | 0 | 0 | 0.55917 | 0 | 0 | 0 | 0 | 0 | 0 | 0 | 0 | 0.03053 | 0.023776 | 0.0067545 | 0.018231 | 0.30998 | 0.26122 | 0 | 0.011814 | -0.1153 | -0.011814 | 0.29817
[9 empty] | 2014-03-07 | 7時 | 2.609 | 0 | 0 | 0 | 0 | 0 | 0 | 0 | 0 | 0 | 0.26731 | 0 | 0 | 0 | 0 | 0 | 0 | 0 | 0 | 0.024857 | 0.023776 | 0.0010807 | 0.11469 | 0.3877 | 0.24816 | 0 | 0.089536 | -0.87387 | -0.089536 | 0.29817
[9 empty] | 2014-03-07 | 8時 | 1.4351 | 0 | 0 | 0 | 0 | 0 | 0 | 0 | 0 | 0 | 0.14704 | 0 | 0 | 0 | 0 | 0 | 0 | 0 | 0 | 0.024857 | 0.023776 | 0.0010807 | 0.064563 | 0.2343 | 0.14488 | 0 | 0.032675 | -0.31891 | -0.032675 | 0.20162
[9 empty] | 2014-03-07 | 9時 | 0 | 0 | 0 | 0 | 0 | 0 | 0 | 0 | 0 | 0 | 0 | 0 | 0 | 0 | 0 | 0 | 0 | 0 | 0 | 0.024026 | 0.023776 | 0.00025017 | 0.16544 | 0.52635 | 0.33688 | 0 | 0.29391 | -2.8685 | -0.29391 | 0.23244
[9 empty] | 2014-03-07 | 10時 | 0 | 0 | 0 | 0 | 0 | 0 | 0 | 0 | 0 | 0 | 0 | 0 | 0 | 0 | 0 | 0 | 0 | 0 | 0 | 0.024446 | 0.023776 | 0.00067044 | 0.053027 | 0.1258 | 0.04833 | 0 | 0.065451 | -0.6388 | -0.065451 | 0.060353
[9 empty] | 2014-03-07 | 11時 | 1.273 | 0 | 0 | 0 | 0 | 0 | 0 | 0 | 0 | 0 | 0.13043 | 0 | 0 | 0 | 0 | 0 | 0 | 0 | 0 | 0.024026 | 0.023776 | 0.00025017 | 0.0026381 | 0.082794 | 0.05613 | 0 | -0.029974 | 0.29255 | 0.029974 | 0.11277
[9 empty] | 2014-03-07 | 12時 | 0.57709 | 0 | 0 | 0 | 0 | 0 | 0 | 0 | 0 | 0 | 0.059129 | 0 | 0 | 0 | 0 | 0 | 0 | 0 | 0 | 0.03053 | 0.023776 | 0.0067545 | 0.029502 | 0.33286 | 0.27283 | 0 | 0.15256 | -1.489 | -0.15256 | 0.1803
[9 empty] | 2014-03-07 | 13時 | 0 | 0 | 0 | 0 | 0 | 0 | 0 | 0 | 0 | 0 | 0 | 0 | 0 | 0 | 0 | 0 | 0 | 0 | 0 | 0.024446 | 0.023776 | 0.00067044 | 0.058042 | 0.13082 | 0.04833 | 0 | 0.067321 | -0.65705 | -0.067321 | 0.063497
[9 empty] | 2014-03-07 | 14時 | 0 | 0 | 0 | 0 | 0 | 0 | 0 | 0 | 0 | 0 | 0 | 0 | 0 | 0 | 0 | 0 | 0 | 0 | 0 | 0.024026 | 0.023776 | 0.00025017 | 0.024487 | 0.10464 | 0.05613 | 0 | 0.060012 | -0.58571 | -0.060012 | 0.044632
[9 empty] | 2014-03-07 | 15時 | 0.85457 | 0 | 0 | 0 | 0 | 0 | 0 | 0 | 0 | 0 | 0.087558 | 0 | 0 | 0 | 0 | 0 | 0 | 0 | 0 | 0.024026 | 0.023776 | 0.00025017 | 0 | 0.080156 | 0.05613 | 0 | -0.004051 | 0.039538 | 0.004051 | 0.084207
[9 empty] | 2014-03-07 | 16時 | 1.1864 | 0 | 0 | 0 | 0 | 0 | 0 | 0 | 0 | 0 | 0.12156 | 0 | 0 | 0 | 0 | 0 | 0 | 0 | 0 | 0.024446 | 0.023776 | 0.00067044 | 0.033816 | 0.10659 | 0.04833 | 0 | -0.017983 | 0.17551 | 0.017983 | 0.12458
[9 empty] | 2014-03-07 | 17時 | 3.4447 | 0 | 0 | 0 | 0 | 0 | 0 | 0 | 0 | 0 | 0.35294 | 0 | 0 | 0 | 0 | 0 | 0 | 0 | 0 | 0.024446 | 0.023776 | 0.00067044 | 0.056835 | 0.28621 | 0.20493 | 0 | -0.011958 | 0.11671 | 0.011958 | 0.29817
[9 empty] | 2014-03-07 | 18時 | 2.9029 | 0 | 0 | 0 | 0 | 0 | 0 | 0 | 0 | 0 | 0.29743 | 0 | 0 | 0 | 0 | 0 | 0 | 0 | 0 | 0.036624 | 0.023776 | 0.012849 | 0.066494 | 0.4419 | 0.33878 | 0 | 0.14373 | -1.4028 | -0.14373 | 0.29817
[9 empty] | 2014-03-07 | 19時 | 3.5775 | 0 | 0 | 0 | 0 | 0 | 0 | 0 | 0 | 0 | 0.36655 | 0 | 0 | 0 | 0 | 0 | 0 | 0 | 0 | 0.036624 | 0.023776 | 0.012849 | 0.16307 | 0.33458 | 0.13488 | 0 | 0.088535 | -0.86411 | -0.088535 | 0.24604
[9 empty] | 2014-03-07 | 20時 | 4.2094 | 0 | 0 | 0 | 0 | 0 | 0 | 0 | 0 | 0 | 0.4313 | 0 | 0 | 0 | 0 | 0 | 0 | 0 | 0 | 0.024446 | 0.023776 | 0.00067044 | 0.088224 | 0.24028 | 0.12761 | 0 | -0.057888 | 0.56499 | 0.057888 | 0.29817
[9 empty] | 2014-03-07 | 21時 | 5.2212 | 0 | 0 | 0 | 0 | 0 | 0 | 0 | 0 | 0 | 0.53496 | 0 | 0 | 0 | 0 | 0 | 0 | 0 | 0 | 0.024446 | 0.023776 | 0.00067044 | 0.14284 | 0.35471 | 0.18743 | 0 | 0.056542 | -0.55185 | -0.056542 | 0.29817
[9 empty] | 2014-03-07 | 22時 | 4.0911 | 0 | 0 | 0 | 0 | 0 | 0 | 0 | 0 | 0 | 0.41917 | 0 | 0 | 0 | 0 | 0 | 0 | 0 | 0 | 0.036344 | 0.023776 | 0.012568 | 0.16493 | 0.39307 | 0.19179 | 0 | 0.094899 | -0.92622 | -0.094899 | 0.29817
[9 empty] | 2014-03-07 | 23時 | 0 | 0 | 0 | 0 | 0 | 0 | 0 | 0 | 0 | 0 | 0 | 0 | 0 | 0 | 0 | 0 | 0 | 0 | 0 | 0.037175 | 0.023776 | 0.013399 | 0.17268 | 0.42753 | 0.21768 | 0 | 0.21986 | -2.1459 | -0.21986 | 0.20767
[9 empty] | 2014-03-08 | 0時 | 0 | 0 | 0 | 0 | 0 | 0 | 0 | 0 | 0 | 0 | 0 | 0 | 0 | 0 | 0 | 0 | 0 | 0 | 0 | 0.024026 | 0.023776 | 0.00025017 | 0.045276 | 0.22713 | 0.15783 | 0 | 0.11497 | -1.1221 | -0.11497 | 0.11216
[9 empty] | 2014-03-08 | 1時 | 0 | 0 | 0 | 0 | 0 | 0 | 0 | 0 | 0 | 0 | 0 | 0 | 0 | 0 | 0 | 0 | 0 | 0 | 0 | 0.024026 | 0.023776 | 0.00025017 | 0 | 0.072356 | 0.04833 | 0 | 0.036435 | -0.3556 | -0.036435 | 0.035922
[9 empty] | 2014-03-08 | 2時 | 0 | 0 | 0 | 0 | 0 | 0 | 0 | 0 | 0 | 0 | 0 | 0 | 0 | 0 | 0 | 0 | 0 | 0 | 0 | 0.024026 | 0.023776 | 0.00025017 | 0 | 0.080156 | 0.05613 | 0 | 0.041262 | -0.40272 | -0.041262 | 0.038894
[9 empty] | 2014-03-08 | 3時 | 0 | 0 | 0 | 0 | 0 | 0 | 0 | 0 | 0 | 0 | 0 | 0 | 0 | 0 | 0 | 0 | 0 | 0 | 0 | 0.024026 | 0.023776 | 0.00025017 | 0 | 0.080156 | 0.05613 | 0 | 0.041262 | -0.40272 | -0.041262 | 0.038894
[9 empty] | 2014-03-08 | 4時 | 0 | 0 | 0 | 0 | 0 | 0 | 0 | 0 | 0 | 0 | 0 | 0 | 0 | 0 | 0 | 0 | 0 | 0 | 0 | 0.024026 | 0.023776 | 0.00025017 | 0 | 0.072356 | 0.04833 | 0 | 0.036435 | -0.3556 | -0.036435 | 0.035922
[9 empty] | 2014-03-08 | 5時 | 18.364 | 0.87799 | 0 | 0 | 0 | 0 | 0 | 0 | 0 | 0 | 1.7916 | 0 | 0 | 0 | 0 | 0 | 0 | 0 | 0 | 0.024026 | 0.023776 | 0.00025017 | 0 | 0.080156 | 0.05613 | 0 | -0.28525 | 2.7841 | 0.28525 | 0.36541
[9 empty] | 2014-03-08 | 6時 | 4.5731 | 0 | 0 | 0 | 0 | 0 | 0 | 0 | 0 | 0 | 0.46856 | 0 | 0 | 0 | 0 | 0 | 0 | 0 | 0 | 0.03053 | 0.023776 | 0.0067545 | 0.018231 | 0.30998 | 0.26122 | 0 | -0.055426 | 0.54095 | 0.055426 | 0.36541
[9 empty] | 2014-03-08 | 7時 | 3.7717 | 0 | 0 | 0 | 0 | 0 | 0 | 0 | 0 | 0 | 0.38645 | 0 | 0 | 0 | 0 | 0 | 0 | 0 | 0 | 0.024857 | 0.023776 | 0.0010807 | 0.11469 | 0.3877 | 0.24816 | 0 | 0.022296 | -0.21761 | -0.022296 | 0.36541
[9 empty] | 2014-03-08 | 8時 | 2.9195 | 0 | 0 | 0 | 0 | 0 | 0 | 0 | 0 | 0 | 0.29913 | 0 | 0 | 0 | 0 | 0 | 0 | 0 | 0 | 0.024857 | 0.023776 | 0.0010807 | 0.064563 | 0.2343 | 0.14488 | 0 | -0.12977 | 1.2665 | 0.12977 | 0.36407
[9 empty] | 2014-03-08 | 9時 | 0 | 0 | 0 | 0 | 0 | 0 | 0 | 0 | 0 | 0 | 0 | 0 | 0 | 0 | 0 | 0 | 0 | 0 | 0 | 0.024026 | 0.023776 | 0.00025017 | 0.16544 | 0.52635 | 0.33688 | 0 | 0.24075 | -2.3497 | -0.24075 | 0.2856
[9 empty] | 2014-03-08 | 10時 | 0 | 0 | 0 | 0 | 0 | 0 | 0 | 0 | 0 | 0 | 0 | 0 | 0 | 0 | 0 | 0 | 0 | 0 | 0 | 0.024446 | 0.023776 | 0.00067044 | 0.053027 | 0.1258 | 0.04833 | 0 | 0.049158 | -0.47978 | -0.049158 | 0.076645
[9 empty] | 2014-03-08 | 11時 | 2.4814 | 0 | 0 | 0 | 0 | 0 | 0 | 0 | 0 | 0 | 0.25424 | 0 | 0 | 0 | 0 | 0 | 0 | 0 | 0 | 0.024026 | 0.023776 | 0.00025017 | 0.0026381 | 0.082794 | 0.05613 | 0 | -0.15184 | 1.4819 | 0.15184 | 0.23463
[9 empty] | 2014-03-08 | 12時 | 0.87727 | 0 | 0 | 0 | 0 | 0 | 0 | 0 | 0 | 0 | 0.089884 | 0 | 0 | 0 | 0 | 0 | 0 | 0 | 0 | 0.03053 | 0.023776 | 0.0067545 | 0.029502 | 0.33286 | 0.27283 | 0 | 0.087138 | -0.85046 | -0.087138 | 0.24572
[9 empty] | 2014-03-08 | 13時 | 0 | 0 | 0 | 0 | 0 | 0 | 0 | 0 | 0 | 0 | 0 | 0 | 0 | 0 | 0 | 0 | 0 | 0 | 0 | 0.024446 | 0.023776 | 0.00067044 | 0.058042 | 0.13082 | 0.04833 | 0 | 0.050355 | -0.49146 | -0.050355 | 0.080464
[9 empty] | 2014-03-08 | 14時 | 0 | 0 | 0 | 0 | 0 | 0 | 0 | 0 | 0 | 0 | 0 | 0 | 0 | 0 | 0 | 0 | 0 | 0 | 0 | 0.024026 | 0.023776 | 0.00025017 | 0.024487 | 0.10464 | 0.05613 | 0 | 0.047087 | -0.45957 | -0.047087 | 0.057557
[9 empty] | 2014-03-08 | 15時 | 1.8811 | 0 | 0 | 0 | 0 | 0 | 0 | 0 | 0 | 0 | 0.19274 | 0 | 0 | 0 | 0 | 0 | 0 | 0 | 0 | 0.024026 | 0.023776 | 0.00025017 | 0 | 0.080156 | 0.05613 | 0 | -0.1056 | 1.0306 | 0.1056 | 0.18576
[9 empty] | 2014-03-08 | 16時 | 1.749 | 0 | 0 | 0 | 0 | 0 | 0 | 0 | 0 | 0 | 0.1792 | 0 | 0 | 0 | 0 | 0 | 0 | 0 | 0 | 0.024446 | 0.023776 | 0.00067044 | 0.033816 | 0.10659 | 0.04833 | 0 | -0.091954 | 0.89747 | 0.091954 | 0.19855
[9 empty] | 2014-03-08 | 17時 | 4.5268 | 0 | 0 | 0 | 0 | 0 | 0 | 0 | 0 | 0 | 0.46381 | 0 | 0 | 0 | 0 | 0 | 0 | 0 | 0 | 0.024446 | 0.023776 | 0.00067044 | 0.056835 | 0.28621 | 0.20493 | 0 | -0.079198 | 0.77297 | 0.079198 | 0.36541
[9 empty] | 2014-03-08 | 18時 | 3.1651 | 0 | 0 | 0 | 0 | 0 | 0 | 0 | 0 | 0 | 0.3243 | 0 | 0 | 0 | 0 | 0 | 0 | 0 | 0 | 0.036624 | 0.023776 | 0.012849 | 0.066494 | 0.4419 | 0.33878 | 0 | 0.076488 | -0.74652 | -0.076488 | 0.36541
[9 empty] | 2014-03-08 | 19時 | 4.1028 | 0 | 0 | 0 | 0 | 0 | 0 | 0 | 0 | 0 | 0.42036 | 0 | 0 | 0 | 0 | 0 | 0 | 0 | 0 | 0.036624 | 0.023776 | 0.012849 | 0.16307 | 0.33458 | 0.13488 | 0 | 0.020823 | -0.20324 | -0.020823 | 0.31375
[9 empty] | 2014-03-08 | 20時 | 4.0951 | 0 | 0 | 0 | 0 | 0 | 0 | 0 | 0 | 0 | 0.41958 | 0 | 0 | 0 | 0 | 0 | 0 | 0 | 0 | 0.024446 | 0.023776 | 0.00067044 | 0.088224 | 0.24028 | 0.12761 | 0 | -0.12513 | 1.2212 | 0.12513 | 0.36541
[9 empty] | 2014-03-08 | 21時 | 4.9662 | 0 | 0 | 0 | 0 | 0 | 0 | 0 | 0 | 0 | 0.50883 | 0 | 0 | 0 | 0 | 0 | 0 | 0 | 0 | 0.024446 | 0.023776 | 0.00067044 | 0.14284 | 0.35471 | 0.18743 | 0 | -0.010698 | 0.10441 | 0.010698 | 0.36541
[9 empty] | 2014-03-08 | 22時 | 3.6726 | 0 | 0 | 0 | 0 | 0 | 0 | 0 | 0 | 0 | 0.37629 | 0 | 0 | 0 | 0 | 0 | 0 | 0 | 0 | 0.036344 | 0.023776 | 0.012568 | 0.16493 | 0.39307 | 0.19179 | 0 | 0.02766 | -0.26996 | -0.02766 | 0.36541
[9 empty] | 2014-03-08 | 23時 | 0 | 0 | 0 | 0 | 0 | 0 | 0 | 0 | 0 | 0 | 0 | 0 | 0 | 0 | 0 | 0 | 0 | 0 | 0 | 0.037175 | 0.023776 | 0.013399 | 0.17268 | 0.42753 | 0.21768 | 0 | 0.17201 | -1.6788 | -0.17201 | 0.25552
[9 empty] | 2014-03-09 | 0時 | 0 | 0 | 0 | 0 | 0 | 0 | 0 | 0 | 0 | 0 | 0 | 0 | 0 | 0 | 0 | 0 | 0 | 0 | 0 | 0.024026 | 0.023776 | 0.00025017 | 0.045276 | 0.22713 | 0.15783 | 0 | 0.14493 | -1.4145 | -0.14493 | 0.082203
[9 empty] | 2014-03-09 | 1時 | 0 | 0 | 0 | 0 | 0 | 0 | 0 | 0 | 0 | 0 | 0 | 0 | 0 | 0 | 0 | 0 | 0 | 0 | 0 | 0.024026 | 0.023776 | 0.00025017 | 0 | 0.072356 | 0.04833 | 0 | 0.048531 | -0.47366 | -0.048531 | 0.023826
[9 empty] | 2014-03-09 | 2時 | 0 | 0 | 0 | 0 | 0 | 0 | 0 | 0 | 0 | 0 | 0 | 0 | 0 | 0 | 0 | 0 | 0 | 0 | 0 | 0.024026 | 0.023776 | 0.00025017 | 0 | 0.080156 | 0.05613 | 0 | 0.054055 | -0.52757 | -0.054055 | 0.026102
[9 empty] | 2014-03-09 | 3時 | 0 | 0 | 0 | 0 | 0 | 0 | 0 | 0 | 0 | 0 | 0 | 0 | 0 | 0 | 0 | 0 | 0 | 0 | 0 | 0.024026 | 0.023776 | 0.00025017 | 0 | 0.080156 | 0.05613 | 0 | 0.054055 | -0.52757 | -0.054055 | 0.026102
[9 empty] | 2014-03-09 | 4時 | 0 | 0 | 0 | 0 | 0 | 0 | 0 | 0 | 0 | 0 | 0 | 0 | 0 | 0 | 0 | 0 | 0 | 0 | 0 | 0.024026 | 0.023776 | 0.00025017 | 0 | 0.072356 | 0.04833 | 0 | 0.048531 | -0.47366 | -0.048531 | 0.023826
[9 empty] | 2014-03-09 | 5時 | 16.0247 | 0 | 0 | 0 | 0 | 0 | 0 | 0 | 0 | 0 | 1.6419 | 0 | 0 | 0 | 0 | 0 | 0 | 0 | 0 | 0.024026 | 0.023776 | 0.00025017 | 0 | 0.080156 | 0.05613 | 0 | -0.19595 | 1.9125 | 0.19595 | 0.27611
[9 empty] | 2014-03-09 | 6時 | 3.8451 | 0 | 0 | 0 | 0 | 0 | 0 | 0 | 0 | 0 | 0.39397 | 0 | 0 | 0 | 0 | 0 | 0 | 0 | 0 | 0.03053 | 0.023776 | 0.0067545 | 0.018231 | 0.30998 | 0.26122 | 0 | 0.033876 | -0.33063 | -0.033876 | 0.27611
[9 empty] | 2014-03-09 | 7時 | 3.1788 | 0 | 0 | 0 | 0 | 0 | 0 | 0 | 0 | 0 | 0.32569 | 0 | 0 | 0 | 0 | 0 | 0 | 0 | 0 | 0.024857 | 0.023776 | 0.0010807 | 0.11469 | 0.3877 | 0.24816 | 0 | 0.1116 | -1.0892 | -0.1116 | 0.27611
[9 empty] | 2014-03-09 | 8時 | 1.7213 | 0 | 0 | 0 | 0 | 0 | 0 | 0 | 0 | 0 | 0.17636 | 0 | 0 | 0 | 0 | 0 | 0 | 0 | 0 | 0.024857 | 0.023776 | 0.0010807 | 0.064563 | 0.2343 | 0.14488 | 0 | 0.030841 | -0.30101 | -0.030841 | 0.20346
[9 empty] | 2014-03-09 | 9時 | 0 | 0 | 0 | 0 | 0 | 0 | 0 | 0 | 0 | 0 | 0 | 0 | 0 | 0 | 0 | 0 | 0 | 0 | 0 | 0.024026 | 0.023776 | 0.00025017 | 0.16544 | 0.52635 | 0.33688 | 0 | 0.31135 | -3.0388 | -0.31135 | 0.215
[9 empty] | 2014-03-09 | 10時 | 0 | 0 | 0 | 0 | 0 | 0 | 0 | 0 | 0 | 0 | 0 | 0 | 0 | 0 | 0 | 0 | 0 | 0 | 0 | 0.024446 | 0.023776 | 0.00067044 | 0.053027 | 0.1258 | 0.04833 | 0 | 0.070797 | -0.69098 | -0.070797 | 0.055007
[9 empty] | 2014-03-09 | 11時 | 3.8421 | 0 | 0 | 0 | 0 | 0 | 0 | 0 | 0 | 0 | 0.39366 | 0 | 0 | 0 | 0 | 0 | 0 | 0 | 0 | 0.024026 | 0.023776 | 0.00025017 | 0.0026381 | 0.082794 | 0.05613 | 0 | -0.17452 | 1.7033 | 0.17452 | 0.25731
[9 empty] | 2014-03-09 | 12時 | 1.4595 | 0 | 0 | 0 | 0 | 0 | 0 | 0 | 0 | 0 | 0.14954 | 0 | 0 | 0 | 0 | 0 | 0 | 0 | 0 | 0.03053 | 0.023776 | 0.0067545 | 0.029502 | 0.33286 | 0.27283 | 0 | 0.11359 | -1.1086 | -0.11359 | 0.21927
[9 empty] | 2014-03-09 | 13時 | 0 | 0 | 0 | 0 | 0 | 0 | 0 | 0 | 0 | 0 | 0 | 0 | 0 | 0 | 0 | 0 | 0 | 0 | 0 | 0.024446 | 0.023776 | 0.00067044 | 0.058042 | 0.13082 | 0.04833 | 0 | 0.072888 | -0.71139 | -0.072888 | 0.05793
[9 empty] | 2014-03-09 | 14時 | 0 | 0 | 0 | 0 | 0 | 0 | 0 | 0 | 0 | 0 | 0 | 0 | 0 | 0 | 0 | 0 | 0 | 0 | 0 | 0.024026 | 0.023776 | 0.00025017 | 0.024487 | 0.10464 | 0.05613 | 0 | 0.064252 | -0.6271 | -0.064252 | 0.040391
[9 empty] | 2014-03-09 | 15時 | 1.7746 | 0 | 0 | 0 | 0 | 0 | 0 | 0 | 0 | 0 | 0.18182 | 0 | 0 | 0 | 0 | 0 | 0 | 0 | 0 | 0.024026 | 0.023776 | 0.00025017 | 0 | 0.080156 | 0.05613 | 0 | -0.052023 | 0.50775 | 0.052023 | 0.13218
[9 empty] | 2014-03-09 | 16時 | 1.5559 | 0 | 0 | 0 | 0 | 0 | 0 | 0 | 0 | 0 | 0.15942 | 0 | 0 | 0 | 0 | 0 | 0 | 0 | 0 | 0.024446 | 0.023776 | 0.00067044 | 0.033816 | 0.10659 | 0.04833 | 0 | -0.030214 | 0.29489 | 0.030214 | 0.13681
[9 empty] | 2014-03-09 | 17時 | 4.3996 | 0 | 0 | 0 | 0 | 0 | 0 | 0 | 0 | 0 | 0.45078 | 0 | 0 | 0 | 0 | 0 | 0 | 0 | 0 | 0.024446 | 0.023776 | 0.00067044 | 0.056835 | 0.28621 | 0.20493 | 0 | 0.010104 | -0.098618 | -0.010104 | 0.27611
[9 empty] | 2014-03-09 | 18時 | 2.9552 | 0 | 0 | 0 | 0 | 0 | 0 | 0 | 0 | 0 | 0.30278 | 0 | 0 | 0 | 0 | 0 | 0 | 0 | 0 | 0.036624 | 0.023776 | 0.012849 | 0.066494 | 0.4419 | 0.33878 | 0 | 0.16579 | -1.6181 | -0.16579 | 0.27611
[9 empty] | 2014-03-09 | 19時 | 3.853 | 0 | 0 | 0 | 0 | 0 | 0 | 0 | 0 | 0 | 0.39478 | 0 | 0 | 0 | 0 | 0 | 0 | 0 | 0 | 0.036624 | 0.023776 | 0.012849 | 0.16307 | 0.33458 | 0.13488 | 0 | 0.1094 | -1.0678 | -0.1094 | 0.22517
[9 empty] | 2014-03-09 | 20時 | 4.4858 | 0 | 0 | 0 | 0 | 0 | 0 | 0 | 0 | 0 | 0.45961 | 0 | 0 | 0 | 0 | 0 | 0 | 0 | 0 | 0.024446 | 0.023776 | 0.00067044 | 0.088224 | 0.24028 | 0.12761 | 0 | -0.035826 | 0.34966 | 0.035826 | 0.27611
[9 empty] | 2014-03-09 | 21時 | 5.6735 | 0 | 0 | 0 | 0 | 0 | 0 | 0 | 0 | 0 | 0.5813 | 0 | 0 | 0 | 0 | 0 | 0 | 0 | 0 | 0.024446 | 0.023776 | 0.00067044 | 0.14284 | 0.35471 | 0.18743 | 0 | 0.078604 | -0.76718 | -0.078604 | 0.27611
[9 empty] | 2014-03-09 | 22時 | 4.2561 | 0 | 0 | 0 | 0 | 0 | 0 | 0 | 0 | 0 | 0.43607 | 0 | 0 | 0 | 0 | 0 | 0 | 0 | 0 | 0.036344 | 0.023776 | 0.012568 | 0.16493 | 0.39307 | 0.19179 | 0 | 0.11696 | -1.1415 | -0.11696 | 0.27611
[9 empty] | 2014-03-09 | 23時 | 0 | 0 | 0 | 0 | 0 | 0 | 0 | 0 | 0 | 0 | 0 | 0 | 0 | 0 | 0 | 0 | 0 | 0 | 0 | 0.037175 | 0.023776 | 0.013399 | 0.17268 | 0.42753 | 0.21768 | 0 | 0.23556 | -2.2991 | -0.23556 | 0.19197
[9 empty] | 2014-03-10 | 0時 | 0 | 0 | 0 | 0 | 0 | 0 | 0 | 0 | 0 | 0 | 0 | 0 | 0 | 0 | 0 | 0 | 0 | 0 | 0 | 0.024026 | 0.023776 | 0.00025017 | 0.045276 | 0.22713 | 0.15783 | 0 | 0.13511 | -1.3187 | -0.13511 | 0.092021
[9 empty] | 2014-03-10 | 1時 | 0 | 0 | 0 | 0 | 0 | 0 | 0 | 0 | 0 | 0 | 0 | 0 | 0 | 0 | 0 | 0 | 0 | 0 | 0 | 0.024026 | 0.023776 | 0.00025017 | 0 | 0.072356 | 0.04833 | 0 | 0.044567 | -0.43497 | -0.044567 | 0.02779
[9 empty] | 2014-03-10 | 2時 | 0 | 0 | 0 | 0 | 0 | 0 | 0 | 0 | 0 | 0 | 0 | 0 | 0 | 0 | 0 | 0 | 0 | 0 | 0 | 0.024026 | 0.023776 | 0.00025017 | 0 | 0.080156 | 0.05613 | 0 | 0.049862 | -0.48666 | -0.049862 | 0.030294
[9 empty] | 2014-03-10 | 3時 | 0 | 0 | 0 | 0 | 0 | 0 | 0 | 0 | 0 | 0 | 0 | 0 | 0 | 0 | 0 | 0 | 0 | 0 | 0 | 0.024026 | 0.023776 | 0.00025017 | 0 | 0.080156 | 0.05613 | 0 | 0.049862 | -0.48666 | -0.049862 | 0.030294
[9 empty] | 2014-03-10 | 4時 | 0 | 0 | 0 | 0 | 0 | 0 | 0 | 0 | 0 | 0 | 0 | 0 | 0 | 0 | 0 | 0 | 0 | 0 | 0 | 0.024026 | 0.023776 | 0.00025017 | 0 | 0.072356 | 0.04833 | 0 | 0.044567 | -0.43497 | -0.044567 | 0.02779
[9 empty] | 2014-03-10 | 5時 | 22.096 | 4.5746 | 0 | 0 | 0 | 0 | 0 | 0 | 0 | 0 | 1.7952 | 0 | 0 | 0 | 0 | 0 | 0 | 0 | 0 | 0.024026 | 0.023776 | 0.00025017 | 0 | 0.080156 | 0.05613 | 0 | -0.22521 | 2.1981 | 0.22521 | 0.30537
[9 empty] | 2014-03-10 | 6時 | 6.478 | 0 | 0 | 0 | 0 | 0 | 0 | 0 | 0 | 0 | 0.66373 | 0 | 0 | 0 | 0 | 0 | 0 | 0 | 0 | 0.03053 | 0.023776 | 0.0067545 | 0.018231 | 0.30998 | 0.26122 | 0 | 0.0046125 | -0.045018 | -0.0046125 | 0.30537
[9 empty] | 2014-03-10 | 7時 | 3.925 | 0 | 0 | 0 | 0 | 0 | 0 | 0 | 0 | 0 | 0.40215 | 0 | 0 | 0 | 0 | 0 | 0 | 0 | 0 | 0.024857 | 0.023776 | 0.0010807 | 0.11469 | 0.3877 | 0.24816 | 0 | 0.082334 | -0.80358 | -0.082334 | 0.30537
[9 empty] | 2014-03-10 | 8時 | 3.179 | 0 | 0 | 0 | 0 | 0 | 0 | 0 | 0 | 0 | 0.32572 | 0 | 0 | 0 | 0 | 0 | 0 | 0 | 0 | 0.024857 | 0.023776 | 0.0010807 | 0.064563 | 0.2343 | 0.14488 | 0 | -0.071073 | 0.69367 | 0.071073 | 0.30537
[9 empty] | 2014-03-10 | 9時 | 0 | 0 | 0 | 0 | 0 | 0 | 0 | 0 | 0 | 0 | 0 | 0 | 0 | 0 | 0 | 0 | 0 | 0 | 0 | 0.024026 | 0.023776 | 0.00025017 | 0.16544 | 0.52635 | 0.33688 | 0 | 0.28821 | -2.813 | -0.28821 | 0.23814
[9 empty] | 2014-03-10 | 10時 | 0 | 0 | 0 | 0 | 0 | 0 | 0 | 0 | 0 | 0 | 0 | 0 | 0 | 0 | 0 | 0 | 0 | 0 | 0 | 0.024446 | 0.023776 | 0.00067044 | 0.053027 | 0.1258 | 0.04833 | 0 | 0.063706 | -0.62177 | -0.063706 | 0.062098
[9 empty] | 2014-03-10 | 11時 | 4.1657 | 0 | 0 | 0 | 0 | 0 | 0 | 0 | 0 | 0 | 0.42682 | 0 | 0 | 0 | 0 | 0 | 0 | 0 | 0 | 0.024026 | 0.023776 | 0.00025017 | 0.0026381 | 0.082794 | 0.05613 | 0 | -0.22258 | 2.1723 | 0.22258 | 0.30537
[9 empty] | 2014-03-10 | 12時 | 1.2434 | 0 | 0 | 0 | 0 | 0 | 0 | 0 | 0 | 0 | 0.1274 | 0 | 0 | 0 | 0 | 0 | 0 | 0 | 0 | 0.03053 | 0.023776 | 0.0067545 | 0.029502 | 0.33286 | 0.27283 | 0 | 0.10424 | -1.0174 | -0.10424 | 0.22862
[9 empty] | 2014-03-10 | 13時 | 0 | 0 | 0 | 0 | 0 | 0 | 0 | 0 | 0 | 0 | 0 | 0 | 0 | 0 | 0 | 0 | 0 | 0 | 0 | 0.024446 | 0.023776 | 0.00067044 | 0.058042 | 0.13082 | 0.04833 | 0 | 0.065504 | -0.63932 | -0.065504 | 0.065315
[9 empty] | 2014-03-10 | 14時 | 0 | 0 | 0 | 0 | 0 | 0 | 0 | 0 | 0 | 0 | 0 | 0 | 0 | 0 | 0 | 0 | 0 | 0 | 0 | 0.024026 | 0.023776 | 0.00025017 | 0.024487 | 0.10464 | 0.05613 | 0 | 0.058627 | -0.5722 | -0.058627 | 0.046016
[9 empty] | 2014-03-10 | 15時 | 3.226 | 0 | 0 | 0 | 0 | 0 | 0 | 0 | 0 | 0 | 0.33054 | 0 | 0 | 0 | 0 | 0 | 0 | 0 | 0 | 0.024026 | 0.023776 | 0.00025017 | 0 | 0.080156 | 0.05613 | 0 | -0.16232 | 1.5842 | 0.16232 | 0.24247
[9 empty] | 2014-03-10 | 16時 | 2.1358 | 0 | 0 | 0 | 0 | 0 | 0 | 0 | 0 | 0 | 0.21883 | 0 | 0 | 0 | 0 | 0 | 0 | 0 | 0 | 0.024446 | 0.023776 | 0.00067044 | 0.033816 | 0.10659 | 0.04833 | 0 | -0.083643 | 0.81635 | 0.083643 | 0.19024
[9 empty] | 2014-03-10 | 17時 | 5.2344 | 0 | 0 | 0 | 0 | 0 | 0 | 0 | 0 | 0 | 0.53632 | 0 | 0 | 0 | 0 | 0 | 0 | 0 | 0 | 0.024446 | 0.023776 | 0.00067044 | 0.056835 | 0.28621 | 0.20493 | 0 | -0.01916 | 0.187 | 0.01916 | 0.30537
[9 empty] | 2014-03-10 | 18時 | 3.2311 | 0 | 0 | 0 | 0 | 0 | 0 | 0 | 0 | 0 | 0.33106 | 0 | 0 | 0 | 0 | 0 | 0 | 0 | 0 | 0.036624 | 0.023776 | 0.012849 | 0.066494 | 0.4419 | 0.33878 | 0 | 0.13653 | -1.3325 | -0.13653 | 0.30537
[9 empty] | 2014-03-10 | 19時 | 4.4503 | 0 | 0 | 0 | 0 | 0 | 0 | 0 | 0 | 0 | 0.45598 | 0 | 0 | 0 | 0 | 0 | 0 | 0 | 0 | 0.036624 | 0.023776 | 0.012849 | 0.16307 | 0.33458 | 0.13488 | 0 | 0.081481 | -0.79525 | -0.081481 | 0.2531
[9 empty] | 2014-03-10 | 20時 | 5.4205 | 0 | 0 | 0 | 0 | 0 | 0 | 0 | 0 | 0 | 0.55538 | 0 | 0 | 0 | 0 | 0 | 0 | 0 | 0 | 0.024446 | 0.023776 | 0.00067044 | 0.088224 | 0.24028 | 0.12761 | 0 | -0.06509 | 0.63528 | 0.06509 | 0.30537
[9 empty] | 2014-03-10 | 21時 | 6.4415 | 0 | 0 | 0 | 0 | 0 | 0 | 0 | 0 | 0 | 0.65999 | 0 | 0 | 0 | 0 | 0 | 0 | 0 | 0 | 0.024446 | 0.023776 | 0.00067044 | 0.14284 | 0.35471 | 0.18743 | 0 | 0.04934 | -0.48156 | -0.04934 | 0.30537
[9 empty] | 2014-03-10 | 22時 | 4.8186 | 0 | 0 | 0 | 0 | 0 | 0 | 0 | 0 | 0 | 0.49371 | 0 | 0 | 0 | 0 | 0 | 0 | 0 | 0 | 0.036344 | 0.023776 | 0.012568 | 0.16493 | 0.39307 | 0.19179 | 0 | 0.087698 | -0.85593 | -0.087698 | 0.30537
[9 empty] | 2014-03-10 | 23時 | 0 | 0 | 0 | 0 | 0 | 0 | 0 | 0 | 0 | 0 | 0 | 0 | 0 | 0 | 0 | 0 | 0 | 0 | 0 | 0.037175 | 0.023776 | 0.013399 | 0.17268 | 0.42753 | 0.21768 | 0 | 0.21474 | -2.0958 | -0.21474 | 0.2128
[9 empty] | 2014-03-11 | 0時 | 0 | 0 | 0 | 0 | 0 | 0 | 0 | 0 | 0 | 0 | 0 | 0 | 0 | 0 | 0 | 0 | 0 | 0 | 0 | 0.024026 | 0.023776 | 0.00025017 | 0 | 0.18186 | 0.15783 | 0 | 0.1058 | -1.0326 | -0.1058 | 0.076058
[9 empty] | 2014-03-11 | 1時 | 0 | 0 | 0 | 0 | 0 | 0 | 0 | 0 | 0 | 0 | 0 | 0 | 0 | 0 | 0 | 0 | 0 | 0 | 0 | 0.024026 | 0.023776 | 0.00025017 | 0 | 0.072356 | 0.04833 | 0 | 0.037317 | -0.36421 | -0.037317 | 0.03504
[9 empty] | 2014-03-11 | 2時 | 0 | 0 | 0 | 0 | 0 | 0 | 0 | 0 | 0 | 0 | 0 | 0 | 0 | 0 | 0 | 0 | 0 | 0 | 0 | 0.024026 | 0.023776 | 0.00025017 | 0 | 0.080156 | 0.05613 | 0 | 0.042195 | -0.41182 | -0.042195 | 0.037962
[9 empty] | 2014-03-11 | 3時 | 0 | 0 | 0 | 0 | 0 | 0 | 0 | 0 | 0 | 0 | 0 | 0 | 0 | 0 | 0 | 0 | 0 | 0 | 0 | 0.024026 | 0.023776 | 0.00025017 | 0 | 0.080156 | 0.05613 | 0 | 0.042195 | -0.41182 | -0.042195 | 0.037962
[9 empty] | 2014-03-11 | 4時 | 0 | 0 | 0 | 0 | 0 | 0 | 0 | 0 | 0 | 0 | 0 | 0 | 0 | 0 | 0 | 0 | 0 | 0 | 0 | 0.024026 | 0.023776 | 0.00025017 | 0 | 0.072356 | 0.04833 | 0 | 0.037317 | -0.36421 | -0.037317 | 0.03504
[9 empty] | 2014-03-11 | 5時 | 0 | 0 | 0 | 0 | 0 | 0 | 0 | 0 | 0 | 0 | 0 | 0 | 0 | 0 | 0 | 0 | 0 | 0 | 0 | 0.024026 | 0.023776 | 0.00025017 | 0 | 0.080156 | 0.05613 | 0 | 0.042195 | -0.41182 | -0.042195 | 0.037962
[9 empty] | 2014-03-11 | 6時 | 0 | 0 | 0 | 0 | 0 | 0 | 0 | 0 | 0 | 0 | 0 | 0 | 0 | 0 | 0 | 0 | 0 | 0 | 0 | 0.024026 | 0.023776 | 0.00025017 | 0 | 0.080156 | 0.05613 | 0 | 0.042195 | -0.41182 | -0.042195 | 0.037962
[9 empty] | 2014-03-11 | 7時 | 25.1464 | 2.2782 | 0 | 0 | 0 | 0 | 0 | 0 | 0 | 0 | 2.3431 | 0 | 0 | 0 | 0 | 0 | 0 | 0 | 0 | 0.024857 | 0.023776 | 0.0010807 | 0.023666 | 0.23404 | 0.18552 | 0 | -0.12485 | 1.2186 | 0.12485 | 0.3589
[9 empty] | 2014-03-11 | 8時 | 11.269 | 0 | 0 | 0 | 0 | 0 | 0 | 0 | 0 | 0 | 1.1546 | 0 | 0 | 0 | 0 | 0 | 0 | 0 | 0 | 0.031371 | 0.023776 | 0.0075951 | 0.11401 | 0.4267 | 0.28132 | 0 | 0.0678 | -0.66173 | -0.0678 | 0.3589
[9 empty] | 2014-03-11 | 9時 | 6.2914 | 0 | 0 | 0 | 0 | 0 | 0 | 0 | 0 | 0 | 0.64461 | 0 | 0 | 0 | 0 | 0 | 0 | 0 | 0 | 0.024446 | 0.023776 | 0.00067044 | 0.22373 | 0.50028 | 0.2521 | 0 | 0.14138 | -1.3799 | -0.14138 | 0.3589
[9 empty] | 2014-03-11 | 10時 | 5.2819 | 0 | 0 | 0 | 0 | 0 | 0 | 0 | 0 | 0 | 0.54117 | 0 | 0 | 0 | 0 | 0 | 0 | 0 | 0 | 0.024857 | 0.023776 | 0.0010807 | 0.18888 | 0.44125 | 0.22751 | 0 | 0.082351 | -0.80375 | -0.082351 | 0.3589
[9 empty] | 2014-03-11 | 11時 | 3.5958 | 0 | 0 | 0 | 0 | 0 | 0 | 0 | 0 | 0 | 0.36842 | 0 | 0 | 0 | 0 | 0 | 0 | 0 | 0 | 0.024446 | 0.023776 | 0.00067044 | 0.17015 | 0.4299 | 0.23531 | 0 | 0.071002 | -0.69298 | -0.071002 | 0.3589
[9 empty] | 2014-03-11 | 12時 | 2.2466 | 0 | 0 | 0 | 0 | 0 | 0 | 0 | 0 | 0 | 0.23019 | 0 | 0 | 0 | 0 | 0 | 0 | 0 | 0 | 0.03053 | 0.023776 | 0.0067545 | 0.15008 | 0.45344 | 0.27283 | 0 | 0.094548 | -0.92279 | -0.094548 | 0.3589
[9 empty] | 2014-03-11 | 13時 | 0 | 0 | 0 | 0 | 0 | 0 | 0 | 0 | 0 | 0 | 0 | 0 | 0 | 0 | 0 | 0 | 0 | 0 | 0 | 0.024446 | 0.023776 | 0.00067044 | 0.093998 | 0.16677 | 0.04833 | 0 | 0.061016 | -0.59552 | -0.061016 | 0.10576
[9 empty] | 2014-03-11 | 14時 | 0 | 0 | 0 | 0 | 0 | 0 | 0 | 0 | 0 | 0 | 0 | 0 | 0 | 0 | 0 | 0 | 0 | 0 | 0 | 0.024026 | 0.023776 | 0.00025017 | 0 | 0.080156 | 0.05613 | 0 | 0.042195 | -0.41182 | -0.042195 | 0.037962
[9 empty] | 2014-03-11 | 15時 | 6.7924 | 0 | 0 | 0 | 0 | 0 | 0 | 0 | 0 | 0 | 0.69595 | 0 | 0 | 0 | 0 | 0 | 0 | 0 | 0 | 0.024026 | 0.023776 | 0.00025017 | 0 | 0.080156 | 0.05613 | 0 | -0.27874 | 2.7205 | 0.27874 | 0.3589
[9 empty] | 2014-03-11 | 16時 | 4.9922 | 0 | 0 | 0 | 0 | 0 | 0 | 0 | 0 | 0 | 0.5115 | 0 | 0 | 0 | 0 | 0 | 0 | 0 | 0 | 0.024857 | 0.023776 | 0.0010807 | 0.070329 | 0.37035 | 0.27516 | 0 | 0.011449 | -0.11174 | -0.011449 | 0.3589
[9 empty] | 2014-03-11 | 17時 | 5.0477 | 0 | 0 | 0 | 0 | 0 | 0 | 0 | 0 | 0 | 0.51718 | 0 | 0 | 0 | 0 | 0 | 0 | 0 | 0 | 0.036624 | 0.023776 | 0.012849 | 0.13006 | 0.44491 | 0.27822 | 0 | 0.086012 | -0.83947 | -0.086012 | 0.3589
[9 empty] | 2014-03-11 | 18時 | 2.5574 | 0 | 0 | 0 | 0 | 0 | 0 | 0 | 0 | 0 | 0.26203 | 0 | 0 | 0 | 0 | 0 | 0 | 0 | 0 | 0.036624 | 0.023776 | 0.012849 | 0.15964 | 0.41407 | 0.21781 | 0 | 0.055178 | -0.53854 | -0.055178 | 0.3589
[9 empty] | 2014-03-11 | 19時 | 6.686 | 0 | 0 | 0 | 0 | 0 | 0 | 0 | 0 | 0 | 0.68504 | 0 | 0 | 0 | 0 | 0 | 0 | 0 | 0 | 0.024026 | 0.023776 | 0.00025017 | 0.067685 | 0.2273 | 0.13559 | 0 | -0.079755 | 0.77841 | 0.079755 | 0.30706
[9 empty] | 2014-03-11 | 20時 | 4.923 | 0 | 0 | 0 | 0 | 0 | 0 | 0 | 0 | 0 | 0.50441 | 0 | 0 | 0 | 0 | 0 | 0 | 0 | 0 | 0.024446 | 0.023776 | 0.00067044 | 0.14104 | 0.29311 | 0.12762 | 0 | -0.065791 | 0.64212 | 0.065791 | 0.3589
[9 empty] | 2014-03-11 | 21時 | 4.8263 | 0 | 0 | 0 | 0 | 0 | 0 | 0 | 0 | 0 | 0.49449 | 0 | 0 | 0 | 0 | 0 | 0 | 0 | 0 | 0.036344 | 0.023776 | 0.012568 | 0.16291 | 0.4405 | 0.24124 | 0 | 0.081599 | -0.79641 | -0.081599 | 0.3589
[9 empty] | 2014-03-11 | 22時 | 0 | 0 | 0 | 0 | 0 | 0 | 0 | 0 | 0 | 0 | 0 | 0 | 0 | 0 | 0 | 0 | 0 | 0 | 0 | 0.036764 | 0.023776 | 0.012989 | 0.16493 | 0.38136 | 0.17966 | 0 | 0.12737 | -1.2431 | -0.12737 | 0.25398
[9 empty] | 2014-03-11 | 23時 | 0 | 0 | 0 | 0 | 0 | 0 | 0 | 0 | 0 | 0 | 0 | 0 | 0 | 0 | 0 | 0 | 0 | 0 | 0 | 0.03039 | 0.023776 | 0.0066144 | 0.1312 | 0.31942 | 0.15783 | 0 | 0.1403 | -1.3694 | -0.1403 | 0.17912
[9 empty] | 2014-03-12 | 0時 | 0 | 0 | 0 | 0 | 0 | 0 | 0 | 0 | 0 | 0 | 0 | 0 | 0 | 0 | 0 | 0 | 0 | 0 | 0 | 0.024026 | 0.023776 | 0.00025017 | 0 | 0.18186 | 0.15783 | 0 | 0.095254 | -0.92968 | -0.095254 | 0.086603
[9 empty] | 2014-03-12 | 1時 | 0 | 0 | 0 | 0 | 0 | 0 | 0 | 0 | 0 | 0 | 0 | 0 | 0 | 0 | 0 | 0 | 0 | 0 | 0 | 0.024026 | 0.023776 | 0.00025017 | 0 | 0.072356 | 0.04833 | 0 | 0.031486 | -0.3073 | -0.031486 | 0.040871
[9 empty] | 2014-03-12 | 2時 | 0 | 0 | 0 | 0 | 0 | 0 | 0 | 0 | 0 | 0 | 0 | 0 | 0 | 0 | 0 | 0 | 0 | 0 | 0 | 0.024026 | 0.023776 | 0.00025017 | 0 | 0.080156 | 0.05613 | 0 | 0.036028 | -0.35163 | -0.036028 | 0.044128
[9 empty] | 2014-03-12 | 3時 | 0 | 0 | 0 | 0 | 0 | 0 | 0 | 0 | 0 | 0 | 0 | 0 | 0 | 0 | 0 | 0 | 0 | 0 | 0 | 0.024026 | 0.023776 | 0.00025017 | 0 | 0.080156 | 0.05613 | 0 | 0.036028 | -0.35163 | -0.036028 | 0.044128
[9 empty] | 2014-03-12 | 4時 | 0 | 0 | 0 | 0 | 0 | 0 | 0 | 0 | 0 | 0 | 0 | 0 | 0 | 0 | 0 | 0 | 0 | 0 | 0 | 0.024026 | 0.023776 | 0.00025017 | 0 | 0.072356 | 0.04833 | 0 | 0.031486 | -0.3073 | -0.031486 | 0.040871
[9 empty] | 2014-03-12 | 5時 | 0 | 0 | 0 | 0 | 0 | 0 | 0 | 0 | 0 | 0 | 0 | 0 | 0 | 0 | 0 | 0 | 0 | 0 | 0 | 0.024026 | 0.023776 | 0.00025017 | 0 | 0.080156 | 0.05613 | 0 | 0.036028 | -0.35163 | -0.036028 | 0.044128
[9 empty] | 2014-03-12 | 6時 | 0 | 0 | 0 | 0 | 0 | 0 | 0 | 0 | 0 | 0 | 0 | 0 | 0 | 0 | 0 | 0 | 0 | 0 | 0 | 0.024026 | 0.023776 | 0.00025017 | 0 | 0.080156 | 0.05613 | 0 | 0.036028 | -0.35163 | -0.036028 | 0.044128
[9 empty] | 2014-03-12 | 7時 | 18.2363 | 0 | 0 | 0 | 0 | 0 | 0 | 0 | 0 | 0 | 1.8685 | 0 | 0 | 0 | 0 | 0 | 0 | 0 | 0 | 0.024857 | 0.023776 | 0.0010807 | 0.023666 | 0.23404 | 0.18552 | 0 | -0.1679 | 1.6387 | 0.1679 | 0.40194
[9 empty] | 2014-03-12 | 8時 | 7.3009 | 0 | 0 | 0 | 0 | 0 | 0 | 0 | 0 | 0 | 0.74804 | 0 | 0 | 0 | 0 | 0 | 0 | 0 | 0 | 0.031371 | 0.023776 | 0.0075951 | 0.11401 | 0.4267 | 0.28132 | 0 | 0.024752 | -0.24158 | -0.024752 | 0.40194
[9 empty] | 2014-03-12 | 9時 | 4.2179 | 0 | 0 | 0 | 0 | 0 | 0 | 0 | 0 | 0 | 0.43216 | 0 | 0 | 0 | 0 | 0 | 0 | 0 | 0 | 0.024446 | 0.023776 | 0.00067044 | 0.22373 | 0.50028 | 0.2521 | 0 | 0.098334 | -0.95974 | -0.098334 | 0.40194
[9 empty] | 2014-03-12 | 10時 | 3.4728 | 0 | 0 | 0 | 0 | 0 | 0 | 0 | 0 | 0 | 0.35582 | 0 | 0 | 0 | 0 | 0 | 0 | 0 | 0 | 0.024857 | 0.023776 | 0.0010807 | 0.18888 | 0.44125 | 0.22751 | 0 | 0.039303 | -0.3836 | -0.039303 | 0.40194
[9 empty] | 2014-03-12 | 11時 | 2.8794 | 0 | 0 | 0 | 0 | 0 | 0 | 0 | 0 | 0 | 0.29503 | 0 | 0 | 0 | 0 | 0 | 0 | 0 | 0 | 0.024446 | 0.023776 | 0.00067044 | 0.17015 | 0.4299 | 0.23531 | 0 | 0.027954 | -0.27283 | -0.027954 | 0.40194
[9 empty] | 2014-03-12 | 12時 | 1.8463 | 0 | 0 | 0 | 0 | 0 | 0 | 0 | 0 | 0 | 0.18917 | 0 | 0 | 0 | 0 | 0 | 0 | 0 | 0 | 0.03053 | 0.023776 | 0.0067545 | 0.15008 | 0.45344 | 0.27283 | 0 | 0.0515 | -0.50264 | -0.0515 | 0.40194
[9 empty] | 2014-03-12 | 13時 | 0 | 0 | 0 | 0 | 0 | 0 | 0 | 0 | 0 | 0 | 0 | 0 | 0 | 0 | 0 | 0 | 0 | 0 | 0 | 0.024446 | 0.023776 | 0.00067044 | 0.093998 | 0.16677 | 0.04833 | 0 | 0.047059 | -0.45929 | -0.047059 | 0.11972
[9 empty] | 2014-03-12 | 14時 | 0 | 0 | 0 | 0 | 0 | 0 | 0 | 0 | 0 | 0 | 0 | 0 | 0 | 0 | 0 | 0 | 0 | 0 | 0 | 0.024026 | 0.023776 | 0.00025017 | 0 | 0.080156 | 0.05613 | 0 | 0.036028 | -0.35163 | -0.036028 | 0.044128
[9 empty] | 2014-03-12 | 15時 | 5.7907 | 0 | 0 | 0 | 0 | 0 | 0 | 0 | 0 | 0 | 0.59331 | 0 | 0 | 0 | 0 | 0 | 0 | 0 | 0 | 0.024026 | 0.023776 | 0.00025017 | 0 | 0.080156 | 0.05613 | 0 | -0.32179 | 3.1407 | 0.32179 | 0.40194
[9 empty] | 2014-03-12 | 16時 | 4.4002 | 0 | 0 | 0 | 0 | 0 | 0 | 0 | 0 | 0 | 0.45084 | 0 | 0 | 0 | 0 | 0 | 0 | 0 | 0 | 0.024857 | 0.023776 | 0.0010807 | 0.070329 | 0.37035 | 0.27516 | 0 | -0.031599 | 0.3084 | 0.031599 | 0.40194
[9 empty] | 2014-03-12 | 17時 | 4.4995 | 0 | 0 | 0 | 0 | 0 | 0 | 0 | 0 | 0 | 0.46102 | 0 | 0 | 0 | 0 | 0 | 0 | 0 | 0 | 0.036624 | 0.023776 | 0.012849 | 0.13006 | 0.44491 | 0.27822 | 0 | 0.042964 | -0.41933 | -0.042964 | 0.40194
[9 empty] | 2014-03-12 | 18時 | 2.248 | 0 | 0 | 0 | 0 | 0 | 0 | 0 | 0 | 0 | 0.23033 | 0 | 0 | 0 | 0 | 0 | 0 | 0 | 0 | 0.036624 | 0.023776 | 0.012849 | 0.15964 | 0.41407 | 0.21781 | 0 | 0.01213 | -0.11839 | -0.01213 | 0.40194
[9 empty] | 2014-03-12 | 19時 | 5.9301 | 0 | 0 | 0 | 0 | 0 | 0 | 0 | 0 | 0 | 0.6076 | 0 | 0 | 0 | 0 | 0 | 0 | 0 | 0 | 0.024026 | 0.023776 | 0.00025017 | 0.067685 | 0.2273 | 0.13559 | 0 | -0.12347 | 1.2051 | 0.12347 | 0.35078
[9 empty] | 2014-03-12 | 20時 | 4.5758 | 0 | 0 | 0 | 0 | 0 | 0 | 0 | 0 | 0 | 0.46883 | 0 | 0 | 0 | 0 | 0 | 0 | 0 | 0 | 0.024446 | 0.023776 | 0.00067044 | 0.14104 | 0.29311 | 0.12762 | 0 | -0.10884 | 1.0623 | 0.10884 | 0.40194
[9 empty] | 2014-03-12 | 21時 | 4.5581 | 0 | 0 | 0 | 0 | 0 | 0 | 0 | 0 | 0 | 0.46702 | 0 | 0 | 0 | 0 | 0 | 0 | 0 | 0 | 0.036344 | 0.023776 | 0.012568 | 0.16291 | 0.4405 | 0.24124 | 0 | 0.038551 | -0.37626 | -0.038551 | 0.40194
[9 empty] | 2014-03-12 | 22時 | 0 | 0 | 0 | 0 | 0 | 0 | 0 | 0 | 0 | 0 | 0 | 0 | 0 | 0 | 0 | 0 | 0 | 0 | 0 | 0.036764 | 0.023776 | 0.012989 | 0.16493 | 0.38136 | 0.17966 | 0 | 0.09638 | -0.94067 | -0.09638 | 0.28498
[9 empty] | 2014-03-12 | 23時 | 0 | 0 | 0 | 0 | 0 | 0 | 0 | 0 | 0 | 0 | 0 | 0 | 0 | 0 | 0 | 0 | 0 | 0 | 0 | 0.03039 | 0.023776 | 0.0066144 | 0.1312 | 0.31942 | 0.15783 | 0 | 0.11791 | -1.1508 | -0.11791 | 0.2015
[9 empty] | 2014-03-13 | 0時 | 0 | 0 | 0 | 0 | 0 | 0 | 0 | 0 | 0 | 0 | 0 | 0 | 0 | 0 | 0 | 0 | 0 | 0 | 0 | 0.024026 | 0.023776 | 0.00025017 | 0.045276 | 0.22713 | 0.15783 | 0 | 0.13107 | -1.2793 | -0.13107 | 0.096058
[9 empty] | 2014-03-13 | 1時 | 0 | 0 | 0 | 0 | 0 | 0 | 0 | 0 | 0 | 0 | 0 | 0 | 0 | 0 | 0 | 0 | 0 | 0 | 0 | 0.024026 | 0.023776 | 0.00025017 | 0 | 0.072356 | 0.04833 | 0 | 0.042937 | -0.41907 | -0.042937 | 0.029419
[9 empty] | 2014-03-13 | 2時 | 0 | 0 | 0 | 0 | 0 | 0 | 0 | 0 | 0 | 0 | 0 | 0 | 0 | 0 | 0 | 0 | 0 | 0 | 0 | 0.024026 | 0.023776 | 0.00025017 | 0 | 0.080156 | 0.05613 | 0 | 0.048139 | -0.46983 | -0.048139 | 0.032018
[9 empty] | 2014-03-13 | 3時 | 0 | 0 | 0 | 0 | 0 | 0 | 0 | 0 | 0 | 0 | 0 | 0 | 0 | 0 | 0 | 0 | 0 | 0 | 0 | 0.024026 | 0.023776 | 0.00025017 | 0 | 0.080156 | 0.05613 | 0 | 0.048139 | -0.46983 | -0.048139 | 0.032018
[9 empty] | 2014-03-13 | 4時 | 0 | 0 | 0 | 0 | 0 | 0 | 0 | 0 | 0 | 0 | 0 | 0 | 0 | 0 | 0 | 0 | 0 | 0 | 0 | 0.024026 | 0.023776 | 0.00025017 | 0 | 0.072356 | 0.04833 | 0 | 0.042937 | -0.41907 | -0.042937 | 0.029419
[9 empty] | 2014-03-13 | 5時 | 17.4354 | 0 | 0 | 0 | 0 | 0 | 0 | 0 | 0 | 0 | 1.7864 | 0 | 0 | 0 | 0 | 0 | 0 | 0 | 0 | 0.024026 | 0.023776 | 0.00025017 | 0 | 0.080156 | 0.05613 | 0 | -0.23725 | 2.3155 | 0.23725 | 0.3174
[9 empty] | 2014-03-13 | 6時 | 3.9728 | 0 | 0 | 0 | 0 | 0 | 0 | 0 | 0 | 0 | 0.40705 | 0 | 0 | 0 | 0 | 0 | 0 | 0 | 0 | 0.03053 | 0.023776 | 0.0067545 | 0.018231 | 0.30998 | 0.26122 | 0 | -0.0074201 | 0.07242 | 0.0074201 | 0.3174
[9 empty] | 2014-03-13 | 7時 | 2.8722 | 0 | 0 | 0 | 0 | 0 | 0 | 0 | 0 | 0 | 0.29428 | 0 | 0 | 0 | 0 | 0 | 0 | 0 | 0 | 0.024857 | 0.023776 | 0.0010807 | 0.11469 | 0.3877 | 0.24816 | 0 | 0.070302 | -0.68614 | -0.070302 | 0.3174
[9 empty] | 2014-03-13 | 8時 | 2.0074 | 0 | 0 | 0 | 0 | 0 | 0 | 0 | 0 | 0 | 0.20568 | 0 | 0 | 0 | 0 | 0 | 0 | 0 | 0 | 0.024857 | 0.023776 | 0.0010807 | 0.064563 | 0.2343 | 0.14488 | 0 | -0.019695 | 0.19222 | 0.019695 | 0.25399
[9 empty] | 2014-03-13 | 9時 | 0 | 0 | 0 | 0 | 0 | 0 | 0 | 0 | 0 | 0 | 0 | 0 | 0 | 0 | 0 | 0 | 0 | 0 | 0 | 0.024026 | 0.023776 | 0.00025017 | 0.16544 | 0.52635 | 0.33688 | 0 | 0.2787 | -2.7201 | -0.2787 | 0.24765
[9 empty] | 2014-03-13 | 10時 | 0 | 0 | 0 | 0 | 0 | 0 | 0 | 0 | 0 | 0 | 0 | 0 | 0 | 0 | 0 | 0 | 0 | 0 | 0 | 0.024446 | 0.023776 | 0.00067044 | 0.053027 | 0.1258 | 0.04833 | 0 | 0.06079 | -0.59331 | -0.06079 | 0.065013
[9 empty] | 2014-03-13 | 11時 | 3.5333 | 0 | 0 | 0 | 0 | 0 | 0 | 0 | 0 | 0 | 0.36202 | 0 | 0 | 0 | 0 | 0 | 0 | 0 | 0 | 0.024026 | 0.023776 | 0.00025017 | 0.0026381 | 0.082794 | 0.05613 | 0 | -0.19208 | 1.8747 | 0.19208 | 0.27487
[9 empty] | 2014-03-13 | 12時 | 1.61 | 0 | 0 | 0 | 0 | 0 | 0 | 0 | 0 | 0 | 0.16496 | 0 | 0 | 0 | 0 | 0 | 0 | 0 | 0 | 0.03053 | 0.023776 | 0.0067545 | 0.029502 | 0.33286 | 0.27283 | 0 | 0.070071 | -0.6839 | -0.070071 | 0.26279
[9 empty] | 2014-03-13 | 13時 | 0 | 0 | 0 | 0 | 0 | 0 | 0 | 0 | 0 | 0 | 0 | 0 | 0 | 0 | 0 | 0 | 0 | 0 | 0 | 0.024446 | 0.023776 | 0.00067044 | 0.058042 | 0.13082 | 0.04833 | 0 | 0.062468 | -0.60969 | -0.062468 | 0.068351
[9 empty] | 2014-03-13 | 14時 | 0 | 0 | 0 | 0 | 0 | 0 | 0 | 0 | 0 | 0 | 0 | 0 | 0 | 0 | 0 | 0 | 0 | 0 | 0 | 0.024026 | 0.023776 | 0.00025017 | 0.024487 | 0.10464 | 0.05613 | 0 | 0.056314 | -0.54963 | -0.056314 | 0.048329
[9 empty] | 2014-03-13 | 15時 | 1.9583 | 0 | 0 | 0 | 0 | 0 | 0 | 0 | 0 | 0 | 0.20064 | 0 | 0 | 0 | 0 | 0 | 0 | 0 | 0 | 0.024026 | 0.023776 | 0.00025017 | 0 | 0.080156 | 0.05613 | 0 | -0.085486 | 0.83434 | 0.085486 | 0.16564
[9 empty] | 2014-03-13 | 16時 | 1.6627 | 0 | 0 | 0 | 0 | 0 | 0 | 0 | 0 | 0 | 0.17036 | 0 | 0 | 0 | 0 | 0 | 0 | 0 | 0 | 0.024446 | 0.023776 | 0.00067044 | 0.033816 | 0.10659 | 0.04833 | 0 | -0.05908 | 0.57662 | 0.05908 | 0.16567
[9 empty] | 2014-03-13 | 17時 | 4.3535 | 0 | 0 | 0 | 0 | 0 | 0 | 0 | 0 | 0 | 0.44606 | 0 | 0 | 0 | 0 | 0 | 0 | 0 | 0 | 0.024446 | 0.023776 | 0.00067044 | 0.056835 | 0.28621 | 0.20493 | 0 | -0.031192 | 0.30444 | 0.031192 | 0.3174
[9 empty] | 2014-03-13 | 18時 | 3.0479 | 0 | 0 | 0 | 0 | 0 | 0 | 0 | 0 | 0 | 0.31229 | 0 | 0 | 0 | 0 | 0 | 0 | 0 | 0 | 0.036624 | 0.023776 | 0.012849 | 0.066494 | 0.4419 | 0.33878 | 0 | 0.12449 | -1.2151 | -0.12449 | 0.3174
[9 empty] | 2014-03-13 | 19時 | 3.9628 | 0 | 0 | 0 | 0 | 0 | 0 | 0 | 0 | 0 | 0.40603 | 0 | 0 | 0 | 0 | 0 | 0 | 0 | 0 | 0.036624 | 0.023776 | 0.012849 | 0.16307 | 0.33458 | 0.13488 | 0 | 0.068293 | -0.66654 | -0.068293 | 0.26628
[9 empty] | 2014-03-13 | 20時 | 4.245 | 0 | 0 | 0 | 0 | 0 | 0 | 0 | 0 | 0 | 0.43494 | 0 | 0 | 0 | 0 | 0 | 0 | 0 | 0 | 0.024446 | 0.023776 | 0.00067044 | 0.088224 | 0.24028 | 0.12761 | 0 | -0.077122 | 0.75272 | 0.077122 | 0.3174
[9 empty] | 2014-03-13 | 21時 | 5.2806 | 0 | 0 | 0 | 0 | 0 | 0 | 0 | 0 | 0 | 0.54104 | 0 | 0 | 0 | 0 | 0 | 0 | 0 | 0 | 0.024446 | 0.023776 | 0.00067044 | 0.14284 | 0.35471 | 0.18743 | 0 | 0.037308 | -0.36413 | -0.037308 | 0.3174
[9 empty] | 2014-03-13 | 22時 | 4.0888 | 0 | 0 | 0 | 0 | 0 | 0 | 0 | 0 | 0 | 0.41894 | 0 | 0 | 0 | 0 | 0 | 0 | 0 | 0 | 0.036344 | 0.023776 | 0.012568 | 0.16493 | 0.39307 | 0.19179 | 0 | 0.075665 | -0.73849 | -0.075665 | 0.3174
[9 empty] | 2014-03-13 | 23時 | 0 | 0 | 0 | 0 | 0 | 0 | 0 | 0 | 0 | 0 | 0 | 0 | 0 | 0 | 0 | 0 | 0 | 0 | 0 | 0.037175 | 0.023776 | 0.013399 | 0.17268 | 0.42753 | 0.21768 | 0 | 0.20617 | -2.0123 | -0.20617 | 0.22136
[9 empty] | 2014-03-14 | 0時 | 0 | 0 | 0 | 0 | 0 | 0 | 0 | 0 | 0 | 0 | 0 | 0 | 0 | 0 | 0 | 0 | 0 | 0 | 0 | 0.024026 | 0.023776 | 0.00025017 | 0.045276 | 0.22713 | 0.15783 | 0 | 0.13691 | -1.3362 | -0.13691 | 0.090227
[9 empty] | 2014-03-14 | 1時 | 0 | 0 | 0 | 0 | 0 | 0 | 0 | 0 | 0 | 0 | 0 | 0 | 0 | 0 | 0 | 0 | 0 | 0 | 0 | 0.024026 | 0.023776 | 0.00025017 | 0 | 0.072356 | 0.04833 | 0 | 0.045291 | -0.44204 | -0.045291 | 0.027065
[9 empty] | 2014-03-14 | 2時 | 0 | 0 | 0 | 0 | 0 | 0 | 0 | 0 | 0 | 0 | 0 | 0 | 0 | 0 | 0 | 0 | 0 | 0 | 0 | 0.024026 | 0.023776 | 0.00025017 | 0 | 0.080156 | 0.05613 | 0 | 0.050628 | -0.49413 | -0.050628 | 0.029528
[9 empty] | 2014-03-14 | 3時 | 0 | 0 | 0 | 0 | 0 | 0 | 0 | 0 | 0 | 0 | 0 | 0 | 0 | 0 | 0 | 0 | 0 | 0 | 0 | 0.024026 | 0.023776 | 0.00025017 | 0 | 0.080156 | 0.05613 | 0 | 0.050628 | -0.49413 | -0.050628 | 0.029528
[9 empty] | 2014-03-14 | 4時 | 0 | 0 | 0 | 0 | 0 | 0 | 0 | 0 | 0 | 0 | 0 | 0 | 0 | 0 | 0 | 0 | 0 | 0 | 0 | 0.024026 | 0.023776 | 0.00025017 | 0 | 0.072356 | 0.04833 | 0 | 0.045291 | -0.44204 | -0.045291 | 0.027065
[9 empty] | 2014-03-14 | 5時 | 20.8817 | 3.3619 | 0 | 0 | 0 | 0 | 0 | 0 | 0 | 0 | 1.7951 | 0 | 0 | 0 | 0 | 0 | 0 | 0 | 0 | 0.024026 | 0.023776 | 0.00025017 | 0 | 0.080156 | 0.05613 | 0 | -0.21987 | 2.1459 | 0.21987 | 0.30002
[9 empty] | 2014-03-14 | 6時 | 4.0343 | 0 | 0 | 0 | 0 | 0 | 0 | 0 | 0 | 0 | 0.41336 | 0 | 0 | 0 | 0 | 0 | 0 | 0 | 0 | 0.03053 | 0.023776 | 0.0067545 | 0.018231 | 0.30998 | 0.26122 | 0 | 0.0099599 | -0.097209 | -0.0099599 | 0.30002
[9 empty] | 2014-03-14 | 7時 | 2.5605 | 0 | 0 | 0 | 0 | 0 | 0 | 0 | 0 | 0 | 0.26234 | 0 | 0 | 0 | 0 | 0 | 0 | 0 | 0 | 0.024857 | 0.023776 | 0.0010807 | 0.11469 | 0.3877 | 0.24816 | 0 | 0.087682 | -0.85577 | -0.087682 | 0.30002
[9 empty] | 2014-03-14 | 8時 | 1.0035 | 0 | 0 | 0 | 0 | 0 | 0 | 0 | 0 | 0 | 0.10282 | 0 | 0 | 0 | 0 | 0 | 0 | 0 | 0 | 0.024857 | 0.023776 | 0.0010807 | 0.064563 | 0.2343 | 0.14488 | 0 | 0.059303 | -0.5788 | -0.059303 | 0.17499
[9 empty] | 2014-03-14 | 9時 | 0 | 0 | 0 | 0 | 0 | 0 | 0 | 0 | 0 | 0 | 0 | 0 | 0 | 0 | 0 | 0 | 0 | 0 | 0 | 0.024026 | 0.023776 | 0.00025017 | 0.16544 | 0.52635 | 0.33688 | 0 | 0.29244 | -2.8542 | -0.29244 | 0.23391
[9 empty] | 2014-03-14 | 10時 | 0 | 0 | 0 | 0 | 0 | 0 | 0 | 0 | 0 | 0 | 0 | 0 | 0 | 0 | 0 | 0 | 0 | 0 | 0 | 0.024446 | 0.023776 | 0.00067044 | 0.053027 | 0.1258 | 0.04833 | 0 | 0.065002 | -0.63442 | -0.065002 | 0.060802
[9 empty] | 2014-03-14 | 11時 | 0.6279 | 0 | 0 | 0 | 0 | 0 | 0 | 0 | 0 | 0 | 0.064334 | 0 | 0 | 0 | 0 | 0 | 0 | 0 | 0 | 0.024026 | 0.023776 | 0.00025017 | 0.0026381 | 0.082794 | 0.05613 | 0 | 0.010991 | -0.10727 | -0.010991 | 0.071804
[9 empty] | 2014-03-14 | 12時 | 0.55276 | 0 | 0 | 0 | 0 | 0 | 0 | 0 | 0 | 0 | 0.056635 | 0 | 0 | 0 | 0 | 0 | 0 | 0 | 0 | 0.03053 | 0.023776 | 0.0067545 | 0.029502 | 0.33286 | 0.27283 | 0 | 0.15298 | -1.4931 | -0.15298 | 0.17988
[9 empty] | 2014-03-14 | 13時 | 0 | 0 | 0 | 0 | 0 | 0 | 0 | 0 | 0 | 0 | 0 | 0 | 0 | 0 | 0 | 0 | 0 | 0 | 0 | 0.024446 | 0.023776 | 0.00067044 | 0.058042 | 0.13082 | 0.04833 | 0 | 0.066853 | -0.65249 | -0.066853 | 0.063965
[9 empty] | 2014-03-14 | 14時 | 0 | 0 | 0 | 0 | 0 | 0 | 0 | 0 | 0 | 0 | 0 | 0 | 0 | 0 | 0 | 0 | 0 | 0 | 0 | 0.024026 | 0.023776 | 0.00025017 | 0.024487 | 0.10464 | 0.05613 | 0 | 0.059655 | -0.58223 | -0.059655 | 0.044988
[9 empty] | 2014-03-14 | 15時 | 0.96541 | 0 | 0 | 0 | 0 | 0 | 0 | 0 | 0 | 0 | 0.098915 | 0 | 0 | 0 | 0 | 0 | 0 | 0 | 0 | 0.024026 | 0.023776 | 0.00025017 | 0 | 0.080156 | 0.05613 | 0 | -0.01181 | 0.11526 | 0.01181 | 0.091966
[9 empty] | 2014-03-14 | 16時 | 1.1482 | 0 | 0 | 0 | 0 | 0 | 0 | 0 | 0 | 0 | 0.11764 | 0 | 0 | 0 | 0 | 0 | 0 | 0 | 0 | 0.024446 | 0.023776 | 0.00067044 | 0.033816 | 0.10659 | 0.04833 | 0 | -0.01634 | 0.15948 | 0.01634 | 0.12293
[9 empty] | 2014-03-14 | 17時 | 3.0555 | 0 | 0 | 0 | 0 | 0 | 0 | 0 | 0 | 0 | 0.31306 | 0 | 0 | 0 | 0 | 0 | 0 | 0 | 0 | 0.024446 | 0.023776 | 0.00067044 | 0.056835 | 0.28621 | 0.20493 | 0 | -0.013812 | 0.13481 | 0.013812 | 0.30002
[9 empty] | 2014-03-14 | 18時 | 2.336 | 0 | 0 | 0 | 0 | 0 | 0 | 0 | 0 | 0 | 0.23935 | 0 | 0 | 0 | 0 | 0 | 0 | 0 | 0 | 0.036624 | 0.023776 | 0.012849 | 0.066494 | 0.4419 | 0.33878 | 0 | 0.14187 | -1.3847 | -0.14187 | 0.30002
[9 empty] | 2014-03-14 | 19時 | 2.7775 | 0 | 0 | 0 | 0 | 0 | 0 | 0 | 0 | 0 | 0.28458 | 0 | 0 | 0 | 0 | 0 | 0 | 0 | 0 | 0.036624 | 0.023776 | 0.012849 | 0.16307 | 0.33458 | 0.13488 | 0 | 0.085009 | -0.82969 | -0.085009 | 0.24957
[9 empty] | 2014-03-14 | 20時 | 3.1265 | 0 | 0 | 0 | 0 | 0 | 0 | 0 | 0 | 0 | 0.32034 | 0 | 0 | 0 | 0 | 0 | 0 | 0 | 0 | 0.024446 | 0.023776 | 0.00067044 | 0.088224 | 0.24028 | 0.12761 | 0 | -0.059742 | 0.58309 | 0.059742 | 0.30002
[9 empty] | 2014-03-14 | 21時 | 4.0877 | 0 | 0 | 0 | 0 | 0 | 0 | 0 | 0 | 0 | 0.41882 | 0 | 0 | 0 | 0 | 0 | 0 | 0 | 0 | 0.024446 | 0.023776 | 0.00067044 | 0.14284 | 0.35471 | 0.18743 | 0 | 0.054688 | -0.53375 | -0.054688 | 0.30002
[9 empty] | 2014-03-14 | 22時 | 3.1333 | 0 | 0 | 0 | 0 | 0 | 0 | 0 | 0 | 0 | 0.32104 | 0 | 0 | 0 | 0 | 0 | 0 | 0 | 0 | 0.036344 | 0.023776 | 0.012568 | 0.16493 | 0.39307 | 0.19179 | 0 | 0.093045 | -0.90812 | -0.093045 | 0.30002
[9 empty] | 2014-03-14 | 23時 | 0 | 0 | 0 | 0 | 0 | 0 | 0 | 0 | 0 | 0 | 0 | 0 | 0 | 0 | 0 | 0 | 0 | 0 | 0 | 0.037175 | 0.023776 | 0.013399 | 0.17268 | 0.42753 | 0.21768 | 0 | 0.21854 | -2.133 | -0.21854 | 0.20899
[9 empty] | 2014-03-15 | 0時 | 0 | 0 | 0 | 0 | 0 | 0 | 0 | 0 | 0 | 0 | 0 | 0 | 0 | 0 | 0 | 0 | 0 | 0 | 0 | 0.024026 | 0.023776 | 0.00025017 | 0.045276 | 0.22713 | 0.15783 | 0 | 0.11892 | -1.1606 | -0.11892 | 0.10821
[9 empty] | 2014-03-15 | 1時 | 0 | 0 | 0 | 0 | 0 | 0 | 0 | 0 | 0 | 0 | 0 | 0 | 0 | 0 | 0 | 0 | 0 | 0 | 0 | 0.024026 | 0.023776 | 0.00025017 | 0 | 0.072356 | 0.04833 | 0 | 0.038029 | -0.37116 | -0.038029 | 0.034327
[9 empty] | 2014-03-15 | 2時 | 0 | 0 | 0 | 0 | 0 | 0 | 0 | 0 | 0 | 0 | 0 | 0 | 0 | 0 | 0 | 0 | 0 | 0 | 0 | 0.024026 | 0.023776 | 0.00025017 | 0 | 0.080156 | 0.05613 | 0 | 0.042948 | -0.41917 | -0.042948 | 0.037208
[9 empty] | 2014-03-15 | 3時 | 0 | 0 | 0 | 0 | 0 | 0 | 0 | 0 | 0 | 0 | 0 | 0 | 0 | 0 | 0 | 0 | 0 | 0 | 0 | 0.024026 | 0.023776 | 0.00025017 | 0 | 0.080156 | 0.05613 | 0 | 0.042948 | -0.41917 | -0.042948 | 0.037208
[9 empty] | 2014-03-15 | 4時 | 0 | 0 | 0 | 0 | 0 | 0 | 0 | 0 | 0 | 0 | 0 | 0 | 0 | 0 | 0 | 0 | 0 | 0 | 0 | 0.024026 | 0.023776 | 0.00025017 | 0 | 0.072356 | 0.04833 | 0 | 0.038029 | -0.37116 | -0.038029 | 0.034327
[9 empty] | 2014-03-15 | 5時 | 15.0541 | 0 | 0 | 0 | 0 | 0 | 0 | 0 | 0 | 0 | 1.5424 | 0 | 0 | 0 | 0 | 0 | 0 | 0 | 0 | 0.024026 | 0.023776 | 0.00025017 | 0 | 0.080156 | 0.05613 | 0 | -0.27348 | 2.6692 | 0.27348 | 0.35364
[9 empty] | 2014-03-15 | 6時 | 3.7502 | 0 | 0 | 0 | 0 | 0 | 0 | 0 | 0 | 0 | 0.38424 | 0 | 0 | 0 | 0 | 0 | 0 | 0 | 0 | 0.03053 | 0.023776 | 0.0067545 | 0.018231 | 0.30998 | 0.26122 | 0 | -0.043654 | 0.42607 | 0.043654 | 0.35364
[9 empty] | 2014-03-15 | 7時 | 1.9063 | 0 | 0 | 0 | 0 | 0 | 0 | 0 | 0 | 0 | 0.19532 | 0 | 0 | 0 | 0 | 0 | 0 | 0 | 0 | 0.024857 | 0.023776 | 0.0010807 | 0.11469 | 0.3877 | 0.24816 | 0 | 0.034067 | -0.3325 | -0.034067 | 0.35364
[9 empty] | 2014-03-15 | 8時 | 0.88055 | 0 | 0 | 0 | 0 | 0 | 0 | 0 | 0 | 0 | 0.090221 | 0 | 0 | 0 | 0 | 0 | 0 | 0 | 0 | 0.024857 | 0.023776 | 0.0010807 | 0.064563 | 0.2343 | 0.14488 | 0 | 0.036223 | -0.35354 | -0.036223 | 0.19807
[9 empty] | 2014-03-15 | 9時 | 0 | 0 | 0 | 0 | 0 | 0 | 0 | 0 | 0 | 0 | 0 | 0 | 0 | 0 | 0 | 0 | 0 | 0 | 0 | 0.024026 | 0.023776 | 0.00025017 | 0.16544 | 0.52635 | 0.33688 | 0 | 0.25005 | -2.4405 | -0.25005 | 0.2763
[9 empty] | 2014-03-15 | 10時 | 0 | 0 | 0 | 0 | 0 | 0 | 0 | 0 | 0 | 0 | 0 | 0 | 0 | 0 | 0 | 0 | 0 | 0 | 0 | 0.024446 | 0.023776 | 0.00067044 | 0.053027 | 0.1258 | 0.04833 | 0 | 0.052011 | -0.50762 | -0.052011 | 0.073793
[9 empty] | 2014-03-15 | 11時 | 0.56688 | 0 | 0 | 0 | 0 | 0 | 0 | 0 | 0 | 0 | 0.058082 | 0 | 0 | 0 | 0 | 0 | 0 | 0 | 0 | 0.024026 | 0.023776 | 0.00025017 | 0.0026381 | 0.082794 | 0.05613 | 0 | 0.00074767 | -0.0072973 | -0.00074767 | 0.082047
[9 empty] | 2014-03-15 | 12時 | 0.5433 | 0 | 0 | 0 | 0 | 0 | 0 | 0 | 0 | 0 | 0.055666 | 0 | 0 | 0 | 0 | 0 | 0 | 0 | 0 | 0.03053 | 0.023776 | 0.0067545 | 0.029502 | 0.33286 | 0.27283 | 0 | 0.12048 | -1.1759 | -0.12048 | 0.21238
[9 empty] | 2014-03-15 | 13時 | 0 | 0 | 0 | 0 | 0 | 0 | 0 | 0 | 0 | 0 | 0 | 0 | 0 | 0 | 0 | 0 | 0 | 0 | 0 | 0.024446 | 0.023776 | 0.00067044 | 0.058042 | 0.13082 | 0.04833 | 0 | 0.053325 | -0.52045 | -0.053325 | 0.077494
[9 empty] | 2014-03-15 | 14時 | 0 | 0 | 0 | 0 | 0 | 0 | 0 | 0 | 0 | 0 | 0 | 0 | 0 | 0 | 0 | 0 | 0 | 0 | 0 | 0.024026 | 0.023776 | 0.00025017 | 0.024487 | 0.10464 | 0.05613 | 0 | 0.049349 | -0.48165 | -0.049349 | 0.055294
[9 empty] | 2014-03-15 | 15時 | 0.55027 | 0 | 0 | 0 | 0 | 0 | 0 | 0 | 0 | 0 | 0.056381 | 0 | 0 | 0 | 0 | 0 | 0 | 0 | 0 | 0.024026 | 0.023776 | 0.00025017 | 0 | 0.080156 | 0.05613 | 0 | 0.0013152 | -0.012837 | -0.0013152 | 0.078841
[9 empty] | 2014-03-15 | 16時 | 0.55074 | 0 | 0 | 0 | 0 | 0 | 0 | 0 | 0 | 0 | 0.056428 | 0 | 0 | 0 | 0 | 0 | 0 | 0 | 0 | 0.024446 | 0.023776 | 0.00067044 | 0.033816 | 0.10659 | 0.04833 | 0 | 0.005319 | -0.051913 | -0.005319 | 0.10127
[9 empty] | 2014-03-15 | 17時 | 2.0951 | 0 | 0 | 0 | 0 | 0 | 0 | 0 | 0 | 0 | 0.21466 | 0 | 0 | 0 | 0 | 0 | 0 | 0 | 0 | 0.024446 | 0.023776 | 0.00067044 | 0.056835 | 0.28621 | 0.20493 | 0 | -0.034204 | 0.33383 | 0.034204 | 0.32041
[9 empty] | 2014-03-15 | 18時 | 1.8833 | 0 | 0 | 0 | 0 | 0 | 0 | 0 | 0 | 0 | 0.19296 | 0 | 0 | 0 | 0 | 0 | 0 | 0 | 0 | 0.036624 | 0.023776 | 0.012849 | 0.066494 | 0.4419 | 0.33878 | 0 | 0.088259 | -0.86141 | -0.088259 | 0.35364
[9 empty] | 2014-03-15 | 19時 | 2.4515 | 0 | 0 | 0 | 0 | 0 | 0 | 0 | 0 | 0 | 0.25118 | 0 | 0 | 0 | 0 | 0 | 0 | 0 | 0 | 0.036624 | 0.023776 | 0.012849 | 0.16307 | 0.33458 | 0.13488 | 0 | 0.030836 | -0.30096 | -0.030836 | 0.30374
[9 empty] | 2014-03-15 | 20時 | 3.1817 | 0 | 0 | 0 | 0 | 0 | 0 | 0 | 0 | 0 | 0.32599 | 0 | 0 | 0 | 0 | 0 | 0 | 0 | 0 | 0.024446 | 0.023776 | 0.00067044 | 0.088224 | 0.24028 | 0.12761 | 0 | -0.11336 | 1.1064 | 0.11336 | 0.35364
[9 empty] | 2014-03-15 | 21時 | 3.902 | 0 | 0 | 0 | 0 | 0 | 0 | 0 | 0 | 0 | 0.39979 | 0 | 0 | 0 | 0 | 0 | 0 | 0 | 0 | 0.024446 | 0.023776 | 0.00067044 | 0.14284 | 0.35471 | 0.18743 | 0 | 0.0010737 | -0.010479 | -0.0010737 | 0.35364
[9 empty] | 2014-03-15 | 22時 | 3.1807 | 0 | 0 | 0 | 0 | 0 | 0 | 0 | 0 | 0 | 0.32589 | 0 | 0 | 0 | 0 | 0 | 0 | 0 | 0 | 0.036344 | 0.023776 | 0.012568 | 0.16493 | 0.39307 | 0.19179 | 0 | 0.039431 | -0.38485 | -0.039431 | 0.35364
[9 empty] | 2014-03-15 | 23時 | 0 | 0 | 0 | 0 | 0 | 0 | 0 | 0 | 0 | 0 | 0 | 0 | 0 | 0 | 0 | 0 | 0 | 0 | 0 | 0.037175 | 0.023776 | 0.013399 | 0.17268 | 0.42753 | 0.21768 | 0 | 0.18039 | -1.7606 | -0.18039 | 0.24715
[9 empty] | 2014-03-16 | 0時 | 0 | 0 | 0 | 0 | 0 | 0 | 0 | 0 | 0 | 0 | 0 | 0 | 0 | 0 | 0 | 0 | 0 | 0 | 0 | 0.024026 | 0.023776 | 0.00025017 | 0.045276 | 0.22713 | 0.15783 | 0 | 0.12527 | -1.2227 | -0.12527 | 0.10186
[9 empty] | 2014-03-16 | 1時 | 0 | 0 | 0 | 0 | 0 | 0 | 0 | 0 | 0 | 0 | 0 | 0 | 0 | 0 | 0 | 0 | 0 | 0 | 0 | 0.024026 | 0.023776 | 0.00025017 | 0 | 0.072356 | 0.04833 | 0 | 0.040595 | -0.39621 | -0.040595 | 0.031761
[9 empty] | 2014-03-16 | 2時 | 0 | 0 | 0 | 0 | 0 | 0 | 0 | 0 | 0 | 0 | 0 | 0 | 0 | 0 | 0 | 0 | 0 | 0 | 0 | 0.024026 | 0.023776 | 0.00025017 | 0 | 0.080156 | 0.05613 | 0 | 0.045662 | -0.44566 | -0.045662 | 0.034494
[9 empty] | 2014-03-16 | 3時 | 0 | 0 | 0 | 0 | 0 | 0 | 0 | 0 | 0 | 0 | 0 | 0 | 0 | 0 | 0 | 0 | 0 | 0 | 0 | 0.024026 | 0.023776 | 0.00025017 | 0 | 0.080156 | 0.05613 | 0 | 0.045662 | -0.44566 | -0.045662 | 0.034494
[9 empty] | 2014-03-16 | 4時 | 0 | 0 | 0 | 0 | 0 | 0 | 0 | 0 | 0 | 0 | 0 | 0 | 0 | 0 | 0 | 0 | 0 | 0 | 0 | 0.024026 | 0.023776 | 0.00025017 | 0 | 0.072356 | 0.04833 | 0 | 0.040595 | -0.39621 | -0.040595 | 0.031761
[9 empty] | 2014-03-16 | 5時 | 20.1064 | 2.6211 | 0 | 0 | 0 | 0 | 0 | 0 | 0 | 0 | 1.7915 | 0 | 0 | 0 | 0 | 0 | 0 | 0 | 0 | 0.024026 | 0.023776 | 0.00025017 | 0 | 0.080156 | 0.05613 | 0 | -0.25453 | 2.4843 | 0.25453 | 0.33469
[9 empty] | 2014-03-16 | 6時 | 5.2313 | 0 | 0 | 0 | 0 | 0 | 0 | 0 | 0 | 0 | 0.53599 | 0 | 0 | 0 | 0 | 0 | 0 | 0 | 0 | 0.03053 | 0.023776 | 0.0067545 | 0.018231 | 0.30998 | 0.26122 | 0 | -0.024707 | 0.24114 | 0.024707 | 0.33469
[9 empty] | 2014-03-16 | 7時 | 3.1347 | 0 | 0 | 0 | 0 | 0 | 0 | 0 | 0 | 0 | 0.32118 | 0 | 0 | 0 | 0 | 0 | 0 | 0 | 0 | 0.024857 | 0.023776 | 0.0010807 | 0.11469 | 0.3877 | 0.24816 | 0 | 0.053014 | -0.51742 | -0.053014 | 0.33469
[9 empty] | 2014-03-16 | 8時 | 2.1188 | 0 | 0 | 0 | 0 | 0 | 0 | 0 | 0 | 0 | 0.21709 | 0 | 0 | 0 | 0 | 0 | 0 | 0 | 0 | 0.024857 | 0.023776 | 0.0010807 | 0.064563 | 0.2343 | 0.14488 | 0 | -0.041687 | 0.40687 | 0.041687 | 0.27598
[9 empty] | 2014-03-16 | 9時 | 0 | 0 | 0 | 0 | 0 | 0 | 0 | 0 | 0 | 0 | 0 | 0 | 0 | 0 | 0 | 0 | 0 | 0 | 0 | 0.024026 | 0.023776 | 0.00025017 | 0.16544 | 0.52635 | 0.33688 | 0 | 0.26503 | -2.5867 | -0.26503 | 0.26132
[9 empty] | 2014-03-16 | 10時 | 0 | 0 | 0 | 0 | 0 | 0 | 0 | 0 | 0 | 0 | 0 | 0 | 0 | 0 | 0 | 0 | 0 | 0 | 0 | 0.024446 | 0.023776 | 0.00067044 | 0.053027 | 0.1258 | 0.04833 | 0 | 0.056601 | -0.55243 | -0.056601 | 0.069202
[9 empty] | 2014-03-16 | 11時 | 0.8346 | 0 | 0 | 0 | 0 | 0 | 0 | 0 | 0 | 0 | 0.085512 | 0 | 0 | 0 | 0 | 0 | 0 | 0 | 0 | 0.024026 | 0.023776 | 0.00025017 | 0.0026381 | 0.082794 | 0.05613 | 0 | -0.013454 | 0.13131 | 0.013454 | 0.096248
[9 empty] | 2014-03-16 | 12時 | 0.70697 | 0 | 0 | 0 | 0 | 0 | 0 | 0 | 0 | 0 | 0.072435 | 0 | 0 | 0 | 0 | 0 | 0 | 0 | 0 | 0.03053 | 0.023776 | 0.0067545 | 0.029502 | 0.33286 | 0.27283 | 0 | 0.12043 | -1.1754 | -0.12043 | 0.21243
[9 empty] | 2014-03-16 | 13時 | 0 | 0 | 0 | 0 | 0 | 0 | 0 | 0 | 0 | 0 | 0 | 0 | 0 | 0 | 0 | 0 | 0 | 0 | 0 | 0.024446 | 0.023776 | 0.00067044 | 0.058042 | 0.13082 | 0.04833 | 0 | 0.058106 | -0.56711 | -0.058106 | 0.072713
[9 empty] | 2014-03-16 | 14時 | 0 | 0 | 0 | 0 | 0 | 0 | 0 | 0 | 0 | 0 | 0 | 0 | 0 | 0 | 0 | 0 | 0 | 0 | 0 | 0.024026 | 0.023776 | 0.00025017 | 0.024487 | 0.10464 | 0.05613 | 0 | 0.052991 | -0.5172 | -0.052991 | 0.051652
[9 empty] | 2014-03-16 | 15時 | 1.464 | 0 | 0 | 0 | 0 | 0 | 0 | 0 | 0 | 0 | 0.15 | 0 | 0 | 0 | 0 | 0 | 0 | 0 | 0 | 0.024026 | 0.023776 | 0.00025017 | 0 | 0.080156 | 0.05613 | 0 | -0.059417 | 0.57991 | 0.059417 | 0.13957
[9 empty] | 2014-03-16 | 16時 | 1.09 | 0 | 0 | 0 | 0 | 0 | 0 | 0 | 0 | 0 | 0.11168 | 0 | 0 | 0 | 0 | 0 | 0 | 0 | 0 | 0.024446 | 0.023776 | 0.00067044 | 0.033816 | 0.10659 | 0.04833 | 0 | -0.027384 | 0.26727 | 0.027384 | 0.13398
[9 empty] | 2014-03-16 | 17時 | 2.7145 | 0 | 0 | 0 | 0 | 0 | 0 | 0 | 0 | 0 | 0.27813 | 0 | 0 | 0 | 0 | 0 | 0 | 0 | 0 | 0.024446 | 0.023776 | 0.00067044 | 0.056835 | 0.28621 | 0.20493 | 0 | -0.04848 | 0.47316 | 0.04848 | 0.33469
[9 empty] | 2014-03-16 | 18時 | 1.5756 | 0 | 0 | 0 | 0 | 0 | 0 | 0 | 0 | 0 | 0.16143 | 0 | 0 | 0 | 0 | 0 | 0 | 0 | 0 | 0.036624 | 0.023776 | 0.012849 | 0.066494 | 0.4419 | 0.33878 | 0 | 0.10721 | -1.0463 | -0.10721 | 0.33469
[9 empty] | 2014-03-16 | 19時 | 2.2877 | 0 | 0 | 0 | 0 | 0 | 0 | 0 | 0 | 0 | 0.2344 | 0 | 0 | 0 | 0 | 0 | 0 | 0 | 0 | 0.036624 | 0.023776 | 0.012849 | 0.16307 | 0.33458 | 0.13488 | 0 | 0.048918 | -0.47744 | -0.048918 | 0.28566
[9 empty] | 2014-03-16 | 20時 | 2.3488 | 0 | 0 | 0 | 0 | 0 | 0 | 0 | 0 | 0 | 0.24066 | 0 | 0 | 0 | 0 | 0 | 0 | 0 | 0 | 0.024446 | 0.023776 | 0.00067044 | 0.088224 | 0.24028 | 0.12761 | 0 | -0.070971 | 0.69268 | 0.070971 | 0.31125
[9 empty] | 2014-03-16 | 21時 | 3.1588 | 0 | 0 | 0 | 0 | 0 | 0 | 0 | 0 | 0 | 0.32365 | 0 | 0 | 0 | 0 | 0 | 0 | 0 | 0 | 0.024446 | 0.023776 | 0.00067044 | 0.14284 | 0.35471 | 0.18743 | 0 | 0.020021 | -0.1954 | -0.020021 | 0.33469
[9 empty] | 2014-03-16 | 22時 | 2.2271 | 0 | 0 | 0 | 0 | 0 | 0 | 0 | 0 | 0 | 0.22819 | 0 | 0 | 0 | 0 | 0 | 0 | 0 | 0 | 0.036344 | 0.023776 | 0.012568 | 0.16493 | 0.39307 | 0.19179 | 0 | 0.058378 | -0.56977 | -0.058378 | 0.33469
[9 empty] | 2014-03-16 | 23時 | 0 | 0 | 0 | 0 | 0 | 0 | 0 | 0 | 0 | 0 | 0 | 0 | 0 | 0 | 0 | 0 | 0 | 0 | 0 | 0.037175 | 0.023776 | 0.013399 | 0.17268 | 0.42753 | 0.21768 | 0 | 0.19387 | -1.8922 | -0.19387 | 0.23366
[9 empty] | 2014-03-17 | 0時 | 0 | 0 | 0 | 0 | 0 | 0 | 0 | 0 | 0 | 0 | 0 | 0 | 0 | 0 | 0 | 0 | 0 | 0 | 0 | 0.024026 | 0.023776 | 0.00025017 | 0.045276 | 0.22713 | 0.15783 | 0 | 0.12509 | -1.2209 | -0.12509 | 0.10204
[9 empty] | 2014-03-17 | 1時 | 0 | 0 | 0 | 0 | 0 | 0 | 0 | 0 | 0 | 0 | 0 | 0 | 0 | 0 | 0 | 0 | 0 | 0 | 0 | 0.024026 | 0.023776 | 0.00025017 | 0 | 0.072356 | 0.04833 | 0 | 0.04052 | -0.39548 | -0.04052 | 0.031836
[9 empty] | 2014-03-17 | 2時 | 0 | 0 | 0 | 0 | 0 | 0 | 0 | 0 | 0 | 0 | 0 | 0 | 0 | 0 | 0 | 0 | 0 | 0 | 0 | 0.024026 | 0.023776 | 0.00025017 | 0 | 0.080156 | 0.05613 | 0 | 0.045583 | -0.44489 | -0.045583 | 0.034574
[9 empty] | 2014-03-17 | 3時 | 0 | 0 | 0 | 0 | 0 | 0 | 0 | 0 | 0 | 0 | 0 | 0 | 0 | 0 | 0 | 0 | 0 | 0 | 0 | 0.024026 | 0.023776 | 0.00025017 | 0 | 0.080156 | 0.05613 | 0 | 0.045583 | -0.44489 | -0.045583 | 0.034574
[9 empty] | 2014-03-17 | 4時 | 0 | 0 | 0 | 0 | 0 | 0 | 0 | 0 | 0 | 0 | 0 | 0 | 0 | 0 | 0 | 0 | 0 | 0 | 0 | 0.024026 | 0.023776 | 0.00025017 | 0 | 0.072356 | 0.04833 | 0 | 0.04052 | -0.39548 | -0.04052 | 0.031836
[9 empty] | 2014-03-17 | 5時 | 4.8046 | 0 | 0 | 0 | 0 | 0 | 0 | 0 | 0 | 0 | 0.49228 | 0 | 0 | 0 | 0 | 0 | 0 | 0 | 0 | 0.024026 | 0.023776 | 0.00025017 | 0 | 0.080156 | 0.05613 | 0 | -0.25509 | 2.4897 | 0.25509 | 0.33525
[9 empty] | 2014-03-17 | 6時 | 1.3262 | 0 | 0 | 0 | 0 | 0 | 0 | 0 | 0 | 0 | 0.13588 | 0 | 0 | 0 | 0 | 0 | 0 | 0 | 0 | 0.03053 | 0.023776 | 0.0067545 | 0.018231 | 0.30998 | 0.26122 | 0 | 0.066685 | -0.65085 | -0.066685 | 0.2433
[9 empty] | 2014-03-17 | 7時 | 1.19 | 0 | 0 | 0 | 0 | 0 | 0 | 0 | 0 | 0 | 0.12193 | 0 | 0 | 0 | 0 | 0 | 0 | 0 | 0 | 0.024857 | 0.023776 | 0.0010807 | 0.11469 | 0.3877 | 0.24816 | 0 | 0.085644 | -0.83589 | -0.085644 | 0.30206
[9 empty] | 2014-03-17 | 8時 | 1.0272 | 0 | 0 | 0 | 0 | 0 | 0 | 0 | 0 | 0 | 0.10525 | 0 | 0 | 0 | 0 | 0 | 0 | 0 | 0 | 0.024857 | 0.023776 | 0.0010807 | 0.064563 | 0.2343 | 0.14488 | 0 | 0.036324 | -0.35452 | -0.036324 | 0.19797
[9 empty] | 2014-03-17 | 9時 | 0 | 0 | 0 | 0 | 0 | 0 | 0 | 0 | 0 | 0 | 0 | 0 | 0 | 0 | 0 | 0 | 0 | 0 | 0 | 0.024026 | 0.023776 | 0.00025017 | 0.16544 | 0.52635 | 0.33688 | 0 | 0.26459 | -2.5824 | -0.26459 | 0.26176
[9 empty] | 2014-03-17 | 10時 | 0 | 0 | 0 | 0 | 0 | 0 | 0 | 0 | 0 | 0 | 0 | 0 | 0 | 0 | 0 | 0 | 0 | 0 | 0 | 0.024446 | 0.023776 | 0.00067044 | 0.053027 | 0.1258 | 0.04833 | 0 | 0.056467 | -0.55112 | -0.056467 | 0.069337
[9 empty] | 2014-03-17 | 11時 | 1.7478 | 0 | 0 | 0 | 0 | 0 | 0 | 0 | 0 | 0 | 0.17907 | 0 | 0 | 0 | 0 | 0 | 0 | 0 | 0 | 0.024026 | 0.023776 | 0.00025017 | 0.0026381 | 0.082794 | 0.05613 | 0 | -0.079279 | 0.77377 | 0.079279 | 0.16207
[9 empty] | 2014-03-17 | 12時 | 0.90466 | 0 | 0 | 0 | 0 | 0 | 0 | 0 | 0 | 0 | 0.092691 | 0 | 0 | 0 | 0 | 0 | 0 | 0 | 0 | 0.03053 | 0.023776 | 0.0067545 | 0.029502 | 0.33286 | 0.27283 | 0 | 0.10586 | -1.0332 | -0.10586 | 0.227
[9 empty] | 2014-03-17 | 13時 | 0 | 0 | 0 | 0 | 0 | 0 | 0 | 0 | 0 | 0 | 0 | 0 | 0 | 0 | 0 | 0 | 0 | 0 | 0 | 0.024446 | 0.023776 | 0.00067044 | 0.058042 | 0.13082 | 0.04833 | 0 | 0.057966 | -0.56574 | -0.057966 | 0.072853
[9 empty] | 2014-03-17 | 14時 | 0 | 0 | 0 | 0 | 0 | 0 | 0 | 0 | 0 | 0 | 0 | 0 | 0 | 0 | 0 | 0 | 0 | 0 | 0 | 0.024026 | 0.023776 | 0.00025017 | 0.024487 | 0.10464 | 0.05613 | 0 | 0.052885 | -0.51615 | -0.052885 | 0.051759
[9 empty] | 2014-03-17 | 15時 | 2.1559 | 0 | 0 | 0 | 0 | 0 | 0 | 0 | 0 | 0 | 0.22089 | 0 | 0 | 0 | 0 | 0 | 0 | 0 | 0 | 0.024026 | 0.023776 | 0.00025017 | 0 | 0.080156 | 0.05613 | 0 | -0.10941 | 1.0678 | 0.10941 | 0.18957
[9 empty] | 2014-03-17 | 16時 | 1.2033 | 0 | 0 | 0 | 0 | 0 | 0 | 0 | 0 | 0 | 0.12329 | 0 | 0 | 0 | 0 | 0 | 0 | 0 | 0 | 0.024446 | 0.023776 | 0.00067044 | 0.033816 | 0.10659 | 0.04833 | 0 | -0.035769 | 0.34911 | 0.035769 | 0.14236
[9 empty] | 2014-03-17 | 17時 | 3.2895 | 0 | 0 | 0 | 0 | 0 | 0 | 0 | 0 | 0 | 0.33704 | 0 | 0 | 0 | 0 | 0 | 0 | 0 | 0 | 0.024446 | 0.023776 | 0.00067044 | 0.056835 | 0.28621 | 0.20493 | 0 | -0.049035 | 0.47858 | 0.049035 | 0.33525
[9 empty] | 2014-03-17 | 18時 | 2.2214 | 0 | 0 | 0 | 0 | 0 | 0 | 0 | 0 | 0 | 0.2276 | 0 | 0 | 0 | 0 | 0 | 0 | 0 | 0 | 0.036624 | 0.023776 | 0.012849 | 0.066494 | 0.4419 | 0.33878 | 0 | 0.10665 | -1.0409 | -0.10665 | 0.33525
[9 empty] | 2014-03-17 | 19時 | 3.1555 | 0 | 0 | 0 | 0 | 0 | 0 | 0 | 0 | 0 | 0.32331 | 0 | 0 | 0 | 0 | 0 | 0 | 0 | 0 | 0.036624 | 0.023776 | 0.012849 | 0.16307 | 0.33458 | 0.13488 | 0 | 0.045135 | -0.44051 | -0.045135 | 0.28944
[9 empty] | 2014-03-17 | 20時 | 3.2209 | 0 | 0 | 0 | 0 | 0 | 0 | 0 | 0 | 0 | 0.33001 | 0 | 0 | 0 | 0 | 0 | 0 | 0 | 0 | 0.024446 | 0.023776 | 0.00067044 | 0.088224 | 0.24028 | 0.12761 | 0 | -0.094966 | 0.92686 | 0.094966 | 0.33525
[9 empty] | 2014-03-17 | 21時 | 4.1985 | 0 | 0 | 0 | 0 | 0 | 0 | 0 | 0 | 0 | 0.43017 | 0 | 0 | 0 | 0 | 0 | 0 | 0 | 0 | 0.024446 | 0.023776 | 0.00067044 | 0.14284 | 0.35471 | 0.18743 | 0 | 0.019465 | -0.18998 | -0.019465 | 0.33525
[9 empty] | 2014-03-17 | 22時 | 3.2565 | 0 | 0 | 0 | 0 | 0 | 0 | 0 | 0 | 0 | 0.33365 | 0 | 0 | 0 | 0 | 0 | 0 | 0 | 0 | 0.036344 | 0.023776 | 0.012568 | 0.16493 | 0.39307 | 0.19179 | 0 | 0.057822 | -0.56434 | -0.057822 | 0.33525
[9 empty] | 2014-03-17 | 23時 | 0 | 0 | 0 | 0 | 0 | 0 | 0 | 0 | 0 | 0 | 0 | 0 | 0 | 0 | 0 | 0 | 0 | 0 | 0 | 0.037175 | 0.023776 | 0.013399 | 0.17268 | 0.42753 | 0.21768 | 0 | 0.19348 | -1.8883 | -0.19348 | 0.23406
[9 empty] | 2014-03-18 | 0時 | 0 | 0 | 0 | 0 | 0 | 0 | 0 | 0 | 0 | 0 | 0 | 0 | 0 | 0 | 0 | 0 | 0 | 0 | 0 | 0.024026 | 0.023776 | 0.00025017 | 0 | 0.18186 | 0.15783 | 0 | 0.10747 | -1.0489 | -0.10747 | 0.07439
[9 empty] | 2014-03-18 | 1時 | 0 | 0 | 0 | 0 | 0 | 0 | 0 | 0 | 0 | 0 | 0 | 0 | 0 | 0 | 0 | 0 | 0 | 0 | 0 | 0.024026 | 0.023776 | 0.00025017 | 0 | 0.072356 | 0.04833 | 0 | 0.038239 | -0.37321 | -0.038239 | 0.034117
[9 empty] | 2014-03-18 | 2時 | 0 | 0 | 0 | 0 | 0 | 0 | 0 | 0 | 0 | 0 | 0 | 0 | 0 | 0 | 0 | 0 | 0 | 0 | 0 | 0.024026 | 0.023776 | 0.00025017 | 0 | 0.080156 | 0.05613 | 0 | 0.04317 | -0.42134 | -0.04317 | 0.036986
[9 empty] | 2014-03-18 | 3時 | 0 | 0 | 0 | 0 | 0 | 0 | 0 | 0 | 0 | 0 | 0 | 0 | 0 | 0 | 0 | 0 | 0 | 0 | 0 | 0.024026 | 0.023776 | 0.00025017 | 0 | 0.080156 | 0.05613 | 0 | 0.04317 | -0.42134 | -0.04317 | 0.036986
[9 empty] | 2014-03-18 | 4時 | 0 | 0 | 0 | 0 | 0 | 0 | 0 | 0 | 0 | 0 | 0 | 0 | 0 | 0 | 0 | 0 | 0 | 0 | 0 | 0.024026 | 0.023776 | 0.00025017 | 0 | 0.072356 | 0.04833 | 0 | 0.038239 | -0.37321 | -0.038239 | 0.034117
[9 empty] | 2014-03-18 | 5時 | 0 | 0 | 0 | 0 | 0 | 0 | 0 | 0 | 0 | 0 | 0 | 0 | 0 | 0 | 0 | 0 | 0 | 0 | 0 | 0.024026 | 0.023776 | 0.00025017 | 0 | 0.080156 | 0.05613 | 0 | 0.04317 | -0.42134 | -0.04317 | 0.036986
[9 empty] | 2014-03-18 | 6時 | 0 | 0 | 0 | 0 | 0 | 0 | 0 | 0 | 0 | 0 | 0 | 0 | 0 | 0 | 0 | 0 | 0 | 0 | 0 | 0.024026 | 0.023776 | 0.00025017 | 0 | 0.080156 | 0.05613 | 0 | 0.04317 | -0.42134 | -0.04317 | 0.036986
[9 empty] | 2014-03-18 | 7時 | 15.2479 | 0 | 0 | 0 | 0 | 0 | 0 | 0 | 0 | 0 | 1.5623 | 0 | 0 | 0 | 0 | 0 | 0 | 0 | 0 | 0.024857 | 0.023776 | 0.0010807 | 0.023666 | 0.23404 | 0.18552 | 0 | -0.11804 | 1.1521 | 0.11804 | 0.35209
[9 empty] | 2014-03-18 | 8時 | 6.5968 | 0 | 0 | 0 | 0 | 0 | 0 | 0 | 0 | 0 | 0.6759 | 0 | 0 | 0 | 0 | 0 | 0 | 0 | 0 | 0.031371 | 0.023776 | 0.0075951 | 0.11401 | 0.4267 | 0.28132 | 0 | 0.07461 | -0.72819 | -0.07461 | 0.35209
[9 empty] | 2014-03-18 | 9時 | 3.9666 | 0 | 0 | 0 | 0 | 0 | 0 | 0 | 0 | 0 | 0.40641 | 0 | 0 | 0 | 0 | 0 | 0 | 0 | 0 | 0.024446 | 0.023776 | 0.00067044 | 0.22373 | 0.50028 | 0.2521 | 0 | 0.14819 | -1.4463 | -0.14819 | 0.35209
[9 empty] | 2014-03-18 | 10時 | 3.0897 | 0 | 0 | 0 | 0 | 0 | 0 | 0 | 0 | 0 | 0.31657 | 0 | 0 | 0 | 0 | 0 | 0 | 0 | 0 | 0.024857 | 0.023776 | 0.0010807 | 0.18888 | 0.44125 | 0.22751 | 0 | 0.089161 | -0.87021 | -0.089161 | 0.35209
[9 empty] | 2014-03-18 | 11時 | 2.0881 | 0 | 0 | 0 | 0 | 0 | 0 | 0 | 0 | 0 | 0.21394 | 0 | 0 | 0 | 0 | 0 | 0 | 0 | 0 | 0.024446 | 0.023776 | 0.00067044 | 0.17015 | 0.4299 | 0.23531 | 0 | 0.077812 | -0.75945 | -0.077812 | 0.35209
[9 empty] | 2014-03-18 | 12時 | 0.79552 | 0 | 0 | 0 | 0 | 0 | 0 | 0 | 0 | 0 | 0.081508 | 0 | 0 | 0 | 0 | 0 | 0 | 0 | 0 | 0.03053 | 0.023776 | 0.0067545 | 0.15008 | 0.45344 | 0.27283 | 0 | 0.13433 | -1.3111 | -0.13433 | 0.31911
[9 empty] | 2014-03-18 | 13時 | 0 | 0 | 0 | 0 | 0 | 0 | 0 | 0 | 0 | 0 | 0 | 0 | 0 | 0 | 0 | 0 | 0 | 0 | 0 | 0.024446 | 0.023776 | 0.00067044 | 0.093998 | 0.16677 | 0.04833 | 0 | 0.063224 | -0.61707 | -0.063224 | 0.10355
[9 empty] | 2014-03-18 | 14時 | 0 | 0 | 0 | 0 | 0 | 0 | 0 | 0 | 0 | 0 | 0 | 0 | 0 | 0 | 0 | 0 | 0 | 0 | 0 | 0.024026 | 0.023776 | 0.00025017 | 0 | 0.080156 | 0.05613 | 0 | 0.04317 | -0.42134 | -0.04317 | 0.036986
[9 empty] | 2014-03-18 | 15時 | 3.3043 | 0 | 0 | 0 | 0 | 0 | 0 | 0 | 0 | 0 | 0.33855 | 0 | 0 | 0 | 0 | 0 | 0 | 0 | 0 | 0.024026 | 0.023776 | 0.00025017 | 0 | 0.080156 | 0.05613 | 0 | -0.2058 | 2.0086 | 0.2058 | 0.28596
[9 empty] | 2014-03-18 | 16時 | 3.3949 | 0 | 0 | 0 | 0 | 0 | 0 | 0 | 0 | 0 | 0.34784 | 0 | 0 | 0 | 0 | 0 | 0 | 0 | 0 | 0.024857 | 0.023776 | 0.0010807 | 0.070329 | 0.37035 | 0.27516 | 0 | 0.018259 | -0.17821 | -0.018259 | 0.35209
[9 empty] | 2014-03-18 | 17時 | 3.8468 | 0 | 0 | 0 | 0 | 0 | 0 | 0 | 0 | 0 | 0.39414 | 0 | 0 | 0 | 0 | 0 | 0 | 0 | 0 | 0.036624 | 0.023776 | 0.012849 | 0.13006 | 0.44491 | 0.27822 | 0 | 0.092821 | -0.90594 | -0.092821 | 0.35209
[9 empty] | 2014-03-18 | 18時 | 2.1752 | 0 | 0 | 0 | 0 | 0 | 0 | 0 | 0 | 0 | 0.22287 | 0 | 0 | 0 | 0 | 0 | 0 | 0 | 0 | 0.036624 | 0.023776 | 0.012849 | 0.15964 | 0.41407 | 0.21781 | 0 | 0.061988 | -0.605 | -0.061988 | 0.35209
[9 empty] | 2014-03-18 | 19時 | 5.574 | 0 | 0 | 0 | 0 | 0 | 0 | 0 | 0 | 0 | 0.57111 | 0 | 0 | 0 | 0 | 0 | 0 | 0 | 0 | 0.024026 | 0.023776 | 0.00025017 | 0.067685 | 0.2273 | 0.13559 | 0 | -0.073098 | 0.71344 | 0.073098 | 0.3004
[9 empty] | 2014-03-18 | 20時 | 4.4904 | 0 | 0 | 0 | 0 | 0 | 0 | 0 | 0 | 0 | 0.46008 | 0 | 0 | 0 | 0 | 0 | 0 | 0 | 0 | 0.024446 | 0.023776 | 0.00067044 | 0.14104 | 0.29311 | 0.12762 | 0 | -0.058982 | 0.57566 | 0.058982 | 0.35209
[9 empty] | 2014-03-18 | 21時 | 4.5367 | 0 | 0 | 0 | 0 | 0 | 0 | 0 | 0 | 0 | 0.46482 | 0 | 0 | 0 | 0 | 0 | 0 | 0 | 0 | 0.036344 | 0.023776 | 0.012568 | 0.16291 | 0.4405 | 0.24124 | 0 | 0.088409 | -0.86287 | -0.088409 | 0.35209
[9 empty] | 2014-03-18 | 22時 | 0 | 0 | 0 | 0 | 0 | 0 | 0 | 0 | 0 | 0 | 0 | 0 | 0 | 0 | 0 | 0 | 0 | 0 | 0 | 0.036764 | 0.023776 | 0.012989 | 0.16493 | 0.38136 | 0.17966 | 0 | 0.13227 | -1.291 | -0.13227 | 0.24908
[9 empty] | 2014-03-18 | 23時 | 0 | 0 | 0 | 0 | 0 | 0 | 0 | 0 | 0 | 0 | 0 | 0 | 0 | 0 | 0 | 0 | 0 | 0 | 0 | 0.03039 | 0.023776 | 0.0066144 | 0.1312 | 0.31942 | 0.15783 | 0 | 0.14384 | -1.4039 | -0.14384 | 0.17557
[9 empty] | 2014-03-19 | 0時 | 0 | 0 | 0 | 0 | 0 | 0 | 0 | 0 | 0 | 0 | 0 | 0 | 0 | 0 | 0 | 0 | 0 | 0 | 0 | 0.024026 | 0.023776 | 0.00025017 | 0 | 0.18186 | 0.15783 | 0 | 0.12552 | -1.2251 | -0.12552 | 0.056337
[9 empty] | 2014-03-19 | 1時 | 0 | 0 | 0 | 0 | 0 | 0 | 0 | 0 | 0 | 0 | 0 | 0 | 0 | 0 | 0 | 0 | 0 | 0 | 0 | 0.024026 | 0.023776 | 0.00025017 | 0 | 0.072356 | 0.04833 | 0 | 0.048222 | -0.47064 | -0.048222 | 0.024135
[9 empty] | 2014-03-19 | 2時 | 0 | 0 | 0 | 0 | 0 | 0 | 0 | 0 | 0 | 0 | 0 | 0 | 0 | 0 | 0 | 0 | 0 | 0 | 0 | 0.024026 | 0.023776 | 0.00025017 | 0 | 0.080156 | 0.05613 | 0 | 0.053728 | -0.52438 | -0.053728 | 0.026429
[9 empty] | 2014-03-19 | 3時 | 0 | 0 | 0 | 0 | 0 | 0 | 0 | 0 | 0 | 0 | 0 | 0 | 0 | 0 | 0 | 0 | 0 | 0 | 0 | 0.024026 | 0.023776 | 0.00025017 | 0 | 0.080156 | 0.05613 | 0 | 0.053728 | -0.52438 | -0.053728 | 0.026429
[9 empty] | 2014-03-19 | 4時 | 0 | 0 | 0 | 0 | 0 | 0 | 0 | 0 | 0 | 0 | 0 | 0 | 0 | 0 | 0 | 0 | 0 | 0 | 0 | 0.024026 | 0.023776 | 0.00025017 | 0 | 0.072356 | 0.04833 | 0 | 0.048222 | -0.47064 | -0.048222 | 0.024135
[9 empty] | 2014-03-19 | 5時 | 0 | 0 | 0 | 0 | 0 | 0 | 0 | 0 | 0 | 0 | 0 | 0 | 0 | 0 | 0 | 0 | 0 | 0 | 0 | 0.024026 | 0.023776 | 0.00025017 | 0 | 0.080156 | 0.05613 | 0 | 0.053728 | -0.52438 | -0.053728 | 0.026429
[9 empty] | 2014-03-19 | 6時 | 0 | 0 | 0 | 0 | 0 | 0 | 0 | 0 | 0 | 0 | 0 | 0 | 0 | 0 | 0 | 0 | 0 | 0 | 0 | 0.024446 | 0.023776 | 0.00067044 | 0.018231 | 0.15865 | 0.11597 | 0 | 0.094871 | -0.92594 | -0.094871 | 0.063776
[9 empty] | 2014-03-19 | 7時 | 20.6468 | 0 | 0 | 0 | 0 | 0 | 0 | 0 | 0 | 0 | 2.1155 | 0 | 0 | 0 | 0 | 0 | 0 | 0 | 0 | 0.024446 | 0.023776 | 0.00067044 | 0.054439 | 0.34926 | 0.27038 | 0 | 0.070874 | -0.69173 | -0.070874 | 0.27839
[9 empty] | 2014-03-19 | 8時 | 7.2902 | 0 | 0 | 0 | 0 | 0 | 0 | 0 | 0 | 0 | 0.74694 | 0 | 0 | 0 | 0 | 0 | 0 | 0 | 0 | 0.037875 | 0.023776 | 0.014099 | 0.13781 | 0.50836 | 0.33267 | 0 | 0.22997 | -2.2445 | -0.22997 | 0.27839
[9 empty] | 2014-03-19 | 9時 | 3.0518 | 0 | 0 | 0 | 0 | 0 | 0 | 0 | 0 | 0 | 0.31269 | 0 | 0 | 0 | 0 | 0 | 0 | 0 | 0 | 0.024026 | 0.023776 | 0.00025017 | 0.072039 | 0.15219 | 0.05613 | 0 | -0.10049 | 0.98075 | 0.10049 | 0.25268
[9 empty] | 2014-03-19 | 10時 | 2.3031 | 0 | 0 | 0 | 0 | 0 | 0 | 0 | 0 | 0 | 0.23597 | 0 | 0 | 0 | 0 | 0 | 0 | 0 | 0 | 0.024026 | 0.023776 | 0.00025017 | 0 | 0.072356 | 0.04833 | 0 | -0.090558 | 0.88384 | 0.090558 | 0.16291
[9 empty] | 2014-03-19 | 11時 | 1.4345 | 0 | 0 | 0 | 0 | 0 | 0 | 0 | 0 | 0 | 0.14698 | 0 | 0 | 0 | 0 | 0 | 0 | 0 | 0 | 0.024026 | 0.023776 | 0.00025017 | 0 | 0.080156 | 0.05613 | 0 | -0.032711 | 0.31926 | 0.032711 | 0.11287
[9 empty] | 2014-03-19 | 12時 | 0.96959 | 0 | 0 | 0 | 0 | 0 | 0 | 0 | 0 | 0 | 0.099344 | 0 | 0 | 0 | 0 | 0 | 0 | 0 | 0 | 0.024026 | 0.023776 | 0.00025017 | 0 | 0.080156 | 0.05613 | 0 | -0.0046845 | 0.04572 | 0.0046845 | 0.084841
[9 empty] | 2014-03-19 | 13時 | 0 | 0 | 0 | 0 | 0 | 0 | 0 | 0 | 0 | 0 | 0 | 0 | 0 | 0 | 0 | 0 | 0 | 0 | 0 | 0.024026 | 0.023776 | 0.00025017 | 0 | 0.072356 | 0.04833 | 0 | 0.048222 | -0.47064 | -0.048222 | 0.024135
[9 empty] | 2014-03-19 | 14時 | 0 | 0 | 0 | 0 | 0 | 0 | 0 | 0 | 0 | 0 | 0 | 0 | 0 | 0 | 0 | 0 | 0 | 0 | 0 | 0.024026 | 0.023776 | 0.00025017 | 0 | 0.080156 | 0.05613 | 0 | 0.053728 | -0.52438 | -0.053728 | 0.026429
[9 empty] | 2014-03-19 | 15時 | 2.4327 | 0 | 0 | 0 | 0 | 0 | 0 | 0 | 0 | 0 | 0.24925 | 0 | 0 | 0 | 0 | 0 | 0 | 0 | 0 | 0.024026 | 0.023776 | 0.00025017 | 0 | 0.080156 | 0.05613 | 0 | -0.092844 | 0.90616 | 0.092844 | 0.173
[9 empty] | 2014-03-19 | 16時 | 3.1724 | 0 | 0 | 0 | 0 | 0 | 0 | 0 | 0 | 0 | 0.32504 | 0 | 0 | 0 | 0 | 0 | 0 | 0 | 0 | 0.024026 | 0.023776 | 0.00025017 | 0 | 0.072356 | 0.04833 | 0 | -0.14291 | 1.3948 | 0.14291 | 0.21527
[9 empty] | 2014-03-19 | 17時 | 3.6994 | 0 | 0 | 0 | 0 | 0 | 0 | 0 | 0 | 0 | 0.37904 | 0 | 0 | 0 | 0 | 0 | 0 | 0 | 0 | 0.024026 | 0.023776 | 0.00025017 | 0 | 0.080156 | 0.05613 | 0 | -0.16916 | 1.651 | 0.16916 | 0.24932
[9 empty] | 2014-03-19 | 18時 | 2.3421 | 0 | 0 | 0 | 0 | 0 | 0 | 0 | 0 | 0 | 0.23997 | 0 | 0 | 0 | 0 | 0 | 0 | 0 | 0 | 0.024026 | 0.023776 | 0.00025017 | 0 | 0.080156 | 0.05613 | 0 | -0.087371 | 0.85274 | 0.087371 | 0.16753
[9 empty] | 2014-03-19 | 19時 | 6.1004 | 0 | 0 | 0 | 0 | 0 | 0 | 0 | 0 | 0 | 0.62504 | 0 | 0 | 0 | 0 | 0 | 0 | 0 | 0 | 0.024026 | 0.023776 | 0.00025017 | 0 | 0.072356 | 0.04833 | 0 | -0.20603 | 2.0109 | 0.20603 | 0.27839
[9 empty] | 2014-03-19 | 20時 | 5.0581 | 0 | 0 | 0 | 0 | 0 | 0 | 0 | 0 | 0 | 0.51824 | 0 | 0 | 0 | 0 | 0 | 0 | 0 | 0 | 0.024857 | 0.023776 | 0.0010807 | 0.035316 | 0.26512 | 0.20494 | 0 | -0.013272 | 0.12953 | 0.013272 | 0.27839
[9 empty] | 2014-03-19 | 21時 | 5.1514 | 0 | 0 | 0 | 0 | 0 | 0 | 0 | 0 | 0 | 0.52781 | 0 | 0 | 0 | 0 | 0 | 0 | 0 | 0 | 0.024446 | 0.023776 | 0.00067044 | 0.091389 | 0.35706 | 0.24122 | 0 | 0.078669 | -0.76781 | -0.078669 | 0.27839
[9 empty] | 2014-03-19 | 22時 | 0 | 0 | 0 | 0 | 0 | 0 | 0 | 0 | 0 | 0 | 0 | 0 | 0 | 0 | 0 | 0 | 0 | 0 | 0 | 0.030811 | 0.023776 | 0.0070347 | 0.16493 | 0.2469 | 0.051159 | 0 | 0.11466 | -1.1191 | -0.11466 | 0.13224
[9 empty] | 2014-03-19 | 23時 | 0 | 0 | 0 | 0 | 0 | 0 | 0 | 0 | 0 | 0 | 0 | 0 | 0 | 0 | 0 | 0 | 0 | 0 | 0 | 0.036344 | 0.023776 | 0.012568 | 0.13218 | 0.38619 | 0.21767 | 0 | 0.21849 | -2.1325 | -0.21849 | 0.1677
[9 empty] | 2014-03-20 | 0時 | 0 | 0 | 0 | 0 | 0 | 0 | 0 | 0 | 0 | 0 | 0 | 0 | 0 | 0 | 0 | 0 | 0 | 0 | 0 | 0.024026 | 0.023776 | 0.00025017 | 0.045276 | 0.22713 | 0.15783 | 0 | 0.13474 | -1.3151 | -0.13474 | 0.092391
[9 empty] | 2014-03-20 | 1時 | 0 | 0 | 0 | 0 | 0 | 0 | 0 | 0 | 0 | 0 | 0 | 0 | 0 | 0 | 0 | 0 | 0 | 0 | 0 | 0.024026 | 0.023776 | 0.00025017 | 0 | 0.072356 | 0.04833 | 0 | 0.044418 | -0.43352 | -0.044418 | 0.027939
[9 empty] | 2014-03-20 | 2時 | 0 | 0 | 0 | 0 | 0 | 0 | 0 | 0 | 0 | 0 | 0 | 0 | 0 | 0 | 0 | 0 | 0 | 0 | 0 | 0.024026 | 0.023776 | 0.00025017 | 0 | 0.080156 | 0.05613 | 0 | 0.049705 | -0.48512 | -0.049705 | 0.030452
[9 empty] | 2014-03-20 | 3時 | 0 | 0 | 0 | 0 | 0 | 0 | 0 | 0 | 0 | 0 | 0 | 0 | 0 | 0 | 0 | 0 | 0 | 0 | 0 | 0.024026 | 0.023776 | 0.00025017 | 0 | 0.080156 | 0.05613 | 0 | 0.049705 | -0.48512 | -0.049705 | 0.030452
[9 empty] | 2014-03-20 | 4時 | 0 | 0 | 0 | 0 | 0 | 0 | 0 | 0 | 0 | 0 | 0 | 0 | 0 | 0 | 0 | 0 | 0 | 0 | 0 | 0.024026 | 0.023776 | 0.00025017 | 0 | 0.072356 | 0.04833 | 0 | 0.044418 | -0.43352 | -0.044418 | 0.027939
[9 empty] | 2014-03-20 | 5時 | 20.2907 | 2.7479 | 0 | 0 | 0 | 0 | 0 | 0 | 0 | 0 | 1.7974 | 0 | 0 | 0 | 0 | 0 | 0 | 0 | 0 | 0.024026 | 0.023776 | 0.00025017 | 0 | 0.080156 | 0.05613 | 0 | -0.22631 | 2.2088 | 0.22631 | 0.30647
[9 empty] | 2014-03-20 | 6時 | 4.3665 | 0 | 0 | 0 | 0 | 0 | 0 | 0 | 0 | 0 | 0.44739 | 0 | 0 | 0 | 0 | 0 | 0 | 0 | 0 | 0.03053 | 0.023776 | 0.0067545 | 0.018231 | 0.30998 | 0.26122 | 0 | 0.0035116 | -0.034273 | -0.0035116 | 0.30647
[9 empty] | 2014-03-20 | 7時 | 3.058 | 0 | 0 | 0 | 0 | 0 | 0 | 0 | 0 | 0 | 0.31332 | 0 | 0 | 0 | 0 | 0 | 0 | 0 | 0 | 0.024857 | 0.023776 | 0.0010807 | 0.11469 | 0.3877 | 0.24816 | 0 | 0.081233 | -0.79284 | -0.081233 | 0.30647
[9 empty] | 2014-03-20 | 8時 | 1.4194 | 0 | 0 | 0 | 0 | 0 | 0 | 0 | 0 | 0 | 0.14543 | 0 | 0 | 0 | 0 | 0 | 0 | 0 | 0 | 0.024857 | 0.023776 | 0.0010807 | 0.064563 | 0.2343 | 0.14488 | 0 | 0.027963 | -0.27292 | -0.027963 | 0.20633
[9 empty] | 2014-03-20 | 9時 | 0 | 0 | 0 | 0 | 0 | 0 | 0 | 0 | 0 | 0 | 0 | 0 | 0 | 0 | 0 | 0 | 0 | 0 | 0 | 0.024026 | 0.023776 | 0.00025017 | 0.16544 | 0.52635 | 0.33688 | 0 | 0.28734 | -2.8045 | -0.28734 | 0.23901
[9 empty] | 2014-03-20 | 10時 | 0 | 0 | 0 | 0 | 0 | 0 | 0 | 0 | 0 | 0 | 0 | 0 | 0 | 0 | 0 | 0 | 0 | 0 | 0 | 0.024446 | 0.023776 | 0.00067044 | 0.053027 | 0.1258 | 0.04833 | 0 | 0.063439 | -0.61917 | -0.063439 | 0.062364
[9 empty] | 2014-03-20 | 11時 | 3.1813 | 0 | 0 | 0 | 0 | 0 | 0 | 0 | 0 | 0 | 0.32595 | 0 | 0 | 0 | 0 | 0 | 0 | 0 | 0 | 0.024026 | 0.023776 | 0.00025017 | 0.0026381 | 0.082794 | 0.05613 | 0 | -0.15931 | 1.5549 | 0.15931 | 0.24211
[9 empty] | 2014-03-20 | 12時 | 1.7446 | 0 | 0 | 0 | 0 | 0 | 0 | 0 | 0 | 0 | 0.17875 | 0 | 0 | 0 | 0 | 0 | 0 | 0 | 0 | 0.03053 | 0.023776 | 0.0067545 | 0.029502 | 0.33286 | 0.27283 | 0 | 0.070326 | -0.68638 | -0.070326 | 0.26254
[9 empty] | 2014-03-20 | 13時 | 0 | 0 | 0 | 0 | 0 | 0 | 0 | 0 | 0 | 0 | 0 | 0 | 0 | 0 | 0 | 0 | 0 | 0 | 0 | 0.024446 | 0.023776 | 0.00067044 | 0.058042 | 0.13082 | 0.04833 | 0 | 0.065226 | -0.63661 | -0.065226 | 0.065592
[9 empty] | 2014-03-20 | 14時 | 0 | 0 | 0 | 0 | 0 | 0 | 0 | 0 | 0 | 0 | 0 | 0 | 0 | 0 | 0 | 0 | 0 | 0 | 0 | 0.024026 | 0.023776 | 0.00025017 | 0.024487 | 0.10464 | 0.05613 | 0 | 0.058416 | -0.57014 | -0.058416 | 0.046228
[9 empty] | 2014-03-20 | 15時 | 2.9236 | 0 | 0 | 0 | 0 | 0 | 0 | 0 | 0 | 0 | 0.29955 | 0 | 0 | 0 | 0 | 0 | 0 | 0 | 0 | 0.024026 | 0.023776 | 0.00025017 | 0 | 0.080156 | 0.05613 | 0 | -0.14324 | 1.398 | 0.14324 | 0.2234
[9 empty] | 2014-03-20 | 16時 | 1.8012 | 0 | 0 | 0 | 0 | 0 | 0 | 0 | 0 | 0 | 0.18455 | 0 | 0 | 0 | 0 | 0 | 0 | 0 | 0 | 0.024446 | 0.023776 | 0.00067044 | 0.033816 | 0.10659 | 0.04833 | 0 | -0.062268 | 0.60773 | 0.062268 | 0.16886
[9 empty] | 2014-03-20 | 17時 | 4.514 | 0 | 0 | 0 | 0 | 0 | 0 | 0 | 0 | 0 | 0.4625 | 0 | 0 | 0 | 0 | 0 | 0 | 0 | 0 | 0.024446 | 0.023776 | 0.00067044 | 0.056835 | 0.28621 | 0.20493 | 0 | -0.020261 | 0.19774 | 0.020261 | 0.30647
[9 empty] | 2014-03-20 | 18時 | 2.6356 | 0 | 0 | 0 | 0 | 0 | 0 | 0 | 0 | 0 | 0.27005 | 0 | 0 | 0 | 0 | 0 | 0 | 0 | 0 | 0.036624 | 0.023776 | 0.012849 | 0.066494 | 0.4419 | 0.33878 | 0 | 0.13542 | -1.3217 | -0.13542 | 0.30647
[9 empty] | 2014-03-20 | 19時 | 3.5853 | 0 | 0 | 0 | 0 | 0 | 0 | 0 | 0 | 0 | 0.36735 | 0 | 0 | 0 | 0 | 0 | 0 | 0 | 0 | 0.036624 | 0.023776 | 0.012849 | 0.16307 | 0.33458 | 0.13488 | 0 | 0.078468 | -0.76585 | -0.078468 | 0.25611
[9 empty] | 2014-03-20 | 20時 | 3.4177 | 0 | 0 | 0 | 0 | 0 | 0 | 0 | 0 | 0 | 0.35017 | 0 | 0 | 0 | 0 | 0 | 0 | 0 | 0 | 0.024446 | 0.023776 | 0.00067044 | 0.088224 | 0.24028 | 0.12761 | 0 | -0.066191 | 0.64602 | 0.066191 | 0.30647
[9 empty] | 2014-03-20 | 21時 | 4.2517 | 0 | 0 | 0 | 0 | 0 | 0 | 0 | 0 | 0 | 0.43562 | 0 | 0 | 0 | 0 | 0 | 0 | 0 | 0 | 0.024446 | 0.023776 | 0.00067044 | 0.14284 | 0.35471 | 0.18743 | 0 | 0.04824 | -0.47082 | -0.04824 | 0.30647
[9 empty] | 2014-03-20 | 22時 | 3.1109 | 0 | 0 | 0 | 0 | 0 | 0 | 0 | 0 | 0 | 0.31874 | 0 | 0 | 0 | 0 | 0 | 0 | 0 | 0 | 0.036344 | 0.023776 | 0.012568 | 0.16493 | 0.39307 | 0.19179 | 0 | 0.086597 | -0.84518 | -0.086597 | 0.30647
[9 empty] | 2014-03-20 | 23時 | 0 | 0 | 0 | 0 | 0 | 0 | 0 | 0 | 0 | 0 | 0 | 0 | 0 | 0 | 0 | 0 | 0 | 0 | 0 | 0.037175 | 0.023776 | 0.013399 | 0.17268 | 0.42753 | 0.21768 | 0 | 0.21395 | -2.0882 | -0.21395 | 0.21358
[9 empty] | 2014-03-21 | 0時 | 0 | 0 | 0 | 0 | 0 | 0 | 0 | 0 | 0 | 0 | 0 | 0 | 0 | 0 | 0 | 0 | 0 | 0 | 0 | 0.024026 | 0.023776 | 0.00025017 | 0 | 0.18186 | 0.15783 | 0 | 0.10495 | -1.0243 | -0.10495 | 0.076907
[9 empty] | 2014-03-21 | 1時 | 0 | 0 | 0 | 0 | 0 | 0 | 0 | 0 | 0 | 0 | 0 | 0 | 0 | 0 | 0 | 0 | 0 | 0 | 0 | 0.024026 | 0.023776 | 0.00025017 | 0 | 0.072356 | 0.04833 | 0 | 0.036847 | -0.35963 | -0.036847 | 0.035509
[9 empty] | 2014-03-21 | 2時 | 0 | 0 | 0 | 0 | 0 | 0 | 0 | 0 | 0 | 0 | 0 | 0 | 0 | 0 | 0 | 0 | 0 | 0 | 0 | 0.024026 | 0.023776 | 0.00025017 | 0 | 0.080156 | 0.05613 | 0 | 0.041698 | -0.40698 | -0.041698 | 0.038458
[9 empty] | 2014-03-21 | 3時 | 0 | 0 | 0 | 0 | 0 | 0 | 0 | 0 | 0 | 0 | 0 | 0 | 0 | 0 | 0 | 0 | 0 | 0 | 0 | 0.024026 | 0.023776 | 0.00025017 | 0 | 0.080156 | 0.05613 | 0 | 0.041698 | -0.40698 | -0.041698 | 0.038458
[9 empty] | 2014-03-21 | 4時 | 0 | 0 | 0 | 0 | 0 | 0 | 0 | 0 | 0 | 0 | 0 | 0 | 0 | 0 | 0 | 0 | 0 | 0 | 0 | 0.024026 | 0.023776 | 0.00025017 | 0 | 0.072356 | 0.04833 | 0 | 0.036847 | -0.35963 | -0.036847 | 0.035509
[9 empty] | 2014-03-21 | 5時 | 0 | 0 | 0 | 0 | 0 | 0 | 0 | 0 | 0 | 0 | 0 | 0 | 0 | 0 | 0 | 0 | 0 | 0 | 0 | 0.024026 | 0.023776 | 0.00025017 | 0 | 0.080156 | 0.05613 | 0 | 0.041698 | -0.40698 | -0.041698 | 0.038458
[9 empty] | 2014-03-21 | 6時 | 0 | 0 | 0 | 0 | 0 | 0 | 0 | 0 | 0 | 0 | 0 | 0 | 0 | 0 | 0 | 0 | 0 | 0 | 0 | 0.024026 | 0.023776 | 0.00025017 | 0 | 0.080156 | 0.05613 | 0 | 0.041698 | -0.40698 | -0.041698 | 0.038458
[9 empty] | 2014-03-21 | 7時 | 11.2348 | 0 | 0 | 0 | 0 | 0 | 0 | 0 | 0 | 0 | 1.1511 | 0 | 0 | 0 | 0 | 0 | 0 | 0 | 0 | 0.024857 | 0.023776 | 0.0010807 | 0.023666 | 0.23404 | 0.18552 | 0 | -0.12832 | 1.2524 | 0.12832 | 0.36236
[9 empty] | 2014-03-21 | 8時 | 4.3116 | 0 | 0 | 0 | 0 | 0 | 0 | 0 | 0 | 0 | 0.44176 | 0 | 0 | 0 | 0 | 0 | 0 | 0 | 0 | 0.031371 | 0.023776 | 0.0075951 | 0.11401 | 0.4267 | 0.28132 | 0 | 0.064336 | -0.62792 | -0.064336 | 0.36236
[9 empty] | 2014-03-21 | 9時 | 2.4932 | 0 | 0 | 0 | 0 | 0 | 0 | 0 | 0 | 0 | 0.25545 | 0 | 0 | 0 | 0 | 0 | 0 | 0 | 0 | 0.024446 | 0.023776 | 0.00067044 | 0.22373 | 0.50028 | 0.2521 | 0 | 0.13792 | -1.3461 | -0.13792 | 0.36236
[9 empty] | 2014-03-21 | 10時 | 2.2778 | 0 | 0 | 0 | 0 | 0 | 0 | 0 | 0 | 0 | 0.23339 | 0 | 0 | 0 | 0 | 0 | 0 | 0 | 0 | 0.024857 | 0.023776 | 0.0010807 | 0.18888 | 0.44125 | 0.22751 | 0 | 0.078887 | -0.76994 | -0.078887 | 0.36236
[9 empty] | 2014-03-21 | 11時 | 1.47 | 0 | 0 | 0 | 0 | 0 | 0 | 0 | 0 | 0 | 0.15061 | 0 | 0 | 0 | 0 | 0 | 0 | 0 | 0 | 0.024446 | 0.023776 | 0.00067044 | 0.17015 | 0.4299 | 0.23531 | 0 | 0.067538 | -0.65917 | -0.067538 | 0.36236
[9 empty] | 2014-03-21 | 12時 | 0.51225 | 0 | 0 | 0 | 0 | 0 | 0 | 0 | 0 | 0 | 0.052485 | 0 | 0 | 0 | 0 | 0 | 0 | 0 | 0 | 0.03053 | 0.023776 | 0.0067545 | 0.15008 | 0.45344 | 0.27283 | 0 | 0.14692 | -1.4339 | -0.14692 | 0.30653
[9 empty] | 2014-03-21 | 13時 | 0 | 0 | 0 | 0 | 0 | 0 | 0 | 0 | 0 | 0 | 0 | 0 | 0 | 0 | 0 | 0 | 0 | 0 | 0 | 0.024446 | 0.023776 | 0.00067044 | 0.093998 | 0.16677 | 0.04833 | 0 | 0.059893 | -0.58456 | -0.059893 | 0.10688
[9 empty] | 2014-03-21 | 14時 | 0 | 0 | 0 | 0 | 0 | 0 | 0 | 0 | 0 | 0 | 0 | 0 | 0 | 0 | 0 | 0 | 0 | 0 | 0 | 0.024026 | 0.023776 | 0.00025017 | 0 | 0.080156 | 0.05613 | 0 | 0.041698 | -0.40698 | -0.041698 | 0.038458
[9 empty] | 2014-03-21 | 15時 | 1.3939 | 0 | 0 | 0 | 0 | 0 | 0 | 0 | 0 | 0 | 0.14282 | 0 | 0 | 0 | 0 | 0 | 0 | 0 | 0 | 0.024026 | 0.023776 | 0.00025017 | 0 | 0.080156 | 0.05613 | 0 | -0.066273 | 0.64683 | 0.066273 | 0.14643
[9 empty] | 2014-03-21 | 16時 | 1.5766 | 0 | 0 | 0 | 0 | 0 | 0 | 0 | 0 | 0 | 0.16153 | 0 | 0 | 0 | 0 | 0 | 0 | 0 | 0 | 0.024857 | 0.023776 | 0.0010807 | 0.070329 | 0.37035 | 0.27516 | 0 | 0.0079852 | -0.077935 | -0.0079852 | 0.36236
[9 empty] | 2014-03-21 | 17時 | 1.7989 | 0 | 0 | 0 | 0 | 0 | 0 | 0 | 0 | 0 | 0.18432 | 0 | 0 | 0 | 0 | 0 | 0 | 0 | 0 | 0.036624 | 0.023776 | 0.012849 | 0.13006 | 0.44491 | 0.27822 | 0 | 0.082548 | -0.80566 | -0.082548 | 0.36236
[9 empty] | 2014-03-21 | 18時 | 0.78647 | 0 | 0 | 0 | 0 | 0 | 0 | 0 | 0 | 0 | 0.080581 | 0 | 0 | 0 | 0 | 0 | 0 | 0 | 0 | 0.036624 | 0.023776 | 0.012849 | 0.15964 | 0.41407 | 0.21781 | 0 | 0.051714 | -0.50473 | -0.051714 | 0.36236
[9 empty] | 2014-03-21 | 19時 | 2.704 | 0 | 0 | 0 | 0 | 0 | 0 | 0 | 0 | 0 | 0.27705 | 0 | 0 | 0 | 0 | 0 | 0 | 0 | 0 | 0.024026 | 0.023776 | 0.00025017 | 0.067685 | 0.2273 | 0.13559 | 0 | -0.088417 | 0.86295 | 0.088417 | 0.31572
[9 empty] | 2014-03-21 | 20時 | 2.7934 | 0 | 0 | 0 | 0 | 0 | 0 | 0 | 0 | 0 | 0.28621 | 0 | 0 | 0 | 0 | 0 | 0 | 0 | 0 | 0.024446 | 0.023776 | 0.00067044 | 0.14104 | 0.29311 | 0.12762 | 0 | -0.069256 | 0.67593 | 0.069256 | 0.36236
[9 empty] | 2014-03-21 | 21時 | 2.9652 | 0 | 0 | 0 | 0 | 0 | 0 | 0 | 0 | 0 | 0.30382 | 0 | 0 | 0 | 0 | 0 | 0 | 0 | 0 | 0.036344 | 0.023776 | 0.012568 | 0.16291 | 0.4405 | 0.24124 | 0 | 0.078135 | -0.7626 | -0.078135 | 0.36236
[9 empty] | 2014-03-21 | 22時 | 0 | 0 | 0 | 0 | 0 | 0 | 0 | 0 | 0 | 0 | 0 | 0 | 0 | 0 | 0 | 0 | 0 | 0 | 0 | 0.036764 | 0.023776 | 0.012989 | 0.16493 | 0.38136 | 0.17966 | 0 | 0.12488 | -1.2188 | -0.12488 | 0.25648
[9 empty] | 2014-03-21 | 23時 | 0 | 0 | 0 | 0 | 0 | 0 | 0 | 0 | 0 | 0 | 0 | 0 | 0 | 0 | 0 | 0 | 0 | 0 | 0 | 0.03039 | 0.023776 | 0.0066144 | 0.1312 | 0.31942 | 0.15783 | 0 | 0.1385 | -1.3518 | -0.1385 | 0.18092
[9 empty] | 2014-03-22 | 0時 | 0 | 0 | 0 | 0 | 0 | 0 | 0 | 0 | 0 | 0 | 0 | 0 | 0 | 0 | 0 | 0 | 0 | 0 | 0 | 0.024026 | 0.023776 | 0.00025017 | 0.045276 | 0.22713 | 0.15783 | 0 | 0.10777 | -1.0519 | -0.10777 | 0.11936
[9 empty] | 2014-03-22 | 1時 | 0 | 0 | 0 | 0 | 0 | 0 | 0 | 0 | 0 | 0 | 0 | 0 | 0 | 0 | 0 | 0 | 0 | 0 | 0 | 0.024026 | 0.023776 | 0.00025017 | 0 | 0.072356 | 0.04833 | 0 | 0.03353 | -0.32725 | -0.03353 | 0.038827
[9 empty] | 2014-03-22 | 2時 | 0 | 0 | 0 | 0 | 0 | 0 | 0 | 0 | 0 | 0 | 0 | 0 | 0 | 0 | 0 | 0 | 0 | 0 | 0 | 0.024026 | 0.023776 | 0.00025017 | 0 | 0.080156 | 0.05613 | 0 | 0.03819 | -0.37273 | -0.03819 | 0.041967
[9 empty] | 2014-03-22 | 3時 | 0 | 0 | 0 | 0 | 0 | 0 | 0 | 0 | 0 | 0 | 0 | 0 | 0 | 0 | 0 | 0 | 0 | 0 | 0 | 0.024026 | 0.023776 | 0.00025017 | 0 | 0.080156 | 0.05613 | 0 | 0.03819 | -0.37273 | -0.03819 | 0.041967
[9 empty] | 2014-03-22 | 4時 | 0 | 0 | 0 | 0 | 0 | 0 | 0 | 0 | 0 | 0 | 0 | 0 | 0 | 0 | 0 | 0 | 0 | 0 | 0 | 0.024026 | 0.023776 | 0.00025017 | 0 | 0.072356 | 0.04833 | 0 | 0.03353 | -0.32725 | -0.03353 | 0.038827
[9 empty] | 2014-03-22 | 5時 | 12.5596 | 0 | 0 | 0 | 0 | 0 | 0 | 0 | 0 | 0 | 1.2868 | 0 | 0 | 0 | 0 | 0 | 0 | 0 | 0 | 0.024026 | 0.023776 | 0.00025017 | 0 | 0.080156 | 0.05613 | 0 | -0.3067 | 2.9934 | 0.3067 | 0.38685
[9 empty] | 2014-03-22 | 6時 | 3.2837 | 0 | 0 | 0 | 0 | 0 | 0 | 0 | 0 | 0 | 0.33644 | 0 | 0 | 0 | 0 | 0 | 0 | 0 | 0 | 0.03053 | 0.023776 | 0.0067545 | 0.018231 | 0.30998 | 0.26122 | 0 | -0.076872 | 0.75027 | 0.076872 | 0.38685
[9 empty] | 2014-03-22 | 7時 | 1.5117 | 0 | 0 | 0 | 0 | 0 | 0 | 0 | 0 | 0 | 0.15489 | 0 | 0 | 0 | 0 | 0 | 0 | 0 | 0 | 0.024857 | 0.023776 | 0.0010807 | 0.11469 | 0.3877 | 0.24816 | 0 | 0.012389 | -0.12092 | -0.012389 | 0.37532
[9 empty] | 2014-03-22 | 8時 | 0.58177 | 0 | 0 | 0 | 0 | 0 | 0 | 0 | 0 | 0 | 0.059608 | 0 | 0 | 0 | 0 | 0 | 0 | 0 | 0 | 0.024857 | 0.023776 | 0.0010807 | 0.064563 | 0.2343 | 0.14488 | 0 | 0.041635 | -0.40636 | -0.041635 | 0.19266
[9 empty] | 2014-03-22 | 9時 | 0 | 0 | 0 | 0 | 0 | 0 | 0 | 0 | 0 | 0 | 0 | 0 | 0 | 0 | 0 | 0 | 0 | 0 | 0 | 0.024026 | 0.023776 | 0.00025017 | 0.16544 | 0.52635 | 0.33688 | 0 | 0.22379 | -2.1842 | -0.22379 | 0.30256
[9 empty] | 2014-03-22 | 10時 | 0 | 0 | 0 | 0 | 0 | 0 | 0 | 0 | 0 | 0 | 0 | 0 | 0 | 0 | 0 | 0 | 0 | 0 | 0 | 0.024446 | 0.023776 | 0.00067044 | 0.053027 | 0.1258 | 0.04833 | 0 | 0.043962 | -0.42907 | -0.043962 | 0.081842
[9 empty] | 2014-03-22 | 11時 | 0.57216 | 0 | 0 | 0 | 0 | 0 | 0 | 0 | 0 | 0 | 0.058623 | 0 | 0 | 0 | 0 | 0 | 0 | 0 | 0 | 0.024026 | 0.023776 | 0.00025017 | 0.0026381 | 0.082794 | 0.05613 | 0 | -0.0084786 | 0.082751 | 0.0084786 | 0.091273
[9 empty] | 2014-03-22 | 12時 | 0.56017 | 0 | 0 | 0 | 0 | 0 | 0 | 0 | 0 | 0 | 0.057395 | 0 | 0 | 0 | 0 | 0 | 0 | 0 | 0 | 0.03053 | 0.023776 | 0.0067545 | 0.029502 | 0.33286 | 0.27283 | 0 | 0.098576 | -0.9621 | -0.098576 | 0.23429
[9 empty] | 2014-03-22 | 13時 | 0 | 0 | 0 | 0 | 0 | 0 | 0 | 0 | 0 | 0 | 0 | 0 | 0 | 0 | 0 | 0 | 0 | 0 | 0 | 0.024446 | 0.023776 | 0.00067044 | 0.058042 | 0.13082 | 0.04833 | 0 | 0.044943 | -0.43865 | -0.044943 | 0.085875
[9 empty] | 2014-03-22 | 14時 | 0 | 0 | 0 | 0 | 0 | 0 | 0 | 0 | 0 | 0 | 0 | 0 | 0 | 0 | 0 | 0 | 0 | 0 | 0 | 0.024026 | 0.023776 | 0.00025017 | 0.024487 | 0.10464 | 0.05613 | 0 | 0.042964 | -0.41933 | -0.042964 | 0.061679
[9 empty] | 2014-03-22 | 15時 | 0.59114 | 0 | 0 | 0 | 0 | 0 | 0 | 0 | 0 | 0 | 0.060567 | 0 | 0 | 0 | 0 | 0 | 0 | 0 | 0 | 0.024026 | 0.023776 | 0.00025017 | 0 | 0.080156 | 0.05613 | 0 | -0.010557 | 0.10304 | 0.010557 | 0.090713
[9 empty] | 2014-03-22 | 16時 | 0.6103 | 0 | 0 | 0 | 0 | 0 | 0 | 0 | 0 | 0 | 0.062531 | 0 | 0 | 0 | 0 | 0 | 0 | 0 | 0 | 0.024446 | 0.023776 | 0.00067044 | 0.033816 | 0.10659 | 0.04833 | 0 | -0.010113 | 0.0987 | 0.010113 | 0.11671
[9 empty] | 2014-03-22 | 17時 | 3.0392 | 0 | 0 | 0 | 0 | 0 | 0 | 0 | 0 | 0 | 0.31139 | 0 | 0 | 0 | 0 | 0 | 0 | 0 | 0 | 0.024446 | 0.023776 | 0.00067044 | 0.056835 | 0.28621 | 0.20493 | 0 | -0.10064 | 0.98228 | 0.10064 | 0.38685
[9 empty] | 2014-03-22 | 18時 | 2.494 | 0 | 0 | 0 | 0 | 0 | 0 | 0 | 0 | 0 | 0.25553 | 0 | 0 | 0 | 0 | 0 | 0 | 0 | 0 | 0.036624 | 0.023776 | 0.012849 | 0.066494 | 0.4419 | 0.33878 | 0 | 0.055042 | -0.53721 | -0.055042 | 0.38685
[9 empty] | 2014-03-22 | 19時 | 2.9694 | 0 | 0 | 0 | 0 | 0 | 0 | 0 | 0 | 0 | 0.30424 | 0 | 0 | 0 | 0 | 0 | 0 | 0 | 0 | 0.036624 | 0.023776 | 0.012849 | 0.16307 | 0.33458 | 0.13488 | 0 | -0.0024594 | 0.024003 | 0.0024594 | 0.33704
[9 empty] | 2014-03-22 | 20時 | 3.7074 | 0 | 0 | 0 | 0 | 0 | 0 | 0 | 0 | 0 | 0.37986 | 0 | 0 | 0 | 0 | 0 | 0 | 0 | 0 | 0.024446 | 0.023776 | 0.00067044 | 0.088224 | 0.24028 | 0.12761 | 0 | -0.14657 | 1.4306 | 0.14657 | 0.38685
[9 empty] | 2014-03-22 | 21時 | 4.7864 | 0 | 0 | 0 | 0 | 0 | 0 | 0 | 0 | 0 | 0.49041 | 0 | 0 | 0 | 0 | 0 | 0 | 0 | 0 | 0.024446 | 0.023776 | 0.00067044 | 0.14284 | 0.35471 | 0.18743 | 0 | -0.032144 | 0.31372 | 0.032144 | 0.38685
[9 empty] | 2014-03-22 | 22時 | 3.7228 | 0 | 0 | 0 | 0 | 0 | 0 | 0 | 0 | 0 | 0.38144 | 0 | 0 | 0 | 0 | 0 | 0 | 0 | 0 | 0.036344 | 0.023776 | 0.012568 | 0.16493 | 0.39307 | 0.19179 | 0 | 0.0062137 | -0.060645 | -0.0062137 | 0.38685
[9 empty] | 2014-03-22 | 23時 | 0 | 0 | 0 | 0 | 0 | 0 | 0 | 0 | 0 | 0 | 0 | 0 | 0 | 0 | 0 | 0 | 0 | 0 | 0 | 0.037175 | 0.023776 | 0.013399 | 0.17268 | 0.42753 | 0.21768 | 0 | 0.15675 | -1.5299 | -0.15675 | 0.27079
[9 empty] | 2014-03-23 | 0時 | 0 | 0 | 0 | 0 | 0 | 0 | 0 | 0 | 0 | 0 | 0 | 0 | 0 | 0 | 0 | 0 | 0 | 0 | 0 | 0.024026 | 0.023776 | 0.00025017 | 0.045276 | 0.22713 | 0.15783 | 0 | 0.14356 | -1.4011 | -0.14356 | 0.083577
[9 empty] | 2014-03-23 | 1時 | 0 | 0 | 0 | 0 | 0 | 0 | 0 | 0 | 0 | 0 | 0 | 0 | 0 | 0 | 0 | 0 | 0 | 0 | 0 | 0.024026 | 0.023776 | 0.00025017 | 0 | 0.072356 | 0.04833 | 0 | 0.047976 | -0.46824 | -0.047976 | 0.024381
[9 empty] | 2014-03-23 | 2時 | 0 | 0 | 0 | 0 | 0 | 0 | 0 | 0 | 0 | 0 | 0 | 0 | 0 | 0 | 0 | 0 | 0 | 0 | 0 | 0.024026 | 0.023776 | 0.00025017 | 0 | 0.080156 | 0.05613 | 0 | 0.053468 | -0.52184 | -0.053468 | 0.026689
[9 empty] | 2014-03-23 | 3時 | 0 | 0 | 0 | 0 | 0 | 0 | 0 | 0 | 0 | 0 | 0 | 0 | 0 | 0 | 0 | 0 | 0 | 0 | 0 | 0.024026 | 0.023776 | 0.00025017 | 0 | 0.080156 | 0.05613 | 0 | 0.053468 | -0.52184 | -0.053468 | 0.026689
[9 empty] | 2014-03-23 | 4時 | 0 | 0 | 0 | 0 | 0 | 0 | 0 | 0 | 0 | 0 | 0 | 0 | 0 | 0 | 0 | 0 | 0 | 0 | 0 | 0.024026 | 0.023776 | 0.00025017 | 0 | 0.072356 | 0.04833 | 0 | 0.047976 | -0.46824 | -0.047976 | 0.024381
[9 empty] | 2014-03-23 | 5時 | 19.8952 | 2.3866 | 0 | 0 | 0 | 0 | 0 | 0 | 0 | 0 | 1.7939 | 0 | 0 | 0 | 0 | 0 | 0 | 0 | 0 | 0.024026 | 0.023776 | 0.00025017 | 0 | 0.080156 | 0.05613 | 0 | -0.20005 | 1.9525 | 0.20005 | 0.2802
[9 empty] | 2014-03-23 | 6時 | 5.0292 | 0 | 0 | 0 | 0 | 0 | 0 | 0 | 0 | 0 | 0.51529 | 0 | 0 | 0 | 0 | 0 | 0 | 0 | 0 | 0.03053 | 0.023776 | 0.0067545 | 0.018231 | 0.30998 | 0.26122 | 0 | 0.02978 | -0.29065 | -0.02978 | 0.2802
[9 empty] | 2014-03-23 | 7時 | 3.8416 | 0 | 0 | 0 | 0 | 0 | 0 | 0 | 0 | 0 | 0.39361 | 0 | 0 | 0 | 0 | 0 | 0 | 0 | 0 | 0.024857 | 0.023776 | 0.0010807 | 0.11469 | 0.3877 | 0.24816 | 0 | 0.1075 | -1.0492 | -0.1075 | 0.2802
[9 empty] | 2014-03-23 | 8時 | 1.7364 | 0 | 0 | 0 | 0 | 0 | 0 | 0 | 0 | 0 | 0.17791 | 0 | 0 | 0 | 0 | 0 | 0 | 0 | 0 | 0.024857 | 0.023776 | 0.0010807 | 0.064563 | 0.2343 | 0.14488 | 0 | 0.026849 | -0.26205 | -0.026849 | 0.20745
[9 empty] | 2014-03-23 | 9時 | 0 | 0 | 0 | 0 | 0 | 0 | 0 | 0 | 0 | 0 | 0 | 0 | 0 | 0 | 0 | 0 | 0 | 0 | 0 | 0.024026 | 0.023776 | 0.00025017 | 0.16544 | 0.52635 | 0.33688 | 0 | 0.30811 | -3.0072 | -0.30811 | 0.21824
[9 empty] | 2014-03-23 | 10時 | 0 | 0 | 0 | 0 | 0 | 0 | 0 | 0 | 0 | 0 | 0 | 0 | 0 | 0 | 0 | 0 | 0 | 0 | 0 | 0.024446 | 0.023776 | 0.00067044 | 0.053027 | 0.1258 | 0.04833 | 0 | 0.069804 | -0.68129 | -0.069804 | 0.055999
[9 empty] | 2014-03-23 | 11時 | 1.5277 | 0 | 0 | 0 | 0 | 0 | 0 | 0 | 0 | 0 | 0.15652 | 0 | 0 | 0 | 0 | 0 | 0 | 0 | 0 | 0.024026 | 0.023776 | 0.00025017 | 0.0026381 | 0.082794 | 0.05613 | 0 | -0.038056 | 0.37142 | 0.038056 | 0.12085
[9 empty] | 2014-03-23 | 12時 | 0.81838 | 0 | 0 | 0 | 0 | 0 | 0 | 0 | 0 | 0 | 0.08385 | 0 | 0 | 0 | 0 | 0 | 0 | 0 | 0 | 0.03053 | 0.023776 | 0.0067545 | 0.029502 | 0.33286 | 0.27283 | 0 | 0.14915 | -1.4558 | -0.14915 | 0.18371
[9 empty] | 2014-03-23 | 13時 | 0 | 0 | 0 | 0 | 0 | 0 | 0 | 0 | 0 | 0 | 0 | 0 | 0 | 0 | 0 | 0 | 0 | 0 | 0 | 0.024446 | 0.023776 | 0.00067044 | 0.058042 | 0.13082 | 0.04833 | 0 | 0.071854 | -0.7013 | -0.071854 | 0.058964
[9 empty] | 2014-03-23 | 14時 | 0 | 0 | 0 | 0 | 0 | 0 | 0 | 0 | 0 | 0 | 0 | 0 | 0 | 0 | 0 | 0 | 0 | 0 | 0 | 0.024026 | 0.023776 | 0.00025017 | 0.024487 | 0.10464 | 0.05613 | 0 | 0.063465 | -0.61942 | -0.063465 | 0.041178
[9 empty] | 2014-03-23 | 15時 | 1.344 | 0 | 0 | 0 | 0 | 0 | 0 | 0 | 0 | 0 | 0.1377 | 0 | 0 | 0 | 0 | 0 | 0 | 0 | 0 | 0.024026 | 0.023776 | 0.00025017 | 0 | 0.080156 | 0.05613 | 0 | -0.027998 | 0.27326 | 0.027998 | 0.10815
[9 empty] | 2014-03-23 | 16時 | 1.0955 | 0 | 0 | 0 | 0 | 0 | 0 | 0 | 0 | 0 | 0.11224 | 0 | 0 | 0 | 0 | 0 | 0 | 0 | 0 | 0.024446 | 0.023776 | 0.00067044 | 0.033816 | 0.10659 | 0.04833 | 0 | -0.0044443 | 0.043376 | 0.0044443 | 0.11104
[9 empty] | 2014-03-23 | 17時 | 3.126 | 0 | 0 | 0 | 0 | 0 | 0 | 0 | 0 | 0 | 0.32029 | 0 | 0 | 0 | 0 | 0 | 0 | 0 | 0 | 0.024446 | 0.023776 | 0.00067044 | 0.056835 | 0.28621 | 0.20493 | 0 | 0.0060078 | -0.058637 | -0.0060078 | 0.2802
[9 empty] | 2014-03-23 | 18時 | 2.1097 | 0 | 0 | 0 | 0 | 0 | 0 | 0 | 0 | 0 | 0.21616 | 0 | 0 | 0 | 0 | 0 | 0 | 0 | 0 | 0.036624 | 0.023776 | 0.012849 | 0.066494 | 0.4419 | 0.33878 | 0 | 0.16169 | -1.5781 | -0.16169 | 0.2802
[9 empty] | 2014-03-23 | 19時 | 2.8084 | 0 | 0 | 0 | 0 | 0 | 0 | 0 | 0 | 0 | 0.28775 | 0 | 0 | 0 | 0 | 0 | 0 | 0 | 0 | 0.036624 | 0.023776 | 0.012849 | 0.16307 | 0.33458 | 0.13488 | 0 | 0.10481 | -1.023 | -0.10481 | 0.22976
[9 empty] | 2014-03-23 | 20時 | 3.0694 | 0 | 0 | 0 | 0 | 0 | 0 | 0 | 0 | 0 | 0.31448 | 0 | 0 | 0 | 0 | 0 | 0 | 0 | 0 | 0.024446 | 0.023776 | 0.00067044 | 0.088224 | 0.24028 | 0.12761 | 0 | -0.039922 | 0.38964 | 0.039922 | 0.2802
[9 empty] | 2014-03-23 | 21時 | 3.9554 | 0 | 0 | 0 | 0 | 0 | 0 | 0 | 0 | 0 | 0.40526 | 0 | 0 | 0 | 0 | 0 | 0 | 0 | 0 | 0.024446 | 0.023776 | 0.00067044 | 0.14284 | 0.35471 | 0.18743 | 0 | 0.074508 | -0.7272 | -0.074508 | 0.2802
[9 empty] | 2014-03-23 | 22時 | 2.9491 | 0 | 0 | 0 | 0 | 0 | 0 | 0 | 0 | 0 | 0.30216 | 0 | 0 | 0 | 0 | 0 | 0 | 0 | 0 | 0.036344 | 0.023776 | 0.012568 | 0.16493 | 0.39307 | 0.19179 | 0 | 0.11287 | -1.1016 | -0.11287 | 0.2802
[9 empty] | 2014-03-23 | 23時 | 0 | 0 | 0 | 0 | 0 | 0 | 0 | 0 | 0 | 0 | 0 | 0 | 0 | 0 | 0 | 0 | 0 | 0 | 0 | 0.037175 | 0.023776 | 0.013399 | 0.17268 | 0.42753 | 0.21768 | 0 | 0.23265 | -2.2706 | -0.23265 | 0.19489
[9 empty] | 2014-03-24 | 0時 | 0 | 0 | 0 | 0 | 0 | 0 | 0 | 0 | 0 | 0 | 0 | 0 | 0 | 0 | 0 | 0 | 0 | 0 | 0 | 0.024026 | 0.023776 | 0.00025017 | 0.045276 | 0.22713 | 0.15783 | 0 | 0.14003 | -1.3667 | -0.14003 | 0.0871
[9 empty] | 2014-03-24 | 1時 | 0 | 0 | 0 | 0 | 0 | 0 | 0 | 0 | 0 | 0 | 0 | 0 | 0 | 0 | 0 | 0 | 0 | 0 | 0 | 0.024026 | 0.023776 | 0.00025017 | 0 | 0.072356 | 0.04833 | 0 | 0.046554 | -0.45437 | -0.046554 | 0.025803
[9 empty] | 2014-03-24 | 2時 | 0 | 0 | 0 | 0 | 0 | 0 | 0 | 0 | 0 | 0 | 0 | 0 | 0 | 0 | 0 | 0 | 0 | 0 | 0 | 0.024026 | 0.023776 | 0.00025017 | 0 | 0.080156 | 0.05613 | 0 | 0.051964 | -0.50717 | -0.051964 | 0.028193
[9 empty] | 2014-03-24 | 3時 | 0 | 0 | 0 | 0 | 0 | 0 | 0 | 0 | 0 | 0 | 0 | 0 | 0 | 0 | 0 | 0 | 0 | 0 | 0 | 0.024026 | 0.023776 | 0.00025017 | 0 | 0.080156 | 0.05613 | 0 | 0.051964 | -0.50717 | -0.051964 | 0.028193
[9 empty] | 2014-03-24 | 4時 | 0 | 0 | 0 | 0 | 0 | 0 | 0 | 0 | 0 | 0 | 0 | 0 | 0 | 0 | 0 | 0 | 0 | 0 | 0 | 0.024026 | 0.023776 | 0.00025017 | 0 | 0.072356 | 0.04833 | 0 | 0.046554 | -0.45437 | -0.046554 | 0.025803
[9 empty] | 2014-03-24 | 5時 | 18.2017 | 0.55037 | 0 | 0 | 0 | 0 | 0 | 0 | 0 | 0 | 1.8085 | 0 | 0 | 0 | 0 | 0 | 0 | 0 | 0 | 0.024026 | 0.023776 | 0.00025017 | 0 | 0.080156 | 0.05613 | 0 | -0.21055 | 2.0549 | 0.21055 | 0.2907
[9 empty] | 2014-03-24 | 6時 | 4.4458 | 0 | 0 | 0 | 0 | 0 | 0 | 0 | 0 | 0 | 0.45551 | 0 | 0 | 0 | 0 | 0 | 0 | 0 | 0 | 0.03053 | 0.023776 | 0.0067545 | 0.018231 | 0.30998 | 0.26122 | 0 | 0.019281 | -0.18818 | -0.019281 | 0.2907
[9 empty] | 2014-03-24 | 7時 | 3.7224 | 0 | 0 | 0 | 0 | 0 | 0 | 0 | 0 | 0 | 0.3814 | 0 | 0 | 0 | 0 | 0 | 0 | 0 | 0 | 0.024857 | 0.023776 | 0.0010807 | 0.11469 | 0.3877 | 0.24816 | 0 | 0.097003 | -0.94675 | -0.097003 | 0.2907
[9 empty] | 2014-03-24 | 8時 | 3.1879 | 0 | 0 | 0 | 0 | 0 | 0 | 0 | 0 | 0 | 0.32662 | 0 | 0 | 0 | 0 | 0 | 0 | 0 | 0 | 0.024857 | 0.023776 | 0.0010807 | 0.064563 | 0.2343 | 0.14488 | 0 | -0.056404 | 0.5505 | 0.056404 | 0.2907
[9 empty] | 2014-03-24 | 9時 | 0 | 0 | 0 | 0 | 0 | 0 | 0 | 0 | 0 | 0 | 0 | 0 | 0 | 0 | 0 | 0 | 0 | 0 | 0 | 0.024026 | 0.023776 | 0.00025017 | 0.16544 | 0.52635 | 0.33688 | 0 | 0.29981 | -2.9261 | -0.29981 | 0.22654
[9 empty] | 2014-03-24 | 10時 | 0 | 0 | 0 | 0 | 0 | 0 | 0 | 0 | 0 | 0 | 0 | 0 | 0 | 0 | 0 | 0 | 0 | 0 | 0 | 0.024446 | 0.023776 | 0.00067044 | 0.053027 | 0.1258 | 0.04833 | 0 | 0.06726 | -0.65646 | -0.06726 | 0.058543
[9 empty] | 2014-03-24 | 11時 | 3.6284 | 0 | 0 | 0 | 0 | 0 | 0 | 0 | 0 | 0 | 0.37176 | 0 | 0 | 0 | 0 | 0 | 0 | 0 | 0 | 0.024026 | 0.023776 | 0.00025017 | 0.0026381 | 0.082794 | 0.05613 | 0 | -0.17475 | 1.7056 | 0.17475 | 0.25755
[9 empty] | 2014-03-24 | 12時 | 1.5974 | 0 | 0 | 0 | 0 | 0 | 0 | 0 | 0 | 0 | 0.16367 | 0 | 0 | 0 | 0 | 0 | 0 | 0 | 0 | 0.03053 | 0.023776 | 0.0067545 | 0.029502 | 0.33286 | 0.27283 | 0 | 0.093185 | -0.90948 | -0.093185 | 0.23968
[9 empty] | 2014-03-24 | 13時 | 0 | 0 | 0 | 0 | 0 | 0 | 0 | 0 | 0 | 0 | 0 | 0 | 0 | 0 | 0 | 0 | 0 | 0 | 0 | 0.024446 | 0.023776 | 0.00067044 | 0.058042 | 0.13082 | 0.04833 | 0 | 0.069205 | -0.67544 | -0.069205 | 0.061613
[9 empty] | 2014-03-24 | 14時 | 0 | 0 | 0 | 0 | 0 | 0 | 0 | 0 | 0 | 0 | 0 | 0 | 0 | 0 | 0 | 0 | 0 | 0 | 0 | 0.024026 | 0.023776 | 0.00025017 | 0.024487 | 0.10464 | 0.05613 | 0 | 0.061447 | -0.59972 | -0.061447 | 0.043196
[9 empty] | 2014-03-24 | 15時 | 3.7459 | 0 | 0 | 0 | 0 | 0 | 0 | 0 | 0 | 0 | 0.3838 | 0 | 0 | 0 | 0 | 0 | 0 | 0 | 0 | 0.024026 | 0.023776 | 0.00025017 | 0 | 0.080156 | 0.05613 | 0 | -0.18315 | 1.7876 | 0.18315 | 0.26331
[9 empty] | 2014-03-24 | 16時 | 2.0893 | 0 | 0 | 0 | 0 | 0 | 0 | 0 | 0 | 0 | 0.21407 | 0 | 0 | 0 | 0 | 0 | 0 | 0 | 0 | 0.024446 | 0.023776 | 0.00067044 | 0.033816 | 0.10659 | 0.04833 | 0 | -0.071319 | 0.69607 | 0.071319 | 0.17791
[9 empty] | 2014-03-24 | 17時 | 5.0296 | 0 | 0 | 0 | 0 | 0 | 0 | 0 | 0 | 0 | 0.51533 | 0 | 0 | 0 | 0 | 0 | 0 | 0 | 0 | 0.024446 | 0.023776 | 0.00067044 | 0.056835 | 0.28621 | 0.20493 | 0 | -0.0044909 | 0.043831 | 0.0044909 | 0.2907
[9 empty] | 2014-03-24 | 18時 | 3.8687 | 0 | 0 | 0 | 0 | 0 | 0 | 0 | 0 | 0 | 0.39638 | 0 | 0 | 0 | 0 | 0 | 0 | 0 | 0 | 0.036624 | 0.023776 | 0.012849 | 0.066494 | 0.4419 | 0.33878 | 0 | 0.15119 | -1.4757 | -0.15119 | 0.2907
[9 empty] | 2014-03-24 | 19時 | 5.4511 | 0 | 0 | 0 | 0 | 0 | 0 | 0 | 0 | 0 | 0.55852 | 0 | 0 | 0 | 0 | 0 | 0 | 0 | 0 | 0.036624 | 0.023776 | 0.012849 | 0.16307 | 0.33458 | 0.13488 | 0 | 0.094202 | -0.91941 | -0.094202 | 0.24037
[9 empty] | 2014-03-24 | 20時 | 4.8996 | 0 | 0 | 0 | 0 | 0 | 0 | 0 | 0 | 0 | 0.50201 | 0 | 0 | 0 | 0 | 0 | 0 | 0 | 0 | 0.024446 | 0.023776 | 0.00067044 | 0.088224 | 0.24028 | 0.12761 | 0 | -0.050421 | 0.49211 | 0.050421 | 0.2907
[9 empty] | 2014-03-24 | 21時 | 5.651 | 0 | 0 | 0 | 0 | 0 | 0 | 0 | 0 | 0 | 0.57899 | 0 | 0 | 0 | 0 | 0 | 0 | 0 | 0 | 0.024446 | 0.023776 | 0.00067044 | 0.14284 | 0.35471 | 0.18743 | 0 | 0.064009 | -0.62473 | -0.064009 | 0.2907
[9 empty] | 2014-03-24 | 22時 | 4.2581 | 0 | 0 | 0 | 0 | 0 | 0 | 0 | 0 | 0 | 0.43628 | 0 | 0 | 0 | 0 | 0 | 0 | 0 | 0 | 0.036344 | 0.023776 | 0.012568 | 0.16493 | 0.39307 | 0.19179 | 0 | 0.10237 | -0.9991 | -0.10237 | 0.2907
[9 empty] | 2014-03-24 | 23時 | 0 | 0 | 0 | 0 | 0 | 0 | 0 | 0 | 0 | 0 | 0 | 0 | 0 | 0 | 0 | 0 | 0 | 0 | 0 | 0.037175 | 0.023776 | 0.013399 | 0.17268 | 0.42753 | 0.21768 | 0 | 0.22518 | -2.1977 | -0.22518 | 0.20236
[9 empty] | 2014-03-25 | 0時 | 0 | 0 | 0 | 0 | 0 | 0 | 0 | 0 | 0 | 0 | 0 | 0 | 0 | 0 | 0 | 0 | 0 | 0 | 0 | 0.024026 | 0.023776 | 0.00025017 | 0 | 0.18186 | 0.15783 | 0 | 0.11014 | -1.075 | -0.11014 | 0.071714
[9 empty] | 2014-03-25 | 1時 | 0 | 0 | 0 | 0 | 0 | 0 | 0 | 0 | 0 | 0 | 0 | 0 | 0 | 0 | 0 | 0 | 0 | 0 | 0 | 0.024026 | 0.023776 | 0.00025017 | 0 | 0.072356 | 0.04833 | 0 | 0.039719 | -0.38766 | -0.039719 | 0.032637
[9 empty] | 2014-03-25 | 2時 | 0 | 0 | 0 | 0 | 0 | 0 | 0 | 0 | 0 | 0 | 0 | 0 | 0 | 0 | 0 | 0 | 0 | 0 | 0 | 0.024026 | 0.023776 | 0.00025017 | 0 | 0.080156 | 0.05613 | 0 | 0.044735 | -0.43662 | -0.044735 | 0.035421
[9 empty] | 2014-03-25 | 3時 | 0 | 0 | 0 | 0 | 0 | 0 | 0 | 0 | 0 | 0 | 0 | 0 | 0 | 0 | 0 | 0 | 0 | 0 | 0 | 0.024026 | 0.023776 | 0.00025017 | 0 | 0.080156 | 0.05613 | 0 | 0.044735 | -0.43662 | -0.044735 | 0.035421
[9 empty] | 2014-03-25 | 4時 | 0 | 0 | 0 | 0 | 0 | 0 | 0 | 0 | 0 | 0 | 0 | 0 | 0 | 0 | 0 | 0 | 0 | 0 | 0 | 0.024026 | 0.023776 | 0.00025017 | 0 | 0.072356 | 0.04833 | 0 | 0.039719 | -0.38766 | -0.039719 | 0.032637
[9 empty] | 2014-03-25 | 5時 | 0 | 0 | 0 | 0 | 0 | 0 | 0 | 0 | 0 | 0 | 0 | 0 | 0 | 0 | 0 | 0 | 0 | 0 | 0 | 0.024026 | 0.023776 | 0.00025017 | 0 | 0.080156 | 0.05613 | 0 | 0.044735 | -0.43662 | -0.044735 | 0.035421
[9 empty] | 2014-03-25 | 6時 | 0 | 0 | 0 | 0 | 0 | 0 | 0 | 0 | 0 | 0 | 0 | 0 | 0 | 0 | 0 | 0 | 0 | 0 | 0 | 0.024026 | 0.023776 | 0.00025017 | 0 | 0.080156 | 0.05613 | 0 | 0.044735 | -0.43662 | -0.044735 | 0.035421
[9 empty] | 2014-03-25 | 7時 | 23.3195 | 1.1053 | 0 | 0 | 0 | 0 | 0 | 0 | 0 | 0 | 2.276 | 0 | 0 | 0 | 0 | 0 | 0 | 0 | 0 | 0.024857 | 0.023776 | 0.0010807 | 0.023666 | 0.23404 | 0.18552 | 0 | -0.10712 | 1.0455 | 0.10712 | 0.34116
[9 empty] | 2014-03-25 | 8時 | 7.0484 | 0 | 0 | 0 | 0 | 0 | 0 | 0 | 0 | 0 | 0.72217 | 0 | 0 | 0 | 0 | 0 | 0 | 0 | 0 | 0.031371 | 0.023776 | 0.0075951 | 0.11401 | 0.4267 | 0.28132 | 0 | 0.085536 | -0.83483 | -0.085536 | 0.34116
[9 empty] | 2014-03-25 | 9時 | 4.416 | 0 | 0 | 0 | 0 | 0 | 0 | 0 | 0 | 0 | 0.45246 | 0 | 0 | 0 | 0 | 0 | 0 | 0 | 0 | 0.024446 | 0.023776 | 0.00067044 | 0.22373 | 0.50028 | 0.2521 | 0 | 0.15912 | -1.553 | -0.15912 | 0.34116
[9 empty] | 2014-03-25 | 10時 | 4.1607 | 0 | 0 | 0 | 0 | 0 | 0 | 0 | 0 | 0 | 0.4263 | 0 | 0 | 0 | 0 | 0 | 0 | 0 | 0 | 0.024857 | 0.023776 | 0.0010807 | 0.18888 | 0.44125 | 0.22751 | 0 | 0.10009 | -0.97685 | -0.10009 | 0.34116
[9 empty] | 2014-03-25 | 11時 | 3.6085 | 0 | 0 | 0 | 0 | 0 | 0 | 0 | 0 | 0 | 0.36973 | 0 | 0 | 0 | 0 | 0 | 0 | 0 | 0 | 0.024446 | 0.023776 | 0.00067044 | 0.17015 | 0.4299 | 0.23531 | 0 | 0.088739 | -0.86609 | -0.088739 | 0.34116
[9 empty] | 2014-03-25 | 12時 | 2.3194 | 0 | 0 | 0 | 0 | 0 | 0 | 0 | 0 | 0 | 0.23764 | 0 | 0 | 0 | 0 | 0 | 0 | 0 | 0 | 0.03053 | 0.023776 | 0.0067545 | 0.15008 | 0.45344 | 0.27283 | 0 | 0.11228 | -1.0959 | -0.11228 | 0.34116
[9 empty] | 2014-03-25 | 13時 | 0 | 0 | 0 | 0 | 0 | 0 | 0 | 0 | 0 | 0 | 0 | 0 | 0 | 0 | 0 | 0 | 0 | 0 | 0 | 0.024446 | 0.023776 | 0.00067044 | 0.093998 | 0.16677 | 0.04833 | 0 | 0.066767 | -0.65165 | -0.066767 | 0.10001
[9 empty] | 2014-03-25 | 14時 | 0 | 0 | 0 | 0 | 0 | 0 | 0 | 0 | 0 | 0 | 0 | 0 | 0 | 0 | 0 | 0 | 0 | 0 | 0 | 0.024026 | 0.023776 | 0.00025017 | 0 | 0.080156 | 0.05613 | 0 | 0.044735 | -0.43662 | -0.044735 | 0.035421
[9 empty] | 2014-03-25 | 15時 | 6.697 | 0 | 0 | 0 | 0 | 0 | 0 | 0 | 0 | 0 | 0.68617 | 0 | 0 | 0 | 0 | 0 | 0 | 0 | 0 | 0.024026 | 0.023776 | 0.00025017 | 0 | 0.080156 | 0.05613 | 0 | -0.261 | 2.5474 | 0.261 | 0.34116
[9 empty] | 2014-03-25 | 16時 | 4.7231 | 0 | 0 | 0 | 0 | 0 | 0 | 0 | 0 | 0 | 0.48393 | 0 | 0 | 0 | 0 | 0 | 0 | 0 | 0 | 0.024857 | 0.023776 | 0.0010807 | 0.070329 | 0.37035 | 0.27516 | 0 | 0.029186 | -0.28485 | -0.029186 | 0.34116
[9 empty] | 2014-03-25 | 17時 | 4.9029 | 0 | 0 | 0 | 0 | 0 | 0 | 0 | 0 | 0 | 0.50234 | 0 | 0 | 0 | 0 | 0 | 0 | 0 | 0 | 0.036624 | 0.023776 | 0.012849 | 0.13006 | 0.44491 | 0.27822 | 0 | 0.10375 | -1.0126 | -0.10375 | 0.34116
[9 empty] | 2014-03-25 | 18時 | 2.5356 | 0 | 0 | 0 | 0 | 0 | 0 | 0 | 0 | 0 | 0.2598 | 0 | 0 | 0 | 0 | 0 | 0 | 0 | 0 | 0.036624 | 0.023776 | 0.012849 | 0.15964 | 0.41407 | 0.21781 | 0 | 0.072914 | -0.71164 | -0.072914 | 0.34116
[9 empty] | 2014-03-25 | 19時 | 6.9894 | 0 | 0 | 0 | 0 | 0 | 0 | 0 | 0 | 0 | 0.71613 | 0 | 0 | 0 | 0 | 0 | 0 | 0 | 0 | 0.024026 | 0.023776 | 0.00025017 | 0.067685 | 0.2273 | 0.13559 | 0 | -0.061854 | 0.6037 | 0.061854 | 0.28916
[9 empty] | 2014-03-25 | 20時 | 5.3295 | 0 | 0 | 0 | 0 | 0 | 0 | 0 | 0 | 0 | 0.54605 | 0 | 0 | 0 | 0 | 0 | 0 | 0 | 0 | 0.024446 | 0.023776 | 0.00067044 | 0.14104 | 0.29311 | 0.12762 | 0 | -0.048055 | 0.46902 | 0.048055 | 0.34116
[9 empty] | 2014-03-25 | 21時 | 5.3174 | 0 | 0 | 0 | 0 | 0 | 0 | 0 | 0 | 0 | 0.54482 | 0 | 0 | 0 | 0 | 0 | 0 | 0 | 0 | 0.036344 | 0.023776 | 0.012568 | 0.16291 | 0.4405 | 0.24124 | 0 | 0.099335 | -0.96951 | -0.099335 | 0.34116
[9 empty] | 2014-03-25 | 22時 | 0 | 0 | 0 | 0 | 0 | 0 | 0 | 0 | 0 | 0 | 0 | 0 | 0 | 0 | 0 | 0 | 0 | 0 | 0 | 0.036764 | 0.023776 | 0.012989 | 0.16493 | 0.38136 | 0.17966 | 0 | 0.14014 | -1.3678 | -0.14014 | 0.24122
[9 empty] | 2014-03-25 | 23時 | 0 | 0 | 0 | 0 | 0 | 0 | 0 | 0 | 0 | 0 | 0 | 0 | 0 | 0 | 0 | 0 | 0 | 0 | 0 | 0.03039 | 0.023776 | 0.0066144 | 0.1312 | 0.31942 | 0.15783 | 0 | 0.14953 | -1.4594 | -0.14953 | 0.16989
[9 empty] | 2014-03-26 | 0時 | 0 | 0 | 0 | 0 | 0 | 0 | 0 | 0 | 0 | 0 | 0 | 0 | 0 | 0 | 0 | 0 | 0 | 0 | 0 | 0.024026 | 0.023776 | 0.00025017 | 0 | 0.18186 | 0.15783 | 0 | 0.096661 | -0.94341 | -0.096661 | 0.085195
[9 empty] | 2014-03-26 | 1時 | 0 | 0 | 0 | 0 | 0 | 0 | 0 | 0 | 0 | 0 | 0 | 0 | 0 | 0 | 0 | 0 | 0 | 0 | 0 | 0.024026 | 0.023776 | 0.00025017 | 0 | 0.072356 | 0.04833 | 0 | 0.032264 | -0.3149 | -0.032264 | 0.040092
[9 empty] | 2014-03-26 | 2時 | 0 | 0 | 0 | 0 | 0 | 0 | 0 | 0 | 0 | 0 | 0 | 0 | 0 | 0 | 0 | 0 | 0 | 0 | 0 | 0.024026 | 0.023776 | 0.00025017 | 0 | 0.080156 | 0.05613 | 0 | 0.036851 | -0.35967 | -0.036851 | 0.043305
[9 empty] | 2014-03-26 | 3時 | 0 | 0 | 0 | 0 | 0 | 0 | 0 | 0 | 0 | 0 | 0 | 0 | 0 | 0 | 0 | 0 | 0 | 0 | 0 | 0.024026 | 0.023776 | 0.00025017 | 0 | 0.080156 | 0.05613 | 0 | 0.036851 | -0.35967 | -0.036851 | 0.043305
[9 empty] | 2014-03-26 | 4時 | 0 | 0 | 0 | 0 | 0 | 0 | 0 | 0 | 0 | 0 | 0 | 0 | 0 | 0 | 0 | 0 | 0 | 0 | 0 | 0.024026 | 0.023776 | 0.00025017 | 0 | 0.072356 | 0.04833 | 0 | 0.032264 | -0.3149 | -0.032264 | 0.040092
[9 empty] | 2014-03-26 | 5時 | 0 | 0 | 0 | 0 | 0 | 0 | 0 | 0 | 0 | 0 | 0 | 0 | 0 | 0 | 0 | 0 | 0 | 0 | 0 | 0.024026 | 0.023776 | 0.00025017 | 0 | 0.080156 | 0.05613 | 0 | 0.036851 | -0.35967 | -0.036851 | 0.043305
[9 empty] | 2014-03-26 | 6時 | 0 | 0 | 0 | 0 | 0 | 0 | 0 | 0 | 0 | 0 | 0 | 0 | 0 | 0 | 0 | 0 | 0 | 0 | 0 | 0.024026 | 0.023776 | 0.00025017 | 0 | 0.080156 | 0.05613 | 0 | 0.036851 | -0.35967 | -0.036851 | 0.043305
[9 empty] | 2014-03-26 | 7時 | 21.3708 | 0 | 0 | 0 | 0 | 0 | 0 | 0 | 0 | 0 | 2.1896 | 0 | 0 | 0 | 0 | 0 | 0 | 0 | 0 | 0.024857 | 0.023776 | 0.0010807 | 0.023666 | 0.23404 | 0.18552 | 0 | -0.16215 | 1.5826 | 0.16215 | 0.3962
[9 empty] | 2014-03-26 | 8時 | 6.3663 | 0 | 0 | 0 | 0 | 0 | 0 | 0 | 0 | 0 | 0.65228 | 0 | 0 | 0 | 0 | 0 | 0 | 0 | 0 | 0.031371 | 0.023776 | 0.0075951 | 0.11401 | 0.4267 | 0.28132 | 0 | 0.030498 | -0.29766 | -0.030498 | 0.3962
[9 empty] | 2014-03-26 | 9時 | 2.6528 | 0 | 0 | 0 | 0 | 0 | 0 | 0 | 0 | 0 | 0.27181 | 0 | 0 | 0 | 0 | 0 | 0 | 0 | 0 | 0.024446 | 0.023776 | 0.00067044 | 0.22373 | 0.50028 | 0.2521 | 0 | 0.10408 | -1.0158 | -0.10408 | 0.3962
[9 empty] | 2014-03-26 | 10時 | 2.3373 | 0 | 0 | 0 | 0 | 0 | 0 | 0 | 0 | 0 | 0.23948 | 0 | 0 | 0 | 0 | 0 | 0 | 0 | 0 | 0.024857 | 0.023776 | 0.0010807 | 0.18888 | 0.44125 | 0.22751 | 0 | 0.045049 | -0.43968 | -0.045049 | 0.3962
[9 empty] | 2014-03-26 | 11時 | 1.478 | 0 | 0 | 0 | 0 | 0 | 0 | 0 | 0 | 0 | 0.15143 | 0 | 0 | 0 | 0 | 0 | 0 | 0 | 0 | 0.024446 | 0.023776 | 0.00067044 | 0.17015 | 0.4299 | 0.23531 | 0 | 0.0337 | -0.32891 | -0.0337 | 0.3962
[9 empty] | 2014-03-26 | 12時 | 0.5782 | 0 | 0 | 0 | 0 | 0 | 0 | 0 | 0 | 0 | 0.059241 | 0 | 0 | 0 | 0 | 0 | 0 | 0 | 0 | 0.03053 | 0.023776 | 0.0067545 | 0.15008 | 0.45344 | 0.27283 | 0 | 0.11251 | -1.0981 | -0.11251 | 0.34093
[9 empty] | 2014-03-26 | 13時 | 0 | 0 | 0 | 0 | 0 | 0 | 0 | 0 | 0 | 0 | 0 | 0 | 0 | 0 | 0 | 0 | 0 | 0 | 0 | 0.024446 | 0.023776 | 0.00067044 | 0.093998 | 0.16677 | 0.04833 | 0 | 0.048922 | -0.47747 | -0.048922 | 0.11785
[9 empty] | 2014-03-26 | 14時 | 0 | 0 | 0 | 0 | 0 | 0 | 0 | 0 | 0 | 0 | 0 | 0 | 0 | 0 | 0 | 0 | 0 | 0 | 0 | 0.024026 | 0.023776 | 0.00025017 | 0 | 0.080156 | 0.05613 | 0 | 0.036851 | -0.35967 | -0.036851 | 0.043305
[9 empty] | 2014-03-26 | 15時 | 2.2434 | 0 | 0 | 0 | 0 | 0 | 0 | 0 | 0 | 0 | 0.22986 | 0 | 0 | 0 | 0 | 0 | 0 | 0 | 0 | 0.024026 | 0.023776 | 0.00025017 | 0 | 0.080156 | 0.05613 | 0 | -0.15247 | 1.4881 | 0.15247 | 0.23262
[9 empty] | 2014-03-26 | 16時 | 2.8767 | 0 | 0 | 0 | 0 | 0 | 0 | 0 | 0 | 0 | 0.29475 | 0 | 0 | 0 | 0 | 0 | 0 | 0 | 0 | 0.024857 | 0.023776 | 0.0010807 | 0.070329 | 0.37035 | 0.27516 | 0 | -0.025853 | 0.25232 | 0.025853 | 0.3962
[9 empty] | 2014-03-26 | 17時 | 3.483 | 0 | 0 | 0 | 0 | 0 | 0 | 0 | 0 | 0 | 0.35687 | 0 | 0 | 0 | 0 | 0 | 0 | 0 | 0 | 0.036624 | 0.023776 | 0.012849 | 0.13006 | 0.44491 | 0.27822 | 0 | 0.04871 | -0.47541 | -0.04871 | 0.3962
[9 empty] | 2014-03-26 | 18時 | 1.8016 | 0 | 0 | 0 | 0 | 0 | 0 | 0 | 0 | 0 | 0.18459 | 0 | 0 | 0 | 0 | 0 | 0 | 0 | 0 | 0.036624 | 0.023776 | 0.012849 | 0.15964 | 0.41407 | 0.21781 | 0 | 0.017876 | -0.17447 | -0.017876 | 0.3962
[9 empty] | 2014-03-26 | 19時 | 4.87 | 0 | 0 | 0 | 0 | 0 | 0 | 0 | 0 | 0 | 0.49897 | 0 | 0 | 0 | 0 | 0 | 0 | 0 | 0 | 0.024026 | 0.023776 | 0.00025017 | 0.067685 | 0.2273 | 0.13559 | 0 | -0.11694 | 1.1413 | 0.11694 | 0.34424
[9 empty] | 2014-03-26 | 20時 | 4.4042 | 0 | 0 | 0 | 0 | 0 | 0 | 0 | 0 | 0 | 0.45125 | 0 | 0 | 0 | 0 | 0 | 0 | 0 | 0 | 0.024446 | 0.023776 | 0.00067044 | 0.14104 | 0.29311 | 0.12762 | 0 | -0.10309 | 1.0062 | 0.10309 | 0.3962
[9 empty] | 2014-03-26 | 21時 | 5.4531 | 0 | 0 | 0 | 0 | 0 | 0 | 0 | 0 | 0 | 0.55872 | 0 | 0 | 0 | 0 | 0 | 0 | 0 | 0 | 0.036344 | 0.023776 | 0.012568 | 0.16291 | 0.4405 | 0.24124 | 0 | 0.044297 | -0.43234 | -0.044297 | 0.3962
[9 empty] | 2014-03-26 | 22時 | 0 | 0 | 0 | 0 | 0 | 0 | 0 | 0 | 0 | 0 | 0 | 0 | 0 | 0 | 0 | 0 | 0 | 0 | 0 | 0.036764 | 0.023776 | 0.012989 | 0.16493 | 0.38136 | 0.17966 | 0 | 0.10052 | -0.98104 | -0.10052 | 0.28084
[9 empty] | 2014-03-26 | 23時 | 0 | 0 | 0 | 0 | 0 | 0 | 0 | 0 | 0 | 0 | 0 | 0 | 0 | 0 | 0 | 0 | 0 | 0 | 0 | 0.03039 | 0.023776 | 0.0066144 | 0.1312 | 0.31942 | 0.15783 | 0 | 0.1209 | -1.18 | -0.1209 | 0.19851
[9 empty] | 2014-03-27 | 0時 | 0 | 0 | 0 | 0 | 0 | 0 | 0 | 0 | 0 | 0 | 0 | 0 | 0 | 0 | 0 | 0 | 0 | 0 | 0 | 0.024026 | 0.023776 | 0.00025017 | 0.045276 | 0.22713 | 0.15783 | 0 | 0.13481 | -1.3157 | -0.13481 | 0.092325
[9 empty] | 2014-03-27 | 1時 | 0 | 0 | 0 | 0 | 0 | 0 | 0 | 0 | 0 | 0 | 0 | 0 | 0 | 0 | 0 | 0 | 0 | 0 | 0 | 0.024026 | 0.023776 | 0.00025017 | 0 | 0.072356 | 0.04833 | 0 | 0.044444 | -0.43377 | -0.044444 | 0.027912
[9 empty] | 2014-03-27 | 2時 | 0 | 0 | 0 | 0 | 0 | 0 | 0 | 0 | 0 | 0 | 0 | 0 | 0 | 0 | 0 | 0 | 0 | 0 | 0 | 0.024026 | 0.023776 | 0.00025017 | 0 | 0.080156 | 0.05613 | 0 | 0.049733 | -0.48539 | -0.049733 | 0.030424
[9 empty] | 2014-03-27 | 3時 | 0 | 0 | 0 | 0 | 0 | 0 | 0 | 0 | 0 | 0 | 0 | 0 | 0 | 0 | 0 | 0 | 0 | 0 | 0 | 0.024026 | 0.023776 | 0.00025017 | 0 | 0.080156 | 0.05613 | 0 | 0.049733 | -0.48539 | -0.049733 | 0.030424
[9 empty] | 2014-03-27 | 4時 | 0 | 0 | 0 | 0 | 0 | 0 | 0 | 0 | 0 | 0 | 0 | 0 | 0 | 0 | 0 | 0 | 0 | 0 | 0 | 0.024026 | 0.023776 | 0.00025017 | 0 | 0.072356 | 0.04833 | 0 | 0.044444 | -0.43377 | -0.044444 | 0.027912
[9 empty] | 2014-03-27 | 5時 | 21.2097 | 3.7127 | 0 | 0 | 0 | 0 | 0 | 0 | 0 | 0 | 1.7927 | 0 | 0 | 0 | 0 | 0 | 0 | 0 | 0 | 0.024026 | 0.023776 | 0.00025017 | 0 | 0.080156 | 0.05613 | 0 | -0.22612 | 2.2069 | 0.22612 | 0.30628
[9 empty] | 2014-03-27 | 6時 | 5.331 | 0 | 0 | 0 | 0 | 0 | 0 | 0 | 0 | 0 | 0.5462 | 0 | 0 | 0 | 0 | 0 | 0 | 0 | 0 | 0.03053 | 0.023776 | 0.0067545 | 0.018231 | 0.30998 | 0.26122 | 0 | 0.0037057 | -0.036168 | -0.0037057 | 0.30628
[9 empty] | 2014-03-27 | 7時 | 3.0437 | 0 | 0 | 0 | 0 | 0 | 0 | 0 | 0 | 0 | 0.31186 | 0 | 0 | 0 | 0 | 0 | 0 | 0 | 0 | 0.024857 | 0.023776 | 0.0010807 | 0.11469 | 0.3877 | 0.24816 | 0 | 0.081427 | -0.79473 | -0.081427 | 0.30628
[9 empty] | 2014-03-27 | 8時 | 1.4094 | 0 | 0 | 0 | 0 | 0 | 0 | 0 | 0 | 0 | 0.1444 | 0 | 0 | 0 | 0 | 0 | 0 | 0 | 0 | 0.024857 | 0.023776 | 0.0010807 | 0.064563 | 0.2343 | 0.14488 | 0 | 0.028757 | -0.28067 | -0.028757 | 0.20554
[9 empty] | 2014-03-27 | 9時 | 0 | 0 | 0 | 0 | 0 | 0 | 0 | 0 | 0 | 0 | 0 | 0 | 0 | 0 | 0 | 0 | 0 | 0 | 0 | 0.024026 | 0.023776 | 0.00025017 | 0.16544 | 0.52635 | 0.33688 | 0 | 0.2875 | -2.806 | -0.2875 | 0.23885
[9 empty] | 2014-03-27 | 10時 | 0 | 0 | 0 | 0 | 0 | 0 | 0 | 0 | 0 | 0 | 0 | 0 | 0 | 0 | 0 | 0 | 0 | 0 | 0 | 0.024446 | 0.023776 | 0.00067044 | 0.053027 | 0.1258 | 0.04833 | 0 | 0.063486 | -0.61963 | -0.063486 | 0.062317
[9 empty] | 2014-03-27 | 11時 | 2.4829 | 0 | 0 | 0 | 0 | 0 | 0 | 0 | 0 | 0 | 0.25439 | 0 | 0 | 0 | 0 | 0 | 0 | 0 | 0 | 0.024026 | 0.023776 | 0.00025017 | 0.0026381 | 0.082794 | 0.05613 | 0 | -0.11309 | 1.1038 | 0.11309 | 0.19589
[9 empty] | 2014-03-27 | 12時 | 1.6817 | 0 | 0 | 0 | 0 | 0 | 0 | 0 | 0 | 0 | 0.1723 | 0 | 0 | 0 | 0 | 0 | 0 | 0 | 0 | 0.03053 | 0.023776 | 0.0067545 | 0.029502 | 0.33286 | 0.27283 | 0 | 0.074643 | -0.72852 | -0.074643 | 0.25822
[9 empty] | 2014-03-27 | 13時 | 0 | 0 | 0 | 0 | 0 | 0 | 0 | 0 | 0 | 0 | 0 | 0 | 0 | 0 | 0 | 0 | 0 | 0 | 0 | 0.024446 | 0.023776 | 0.00067044 | 0.058042 | 0.13082 | 0.04833 | 0 | 0.065275 | -0.63709 | -0.065275 | 0.065543
[9 empty] | 2014-03-27 | 14時 | 0 | 0 | 0 | 0 | 0 | 0 | 0 | 0 | 0 | 0 | 0 | 0 | 0 | 0 | 0 | 0 | 0 | 0 | 0 | 0.024026 | 0.023776 | 0.00025017 | 0.024487 | 0.10464 | 0.05613 | 0 | 0.058453 | -0.5705 | -0.058453 | 0.04619
[9 empty] | 2014-03-27 | 15時 | 3.0979 | 0 | 0 | 0 | 0 | 0 | 0 | 0 | 0 | 0 | 0.31741 | 0 | 0 | 0 | 0 | 0 | 0 | 0 | 0 | 0.024026 | 0.023776 | 0.00025017 | 0 | 0.080156 | 0.05613 | 0 | -0.15459 | 1.5088 | 0.15459 | 0.23475
[9 empty] | 2014-03-27 | 16時 | 2.0057 | 0 | 0 | 0 | 0 | 0 | 0 | 0 | 0 | 0 | 0.20551 | 0 | 0 | 0 | 0 | 0 | 0 | 0 | 0 | 0.024446 | 0.023776 | 0.00067044 | 0.033816 | 0.10659 | 0.04833 | 0 | -0.075648 | 0.73832 | 0.075648 | 0.18224
[9 empty] | 2014-03-27 | 17時 | 4.9814 | 0 | 0 | 0 | 0 | 0 | 0 | 0 | 0 | 0 | 0.51039 | 0 | 0 | 0 | 0 | 0 | 0 | 0 | 0 | 0.024446 | 0.023776 | 0.00067044 | 0.056835 | 0.28621 | 0.20493 | 0 | -0.020066 | 0.19585 | 0.020066 | 0.30628
[9 empty] | 2014-03-27 | 18時 | 4.1031 | 0 | 0 | 0 | 0 | 0 | 0 | 0 | 0 | 0 | 0.4204 | 0 | 0 | 0 | 0 | 0 | 0 | 0 | 0 | 0.036624 | 0.023776 | 0.012849 | 0.066494 | 0.4419 | 0.33878 | 0 | 0.13562 | -1.3236 | -0.13562 | 0.30628
[9 empty] | 2014-03-27 | 19時 | 5.4822 | 0 | 0 | 0 | 0 | 0 | 0 | 0 | 0 | 0 | 0.5617 | 0 | 0 | 0 | 0 | 0 | 0 | 0 | 0 | 0.036624 | 0.023776 | 0.012849 | 0.16307 | 0.33458 | 0.13488 | 0 | 0.07973 | -0.77817 | -0.07973 | 0.25485
[9 empty] | 2014-03-27 | 20時 | 5.0142 | 0 | 0 | 0 | 0 | 0 | 0 | 0 | 0 | 0 | 0.51375 | 0 | 0 | 0 | 0 | 0 | 0 | 0 | 0 | 0.024446 | 0.023776 | 0.00067044 | 0.088224 | 0.24028 | 0.12761 | 0 | -0.065997 | 0.64413 | 0.065997 | 0.30628
[9 empty] | 2014-03-27 | 21時 | 5.6563 | 0 | 0 | 0 | 0 | 0 | 0 | 0 | 0 | 0 | 0.57954 | 0 | 0 | 0 | 0 | 0 | 0 | 0 | 0 | 0.024446 | 0.023776 | 0.00067044 | 0.14284 | 0.35471 | 0.18743 | 0 | 0.048434 | -0.47271 | -0.048434 | 0.30628
[9 empty] | 2014-03-27 | 22時 | 4.107 | 0 | 0 | 0 | 0 | 0 | 0 | 0 | 0 | 0 | 0.4208 | 0 | 0 | 0 | 0 | 0 | 0 | 0 | 0 | 0.036344 | 0.023776 | 0.012568 | 0.16493 | 0.39307 | 0.19179 | 0 | 0.086791 | -0.84708 | -0.086791 | 0.30628
[9 empty] | 2014-03-27 | 23時 | 0 | 0 | 0 | 0 | 0 | 0 | 0 | 0 | 0 | 0 | 0 | 0 | 0 | 0 | 0 | 0 | 0 | 0 | 0 | 0.037175 | 0.023776 | 0.013399 | 0.17268 | 0.42753 | 0.21768 | 0 | 0.21409 | -2.0895 | -0.21409 | 0.21344
[9 empty] | 2014-03-28 | 0時 | 0 | 0 | 0 | 0 | 0 | 0 | 0 | 0 | 0 | 0 | 0 | 0 | 0 | 0 | 0 | 0 | 0 | 0 | 0 | 0.024026 | 0.023776 | 0.00025017 | 0.045276 | 0.22713 | 0.15783 | 0 | 0.14824 | -1.4469 | -0.14824 | 0.078888
[9 empty] | 2014-03-28 | 1時 | 0 | 0 | 0 | 0 | 0 | 0 | 0 | 0 | 0 | 0 | 0 | 0 | 0 | 0 | 0 | 0 | 0 | 0 | 0 | 0.024026 | 0.023776 | 0.00025017 | 0 | 0.072356 | 0.04833 | 0 | 0.049869 | -0.48672 | -0.049869 | 0.022487
[9 empty] | 2014-03-28 | 2時 | 0 | 0 | 0 | 0 | 0 | 0 | 0 | 0 | 0 | 0 | 0 | 0 | 0 | 0 | 0 | 0 | 0 | 0 | 0 | 0.024026 | 0.023776 | 0.00025017 | 0 | 0.080156 | 0.05613 | 0 | 0.05547 | -0.54139 | -0.05547 | 0.024686
[9 empty] | 2014-03-28 | 3時 | 0 | 0 | 0 | 0 | 0 | 0 | 0 | 0 | 0 | 0 | 0 | 0 | 0 | 0 | 0 | 0 | 0 | 0 | 0 | 0.024026 | 0.023776 | 0.00025017 | 0 | 0.080156 | 0.05613 | 0 | 0.05547 | -0.54139 | -0.05547 | 0.024686
[9 empty] | 2014-03-28 | 4時 | 0 | 0 | 0 | 0 | 0 | 0 | 0 | 0 | 0 | 0 | 0 | 0 | 0 | 0 | 0 | 0 | 0 | 0 | 0 | 0.024026 | 0.023776 | 0.00025017 | 0 | 0.072356 | 0.04833 | 0 | 0.049869 | -0.48672 | -0.049869 | 0.022487
[9 empty] | 2014-03-28 | 5時 | 18.5851 | 0.86214 | 0 | 0 | 0 | 0 | 0 | 0 | 0 | 0 | 1.8159 | 0 | 0 | 0 | 0 | 0 | 0 | 0 | 0 | 0.024026 | 0.023776 | 0.00025017 | 0 | 0.080156 | 0.05613 | 0 | -0.18607 | 1.816 | 0.18607 | 0.26623
[9 empty] | 2014-03-28 | 6時 | 4.1731 | 0 | 0 | 0 | 0 | 0 | 0 | 0 | 0 | 0 | 0.42757 | 0 | 0 | 0 | 0 | 0 | 0 | 0 | 0 | 0.03053 | 0.023776 | 0.0067545 | 0.018231 | 0.30998 | 0.26122 | 0 | 0.043756 | -0.42706 | -0.043756 | 0.26623
[9 empty] | 2014-03-28 | 7時 | 3.2276 | 0 | 0 | 0 | 0 | 0 | 0 | 0 | 0 | 0 | 0.3307 | 0 | 0 | 0 | 0 | 0 | 0 | 0 | 0 | 0.024857 | 0.023776 | 0.0010807 | 0.11469 | 0.3877 | 0.24816 | 0 | 0.12148 | -1.1856 | -0.12148 | 0.26623
[9 empty] | 2014-03-28 | 8時 | 2.5039 | 0 | 0 | 0 | 0 | 0 | 0 | 0 | 0 | 0 | 0.25655 | 0 | 0 | 0 | 0 | 0 | 0 | 0 | 0 | 0.024857 | 0.023776 | 0.0010807 | 0.064563 | 0.2343 | 0.14488 | 0 | -0.006936 | 0.067695 | 0.006936 | 0.24123
[9 empty] | 2014-03-28 | 9時 | 0 | 0 | 0 | 0 | 0 | 0 | 0 | 0 | 0 | 0 | 0 | 0 | 0 | 0 | 0 | 0 | 0 | 0 | 0 | 0.024026 | 0.023776 | 0.00025017 | 0.16544 | 0.52635 | 0.33688 | 0 | 0.31916 | -3.115 | -0.31916 | 0.20719
[9 empty] | 2014-03-28 | 10時 | 0 | 0 | 0 | 0 | 0 | 0 | 0 | 0 | 0 | 0 | 0 | 0 | 0 | 0 | 0 | 0 | 0 | 0 | 0 | 0.024446 | 0.023776 | 0.00067044 | 0.053027 | 0.1258 | 0.04833 | 0 | 0.073191 | -0.71434 | -0.073191 | 0.052613
[9 empty] | 2014-03-28 | 11時 | 2.8133 | 0 | 0 | 0 | 0 | 0 | 0 | 0 | 0 | 0 | 0.28825 | 0 | 0 | 0 | 0 | 0 | 0 | 0 | 0 | 0.024026 | 0.023776 | 0.00025017 | 0.0026381 | 0.082794 | 0.05613 | 0 | -0.10585 | 1.0331 | 0.10585 | 0.18865
[9 empty] | 2014-03-28 | 12時 | 1.4476 | 0 | 0 | 0 | 0 | 0 | 0 | 0 | 0 | 0 | 0.14832 | 0 | 0 | 0 | 0 | 0 | 0 | 0 | 0 | 0.03053 | 0.023776 | 0.0067545 | 0.029502 | 0.33286 | 0.27283 | 0 | 0.12223 | -1.193 | -0.12223 | 0.21063
[9 empty] | 2014-03-28 | 13時 | 0 | 0 | 0 | 0 | 0 | 0 | 0 | 0 | 0 | 0 | 0 | 0 | 0 | 0 | 0 | 0 | 0 | 0 | 0 | 0.024446 | 0.023776 | 0.00067044 | 0.058042 | 0.13082 | 0.04833 | 0 | 0.075381 | -0.73572 | -0.075381 | 0.055437
[9 empty] | 2014-03-28 | 14時 | 0 | 0 | 0 | 0 | 0 | 0 | 0 | 0 | 0 | 0 | 0 | 0 | 0 | 0 | 0 | 0 | 0 | 0 | 0 | 0.024026 | 0.023776 | 0.00025017 | 0.024487 | 0.10464 | 0.05613 | 0 | 0.066151 | -0.64564 | -0.066151 | 0.038492
[9 empty] | 2014-03-28 | 15時 | 2.5832 | 0 | 0 | 0 | 0 | 0 | 0 | 0 | 0 | 0 | 0.26467 | 0 | 0 | 0 | 0 | 0 | 0 | 0 | 0 | 0.024026 | 0.023776 | 0.00025017 | 0 | 0.080156 | 0.05613 | 0 | -0.093715 | 0.91465 | 0.093715 | 0.17387
[9 empty] | 2014-03-28 | 16時 | 1.6939 | 0 | 0 | 0 | 0 | 0 | 0 | 0 | 0 | 0 | 0.17356 | 0 | 0 | 0 | 0 | 0 | 0 | 0 | 0 | 0.024446 | 0.023776 | 0.00067044 | 0.033816 | 0.10659 | 0.04833 | 0 | -0.033019 | 0.32226 | 0.033019 | 0.13961
[9 empty] | 2014-03-28 | 17時 | 4.2905 | 0 | 0 | 0 | 0 | 0 | 0 | 0 | 0 | 0 | 0.4396 | 0 | 0 | 0 | 0 | 0 | 0 | 0 | 0 | 0.024446 | 0.023776 | 0.00067044 | 0.056835 | 0.28621 | 0.20493 | 0 | 0.019984 | -0.19505 | -0.019984 | 0.26623
[9 empty] | 2014-03-28 | 18時 | 2.7549 | 0 | 0 | 0 | 0 | 0 | 0 | 0 | 0 | 0 | 0.28226 | 0 | 0 | 0 | 0 | 0 | 0 | 0 | 0 | 0.036624 | 0.023776 | 0.012849 | 0.066494 | 0.4419 | 0.33878 | 0 | 0.17567 | -1.7145 | -0.17567 | 0.26623
[9 empty] | 2014-03-28 | 19時 | 3.9261 | 0 | 0 | 0 | 0 | 0 | 0 | 0 | 0 | 0 | 0.40227 | 0 | 0 | 0 | 0 | 0 | 0 | 0 | 0 | 0.036624 | 0.023776 | 0.012849 | 0.16307 | 0.33458 | 0.13488 | 0 | 0.11864 | -1.1579 | -0.11864 | 0.21593
[9 empty] | 2014-03-28 | 20時 | 4.1243 | 0 | 0 | 0 | 0 | 0 | 0 | 0 | 0 | 0 | 0.42258 | 0 | 0 | 0 | 0 | 0 | 0 | 0 | 0 | 0.024446 | 0.023776 | 0.00067044 | 0.088224 | 0.24028 | 0.12761 | 0 | -0.025946 | 0.25323 | 0.025946 | 0.26623
[9 empty] | 2014-03-28 | 21時 | 5.3096 | 0 | 0 | 0 | 0 | 0 | 0 | 0 | 0 | 0 | 0.54401 | 0 | 0 | 0 | 0 | 0 | 0 | 0 | 0 | 0.024446 | 0.023776 | 0.00067044 | 0.14284 | 0.35471 | 0.18743 | 0 | 0.088484 | -0.86361 | -0.088484 | 0.26623
[9 empty] | 2014-03-28 | 22時 | 4.0881 | 0 | 0 | 0 | 0 | 0 | 0 | 0 | 0 | 0 | 0.41886 | 0 | 0 | 0 | 0 | 0 | 0 | 0 | 0 | 0.036344 | 0.023776 | 0.012568 | 0.16493 | 0.39307 | 0.19179 | 0 | 0.12684 | -1.238 | -0.12684 | 0.26623
[9 empty] | 2014-03-28 | 23時 | 0 | 0 | 0 | 0 | 0 | 0 | 0 | 0 | 0 | 0 | 0 | 0 | 0 | 0 | 0 | 0 | 0 | 0 | 0 | 0.037175 | 0.023776 | 0.013399 | 0.17268 | 0.42753 | 0.21768 | 0 | 0.24259 | -2.3677 | -0.24259 | 0.18494
[9 empty] | 2014-03-29 | 0時 | 0 | 0 | 0 | 0 | 0 | 0 | 0 | 0 | 0 | 0 | 0 | 0 | 0 | 0 | 0 | 0 | 0 | 0 | 0 | 0.024026 | 0.023776 | 0.00025017 | 0.045276 | 0.22713 | 0.15783 | 0 | 0.1278 | -1.2474 | -0.1278 | 0.099328
[9 empty] | 2014-03-29 | 1時 | 0 | 0 | 0 | 0 | 0 | 0 | 0 | 0 | 0 | 0 | 0 | 0 | 0 | 0 | 0 | 0 | 0 | 0 | 0 | 0.024026 | 0.023776 | 0.00025017 | 0 | 0.072356 | 0.04833 | 0 | 0.041617 | -0.40618 | -0.041617 | 0.03074
[9 empty] | 2014-03-29 | 2時 | 0 | 0 | 0 | 0 | 0 | 0 | 0 | 0 | 0 | 0 | 0 | 0 | 0 | 0 | 0 | 0 | 0 | 0 | 0 | 0.024026 | 0.023776 | 0.00025017 | 0 | 0.080156 | 0.05613 | 0 | 0.046743 | -0.45621 | -0.046743 | 0.033414
[9 empty] | 2014-03-29 | 3時 | 0 | 0 | 0 | 0 | 0 | 0 | 0 | 0 | 0 | 0 | 0 | 0 | 0 | 0 | 0 | 0 | 0 | 0 | 0 | 0.024026 | 0.023776 | 0.00025017 | 0 | 0.080156 | 0.05613 | 0 | 0.046743 | -0.45621 | -0.046743 | 0.033414
[9 empty] | 2014-03-29 | 4時 | 0 | 0 | 0 | 0 | 0 | 0 | 0 | 0 | 0 | 0 | 0 | 0 | 0 | 0 | 0 | 0 | 0 | 0 | 0 | 0.024026 | 0.023776 | 0.00025017 | 0 | 0.072356 | 0.04833 | 0 | 0.041617 | -0.40618 | -0.041617 | 0.03074
[9 empty] | 2014-03-29 | 5時 | 20.8862 | 3.3994 | 0 | 0 | 0 | 0 | 0 | 0 | 0 | 0 | 1.7917 | 0 | 0 | 0 | 0 | 0 | 0 | 0 | 0 | 0.024026 | 0.023776 | 0.00025017 | 0 | 0.080156 | 0.05613 | 0 | -0.24699 | 2.4107 | 0.24699 | 0.32715
[9 empty] | 2014-03-29 | 6時 | 3.6603 | 0 | 0 | 0 | 0 | 0 | 0 | 0 | 0 | 0 | 0.37503 | 0 | 0 | 0 | 0 | 0 | 0 | 0 | 0 | 0.03053 | 0.023776 | 0.0067545 | 0.018231 | 0.30998 | 0.26122 | 0 | -0.017167 | 0.16755 | 0.017167 | 0.32715
[9 empty] | 2014-03-29 | 7時 | 2.5552 | 0 | 0 | 0 | 0 | 0 | 0 | 0 | 0 | 0 | 0.2618 | 0 | 0 | 0 | 0 | 0 | 0 | 0 | 0 | 0.024857 | 0.023776 | 0.0010807 | 0.11469 | 0.3877 | 0.24816 | 0 | 0.060555 | -0.59102 | -0.060555 | 0.32715
[9 empty] | 2014-03-29 | 8時 | 1.583 | 0 | 0 | 0 | 0 | 0 | 0 | 0 | 0 | 0 | 0.16219 | 0 | 0 | 0 | 0 | 0 | 0 | 0 | 0 | 0.024857 | 0.023776 | 0.0010807 | 0.064563 | 0.2343 | 0.14488 | 0 | 0.0022229 | -0.021696 | -0.0022229 | 0.23207
[9 empty] | 2014-03-29 | 9時 | 0 | 0 | 0 | 0 | 0 | 0 | 0 | 0 | 0 | 0 | 0 | 0 | 0 | 0 | 0 | 0 | 0 | 0 | 0 | 0.024026 | 0.023776 | 0.00025017 | 0.16544 | 0.52635 | 0.33688 | 0 | 0.27099 | -2.6449 | -0.27099 | 0.25535
[9 empty] | 2014-03-29 | 10時 | 0 | 0 | 0 | 0 | 0 | 0 | 0 | 0 | 0 | 0 | 0 | 0 | 0 | 0 | 0 | 0 | 0 | 0 | 0 | 0.024446 | 0.023776 | 0.00067044 | 0.053027 | 0.1258 | 0.04833 | 0 | 0.058429 | -0.57026 | -0.058429 | 0.067375
[9 empty] | 2014-03-29 | 11時 | 1.7115 | 0 | 0 | 0 | 0 | 0 | 0 | 0 | 0 | 0 | 0.17536 | 0 | 0 | 0 | 0 | 0 | 0 | 0 | 0 | 0.024026 | 0.023776 | 0.00025017 | 0.0026381 | 0.082794 | 0.05613 | 0 | -0.072629 | 0.70886 | 0.072629 | 0.15542
[9 empty] | 2014-03-29 | 12時 | 0.69935 | 0 | 0 | 0 | 0 | 0 | 0 | 0 | 0 | 0 | 0.071654 | 0 | 0 | 0 | 0 | 0 | 0 | 0 | 0 | 0.03053 | 0.023776 | 0.0067545 | 0.029502 | 0.33286 | 0.27283 | 0 | 0.12588 | -1.2286 | -0.12588 | 0.20698
[9 empty] | 2014-03-29 | 13時 | 0 | 0 | 0 | 0 | 0 | 0 | 0 | 0 | 0 | 0 | 0 | 0 | 0 | 0 | 0 | 0 | 0 | 0 | 0 | 0.024446 | 0.023776 | 0.00067044 | 0.058042 | 0.13082 | 0.04833 | 0 | 0.060009 | -0.58568 | -0.060009 | 0.07081
[9 empty] | 2014-03-29 | 14時 | 0 | 0 | 0 | 0 | 0 | 0 | 0 | 0 | 0 | 0 | 0 | 0 | 0 | 0 | 0 | 0 | 0 | 0 | 0 | 0.024026 | 0.023776 | 0.00025017 | 0.024487 | 0.10464 | 0.05613 | 0 | 0.054441 | -0.53134 | -0.054441 | 0.050202
[9 empty] | 2014-03-29 | 15時 | 1.333 | 0 | 0 | 0 | 0 | 0 | 0 | 0 | 0 | 0 | 0.13658 | 0 | 0 | 0 | 0 | 0 | 0 | 0 | 0 | 0.024026 | 0.023776 | 0.00025017 | 0 | 0.080156 | 0.05613 | 0 | -0.046879 | 0.45754 | 0.046879 | 0.12704
[9 empty] | 2014-03-29 | 16時 | 1.0992 | 0 | 0 | 0 | 0 | 0 | 0 | 0 | 0 | 0 | 0.11263 | 0 | 0 | 0 | 0 | 0 | 0 | 0 | 0 | 0.024446 | 0.023776 | 0.00067044 | 0.033816 | 0.10659 | 0.04833 | 0 | -0.024815 | 0.24219 | 0.024815 | 0.13141
[9 empty] | 2014-03-29 | 17時 | 3.2085 | 0 | 0 | 0 | 0 | 0 | 0 | 0 | 0 | 0 | 0.32874 | 0 | 0 | 0 | 0 | 0 | 0 | 0 | 0 | 0.024446 | 0.023776 | 0.00067044 | 0.056835 | 0.28621 | 0.20493 | 0 | -0.040939 | 0.39956 | 0.040939 | 0.32715
[9 empty] | 2014-03-29 | 18時 | 2.1338 | 0 | 0 | 0 | 0 | 0 | 0 | 0 | 0 | 0 | 0.21863 | 0 | 0 | 0 | 0 | 0 | 0 | 0 | 0 | 0.036624 | 0.023776 | 0.012849 | 0.066494 | 0.4419 | 0.33878 | 0 | 0.11475 | -1.1199 | -0.11475 | 0.32715
[9 empty] | 2014-03-29 | 19時 | 2.8609 | 0 | 0 | 0 | 0 | 0 | 0 | 0 | 0 | 0 | 0.29312 | 0 | 0 | 0 | 0 | 0 | 0 | 0 | 0 | 0.036624 | 0.023776 | 0.012849 | 0.16307 | 0.33458 | 0.13488 | 0 | 0.057587 | -0.56205 | -0.057587 | 0.27699
[9 empty] | 2014-03-29 | 20時 | 3.1072 | 0 | 0 | 0 | 0 | 0 | 0 | 0 | 0 | 0 | 0.31836 | 0 | 0 | 0 | 0 | 0 | 0 | 0 | 0 | 0.024446 | 0.023776 | 0.00067044 | 0.088224 | 0.24028 | 0.12761 | 0 | -0.086869 | 0.84784 | 0.086869 | 0.32715
[9 empty] | 2014-03-29 | 21時 | 4.107 | 0 | 0 | 0 | 0 | 0 | 0 | 0 | 0 | 0 | 0.4208 | 0 | 0 | 0 | 0 | 0 | 0 | 0 | 0 | 0.024446 | 0.023776 | 0.00067044 | 0.14284 | 0.35471 | 0.18743 | 0 | 0.027561 | -0.269 | -0.027561 | 0.32715
[9 empty] | 2014-03-29 | 22時 | 3.1593 | 0 | 0 | 0 | 0 | 0 | 0 | 0 | 0 | 0 | 0.3237 | 0 | 0 | 0 | 0 | 0 | 0 | 0 | 0 | 0.036344 | 0.023776 | 0.012568 | 0.16493 | 0.39307 | 0.19179 | 0 | 0.065919 | -0.64337 | -0.065919 | 0.32715
[9 empty] | 2014-03-29 | 23時 | 0 | 0 | 0 | 0 | 0 | 0 | 0 | 0 | 0 | 0 | 0 | 0 | 0 | 0 | 0 | 0 | 0 | 0 | 0 | 0.037175 | 0.023776 | 0.013399 | 0.17268 | 0.42753 | 0.21768 | 0 | 0.19924 | -1.9446 | -0.19924 | 0.2283
[9 empty] | 2014-03-30 | 0時 | 0 | 0 | 0 | 0 | 0 | 0 | 0 | 0 | 0 | 0 | 0 | 0 | 0 | 0 | 0 | 0 | 0 | 0 | 0 | 0.024026 | 0.023776 | 0.00025017 | 0.045276 | 0.22713 | 0.15783 | 0 | 0.13771 | -1.3441 | -0.13771 | 0.08942
[9 empty] | 2014-03-30 | 1時 | 0 | 0 | 0 | 0 | 0 | 0 | 0 | 0 | 0 | 0 | 0 | 0 | 0 | 0 | 0 | 0 | 0 | 0 | 0 | 0.024026 | 0.023776 | 0.00025017 | 0 | 0.072356 | 0.04833 | 0 | 0.045617 | -0.44522 | -0.045617 | 0.02674
[9 empty] | 2014-03-30 | 2時 | 0 | 0 | 0 | 0 | 0 | 0 | 0 | 0 | 0 | 0 | 0 | 0 | 0 | 0 | 0 | 0 | 0 | 0 | 0 | 0.024026 | 0.023776 | 0.00025017 | 0 | 0.080156 | 0.05613 | 0 | 0.050973 | -0.49749 | -0.050973 | 0.029183
[9 empty] | 2014-03-30 | 3時 | 0 | 0 | 0 | 0 | 0 | 0 | 0 | 0 | 0 | 0 | 0 | 0 | 0 | 0 | 0 | 0 | 0 | 0 | 0 | 0.024026 | 0.023776 | 0.00025017 | 0 | 0.080156 | 0.05613 | 0 | 0.050973 | -0.49749 | -0.050973 | 0.029183
[9 empty] | 2014-03-30 | 4時 | 0 | 0 | 0 | 0 | 0 | 0 | 0 | 0 | 0 | 0 | 0 | 0 | 0 | 0 | 0 | 0 | 0 | 0 | 0 | 0.024026 | 0.023776 | 0.00025017 | 0 | 0.072356 | 0.04833 | 0 | 0.045617 | -0.44522 | -0.045617 | 0.02674
[9 empty] | 2014-03-30 | 5時 | 17.1698 | 0 | 0 | 0 | 0 | 0 | 0 | 0 | 0 | 0 | 1.7592 | 0 | 0 | 0 | 0 | 0 | 0 | 0 | 0 | 0.024026 | 0.023776 | 0.00025017 | 0 | 0.080156 | 0.05613 | 0 | -0.21746 | 2.1224 | 0.21746 | 0.29762
[9 empty] | 2014-03-30 | 6時 | 3.6655 | 0 | 0 | 0 | 0 | 0 | 0 | 0 | 0 | 0 | 0.37556 | 0 | 0 | 0 | 0 | 0 | 0 | 0 | 0 | 0.03053 | 0.023776 | 0.0067545 | 0.018231 | 0.30998 | 0.26122 | 0 | 0.012364 | -0.12067 | -0.012364 | 0.29762
[9 empty] | 2014-03-30 | 7時 | 2.3275 | 0 | 0 | 0 | 0 | 0 | 0 | 0 | 0 | 0 | 0.23847 | 0 | 0 | 0 | 0 | 0 | 0 | 0 | 0 | 0.024857 | 0.023776 | 0.0010807 | 0.11469 | 0.3877 | 0.24816 | 0 | 0.090086 | -0.87924 | -0.090086 | 0.29762
[9 empty] | 2014-03-30 | 8時 | 1.9042 | 0 | 0 | 0 | 0 | 0 | 0 | 0 | 0 | 0 | 0.1951 | 0 | 0 | 0 | 0 | 0 | 0 | 0 | 0 | 0.024857 | 0.023776 | 0.0010807 | 0.064563 | 0.2343 | 0.14488 | 0 | 0.0029454 | -0.028747 | -0.0029454 | 0.23135
[9 empty] | 2014-03-30 | 9時 | 0 | 0 | 0 | 0 | 0 | 0 | 0 | 0 | 0 | 0 | 0 | 0 | 0 | 0 | 0 | 0 | 0 | 0 | 0 | 0.024026 | 0.023776 | 0.00025017 | 0.16544 | 0.52635 | 0.33688 | 0 | 0.29434 | -2.8728 | -0.29434 | 0.23201
[9 empty] | 2014-03-30 | 10時 | 0 | 0 | 0 | 0 | 0 | 0 | 0 | 0 | 0 | 0 | 0 | 0 | 0 | 0 | 0 | 0 | 0 | 0 | 0 | 0.024446 | 0.023776 | 0.00067044 | 0.053027 | 0.1258 | 0.04833 | 0 | 0.065584 | -0.6401 | -0.065584 | 0.060219
[9 empty] | 2014-03-30 | 11時 | 3.8026 | 0 | 0 | 0 | 0 | 0 | 0 | 0 | 0 | 0 | 0.38961 | 0 | 0 | 0 | 0 | 0 | 0 | 0 | 0 | 0.024026 | 0.023776 | 0.00025017 | 0.0026381 | 0.082794 | 0.05613 | 0 | -0.1921 | 1.8749 | 0.1921 | 0.2749
[9 empty] | 2014-03-30 | 12時 | 1.8338 | 0 | 0 | 0 | 0 | 0 | 0 | 0 | 0 | 0 | 0.18789 | 0 | 0 | 0 | 0 | 0 | 0 | 0 | 0 | 0.03053 | 0.023776 | 0.0067545 | 0.029502 | 0.33286 | 0.27283 | 0 | 0.072247 | -0.70513 | -0.072247 | 0.26061
[9 empty] | 2014-03-30 | 13時 | 0 | 0 | 0 | 0 | 0 | 0 | 0 | 0 | 0 | 0 | 0 | 0 | 0 | 0 | 0 | 0 | 0 | 0 | 0 | 0.024446 | 0.023776 | 0.00067044 | 0.058042 | 0.13082 | 0.04833 | 0 | 0.06746 | -0.65841 | -0.06746 | 0.063359
[9 empty] | 2014-03-30 | 14時 | 0 | 0 | 0 | 0 | 0 | 0 | 0 | 0 | 0 | 0 | 0 | 0 | 0 | 0 | 0 | 0 | 0 | 0 | 0 | 0.024026 | 0.023776 | 0.00025017 | 0.024487 | 0.10464 | 0.05613 | 0 | 0.060117 | -0.58674 | -0.060117 | 0.044526
[9 empty] | 2014-03-30 | 15時 | 3.7048 | 0 | 0 | 0 | 0 | 0 | 0 | 0 | 0 | 0 | 0.37959 | 0 | 0 | 0 | 0 | 0 | 0 | 0 | 0 | 0.024026 | 0.023776 | 0.00025017 | 0 | 0.080156 | 0.05613 | 0 | -0.18682 | 1.8233 | 0.18682 | 0.26697
[9 empty] | 2014-03-30 | 16時 | 1.821 | 0 | 0 | 0 | 0 | 0 | 0 | 0 | 0 | 0 | 0.18657 | 0 | 0 | 0 | 0 | 0 | 0 | 0 | 0 | 0.024446 | 0.023776 | 0.00067044 | 0.033816 | 0.10659 | 0.04833 | 0 | -0.058467 | 0.57064 | 0.058467 | 0.16506
[9 empty] | 2014-03-30 | 17時 | 4.3284 | 0 | 0 | 0 | 0 | 0 | 0 | 0 | 0 | 0 | 0.44348 | 0 | 0 | 0 | 0 | 0 | 0 | 0 | 0 | 0.024446 | 0.023776 | 0.00067044 | 0.056835 | 0.28621 | 0.20493 | 0 | -0.011408 | 0.11134 | 0.011408 | 0.29762
[9 empty] | 2014-03-30 | 18時 | 2.1533 | 0 | 0 | 0 | 0 | 0 | 0 | 0 | 0 | 0 | 0.22062 | 0 | 0 | 0 | 0 | 0 | 0 | 0 | 0 | 0.036624 | 0.023776 | 0.012849 | 0.066494 | 0.4419 | 0.33878 | 0 | 0.14428 | -1.4081 | -0.14428 | 0.29762
[9 empty] | 2014-03-30 | 19時 | 3.3256 | 0 | 0 | 0 | 0 | 0 | 0 | 0 | 0 | 0 | 0.34074 | 0 | 0 | 0 | 0 | 0 | 0 | 0 | 0 | 0.036624 | 0.023776 | 0.012849 | 0.16307 | 0.33458 | 0.13488 | 0 | 0.08534 | -0.83292 | -0.08534 | 0.24924
[9 empty] | 2014-03-30 | 20時 | 2.9788 | 0 | 0 | 0 | 0 | 0 | 0 | 0 | 0 | 0 | 0.3052 | 0 | 0 | 0 | 0 | 0 | 0 | 0 | 0 | 0.024446 | 0.023776 | 0.00067044 | 0.088224 | 0.24028 | 0.12761 | 0 | -0.057338 | 0.55962 | 0.057338 | 0.29762
[9 empty] | 2014-03-30 | 21時 | 3.6907 | 0 | 0 | 0 | 0 | 0 | 0 | 0 | 0 | 0 | 0.37815 | 0 | 0 | 0 | 0 | 0 | 0 | 0 | 0 | 0.024446 | 0.023776 | 0.00067044 | 0.14284 | 0.35471 | 0.18743 | 0 | 0.057092 | -0.55722 | -0.057092 | 0.29762
[9 empty] | 2014-03-30 | 22時 | 2.5942 | 0 | 0 | 0 | 0 | 0 | 0 | 0 | 0 | 0 | 0.2658 | 0 | 0 | 0 | 0 | 0 | 0 | 0 | 0 | 0.036344 | 0.023776 | 0.012568 | 0.16493 | 0.39307 | 0.19179 | 0 | 0.095449 | -0.93158 | -0.095449 | 0.29762
[9 empty] | 2014-03-30 | 23時 | 0 | 0 | 0 | 0 | 0 | 0 | 0 | 0 | 0 | 0 | 0 | 0 | 0 | 0 | 0 | 0 | 0 | 0 | 0 | 0.037175 | 0.023776 | 0.013399 | 0.17268 | 0.42753 | 0.21768 | 0 | 0.22025 | -2.1497 | -0.22025 | 0.20728
[9 empty] | 2014-03-31 | 0時 | 0 | 0 | 0 | 0 | 0 | 0 | 0 | 0 | 0 | 0 | 0 | 0 | 0 | 0 | 0 | 0 | 0 | 0 | 0 | 0.024026 | 0.023776 | 0.00025017 | 0.045276 | 0.22713 | 0.15783 | 0 | 0.12496 | -1.2196 | -0.12496 | 0.10217
[9 empty] | 2014-03-31 | 1時 | 0 | 0 | 0 | 0 | 0 | 0 | 0 | 0 | 0 | 0 | 0 | 0 | 0 | 0 | 0 | 0 | 0 | 0 | 0 | 0.024026 | 0.023776 | 0.00025017 | 0 | 0.072356 | 0.04833 | 0 | 0.040469 | -0.39497 | -0.040469 | 0.031888
[9 empty] | 2014-03-31 | 2時 | 0 | 0 | 0 | 0 | 0 | 0 | 0 | 0 | 0 | 0 | 0 | 0 | 0 | 0 | 0 | 0 | 0 | 0 | 0 | 0.024026 | 0.023776 | 0.00025017 | 0 | 0.080156 | 0.05613 | 0 | 0.045528 | -0.44435 | -0.045528 | 0.034628
[9 empty] | 2014-03-31 | 3時 | 0 | 0 | 0 | 0 | 0 | 0 | 0 | 0 | 0 | 0 | 0 | 0 | 0 | 0 | 0 | 0 | 0 | 0 | 0 | 0.024026 | 0.023776 | 0.00025017 | 0 | 0.080156 | 0.05613 | 0 | 0.045528 | -0.44435 | -0.045528 | 0.034628
[9 empty] | 2014-03-31 | 4時 | 0 | 0 | 0 | 0 | 0 | 0 | 0 | 0 | 0 | 0 | 0 | 0 | 0 | 0 | 0 | 0 | 0 | 0 | 0 | 0.024026 | 0.023776 | 0.00025017 | 0 | 0.072356 | 0.04833 | 0 | 0.040469 | -0.39497 | -0.040469 | 0.031888
[9 empty] | 2014-03-31 | 5時 | 7.918 | 0 | 0 | 0 | 0 | 0 | 0 | 0 | 0 | 0 | 0.81127 | 0 | 0 | 0 | 0 | 0 | 0 | 0 | 0 | 0.024026 | 0.023776 | 0.00025017 | 0 | 0.080156 | 0.05613 | 0 | -0.25547 | 2.4934 | 0.25547 | 0.33563
[9 empty] | 2014-03-31 | 6時 | 2.2787 | 0 | 0 | 0 | 0 | 0 | 0 | 0 | 0 | 0 | 0.23348 | 0 | 0 | 0 | 0 | 0 | 0 | 0 | 0 | 0.03053 | 0.023776 | 0.0067545 | 0.018231 | 0.30998 | 0.26122 | 0 | -0.0021485 | 0.02097 | 0.0021485 | 0.31213
[9 empty] | 2014-03-31 | 7時 | 1.9399 | 0 | 0 | 0 | 0 | 0 | 0 | 0 | 0 | 0 | 0.19876 | 0 | 0 | 0 | 0 | 0 | 0 | 0 | 0 | 0.024857 | 0.023776 | 0.0010807 | 0.11469 | 0.3877 | 0.24816 | 0 | 0.052077 | -0.50827 | -0.052077 | 0.33563
[9 empty] | 2014-03-31 | 8時 | 1.5075 | 0 | 0 | 0 | 0 | 0 | 0 | 0 | 0 | 0 | 0.15446 | 0 | 0 | 0 | 0 | 0 | 0 | 0 | 0 | 0.024857 | 0.023776 | 0.0010807 | 0.064563 | 0.2343 | 0.14488 | 0 | 0.0015231 | -0.014865 | -0.0015231 | 0.23277
[9 empty] | 2014-03-31 | 9時 | 0 | 0 | 0 | 0 | 0 | 0 | 0 | 0 | 0 | 0 | 0 | 0 | 0 | 0 | 0 | 0 | 0 | 0 | 0 | 0.024026 | 0.023776 | 0.00025017 | 0.16544 | 0.52635 | 0.33688 | 0 | 0.26429 | -2.5795 | -0.26429 | 0.26206
[9 empty] | 2014-03-31 | 10時 | 0 | 0 | 0 | 0 | 0 | 0 | 0 | 0 | 0 | 0 | 0 | 0 | 0 | 0 | 0 | 0 | 0 | 0 | 0 | 0.024446 | 0.023776 | 0.00067044 | 0.053027 | 0.1258 | 0.04833 | 0 | 0.056374 | -0.55021 | -0.056374 | 0.069429
[9 empty] | 2014-03-31 | 11時 | 0.9598 | 0 | 0 | 0 | 0 | 0 | 0 | 0 | 0 | 0 | 0.09834 | 0 | 0 | 0 | 0 | 0 | 0 | 0 | 0 | 0.024026 | 0.023776 | 0.00025017 | 0.0026381 | 0.082794 | 0.05613 | 0 | -0.022764 | 0.22218 | 0.022764 | 0.10556
[9 empty] | 2014-03-31 | 12時 | 0.53349 | 0 | 0 | 0 | 0 | 0 | 0 | 0 | 0 | 0 | 0.05466 | 0 | 0 | 0 | 0 | 0 | 0 | 0 | 0 | 0.03053 | 0.023776 | 0.0067545 | 0.029502 | 0.33286 | 0.27283 | 0 | 0.13231 | -1.2913 | -0.13231 | 0.20055
[9 empty] | 2014-03-31 | 13時 | 0 | 0 | 0 | 0 | 0 | 0 | 0 | 0 | 0 | 0 | 0 | 0 | 0 | 0 | 0 | 0 | 0 | 0 | 0 | 0.024446 | 0.023776 | 0.00067044 | 0.058042 | 0.13082 | 0.04833 | 0 | 0.057869 | -0.5648 | -0.057869 | 0.072949
[9 empty] | 2014-03-31 | 14時 | 0 | 0 | 0 | 0 | 0 | 0 | 0 | 0 | 0 | 0 | 0 | 0 | 0 | 0 | 0 | 0 | 0 | 0 | 0 | 0.024026 | 0.023776 | 0.00025017 | 0.024487 | 0.10464 | 0.05613 | 0 | 0.052811 | -0.51544 | -0.052811 | 0.051832
[9 empty] | 2014-03-31 | 15時 | 1.1032 | 0 | 0 | 0 | 0 | 0 | 0 | 0 | 0 | 0 | 0.11303 | 0 | 0 | 0 | 0 | 0 | 0 | 0 | 0 | 0.024026 | 0.023776 | 0.00025017 | 0 | 0.080156 | 0.05613 | 0 | -0.033868 | 0.33055 | 0.033868 | 0.11402
[9 empty] | 2014-03-31 | 16時 | 0.91868 | 0 | 0 | 0 | 0 | 0 | 0 | 0 | 0 | 0 | 0.094127 | 0 | 0 | 0 | 0 | 0 | 0 | 0 | 0 | 0.024446 | 0.023776 | 0.00067044 | 0.033816 | 0.10659 | 0.04833 | 0 | -0.015458 | 0.15087 | 0.015458 | 0.12205
[9 empty] | 2014-03-31 | 17時 | 2.4231 | 0 | 0 | 0 | 0 | 0 | 0 | 0 | 0 | 0 | 0.24827 | 0 | 0 | 0 | 0 | 0 | 0 | 0 | 0 | 0.024446 | 0.023776 | 0.00067044 | 0.056835 | 0.28621 | 0.20493 | 0 | -0.041427 | 0.40432 | 0.041427 | 0.32764
[9 empty] | 2014-03-31 | 18時 | 1.4752 | 0 | 0 | 0 | 0 | 0 | 0 | 0 | 0 | 0 | 0.15115 | 0 | 0 | 0 | 0 | 0 | 0 | 0 | 0 | 0.036624 | 0.023776 | 0.012849 | 0.066494 | 0.4419 | 0.33878 | 0 | 0.10627 | -1.0372 | -0.10627 | 0.33563
[9 empty] | 2014-03-31 | 19時 | 2.2259 | 0 | 0 | 0 | 0 | 0 | 0 | 0 | 0 | 0 | 0.22807 | 0 | 0 | 0 | 0 | 0 | 0 | 0 | 0 | 0.036624 | 0.023776 | 0.012849 | 0.16307 | 0.33458 | 0.13488 | 0 | 0.045751 | -0.44653 | -0.045751 | 0.28882
[9 empty] | 2014-03-31 | 20時 | 2.4224 | 0 | 0 | 0 | 0 | 0 | 0 | 0 | 0 | 0 | 0.24819 | 0 | 0 | 0 | 0 | 0 | 0 | 0 | 0 | 0.024446 | 0.023776 | 0.00067044 | 0.088224 | 0.24028 | 0.12761 | 0 | -0.07714 | 0.75288 | 0.07714 | 0.31742
[9 empty] | 2014-03-31 | 21時 | 3.4676 | 0 | 0 | 0 | 0 | 0 | 0 | 0 | 0 | 0 | 0.35529 | 0 | 0 | 0 | 0 | 0 | 0 | 0 | 0 | 0.024446 | 0.023776 | 0.00067044 | 0.14284 | 0.35471 | 0.18743 | 0 | 0.019083 | -0.18625 | -0.019083 | 0.33563
[9 empty] | 2014-03-31 | 22時 | 2.695 | 0 | 0 | 0 | 0 | 0 | 0 | 0 | 0 | 0 | 0.27613 | 0 | 0 | 0 | 0 | 0 | 0 | 0 | 0 | 0.036344 | 0.023776 | 0.012568 | 0.16493 | 0.39307 | 0.19179 | 0 | 0.057441 | -0.56062 | -0.057441 | 0.33563
[9 empty] | 2014-03-31 | 23時 | 0 | 0 | 0 | 0 | 0 | 0 | 0 | 0 | 0 | 0 | 0 | 0 | 0 | 0 | 0 | 0 | 0 | 0 | 0 | 0.037175 | 0.023776 | 0.013399 | 0.17268 | 0.42753 | 0.21768 | 0 | 0.1932 | -1.8857 | -0.1932 | 0.23433
[9 empty] | 2014-04-01 | 0時 | 0 | 0 | 0 | 0 | 0 | 0 | 0 | 0 | 0 | 0 | 0 | 0 | 0 | 0 | 0 | 0 | 0 | 0 | 0 | 0.024026 | 0.023776 | 0.00025017 | 0 | 0.18186 | 0.15783 | 0 | 0.10521 | -1.0269 | -0.10521 | 0.076645
[9 empty] | 2014-04-01 | 1時 | 0 | 0 | 0 | 0 | 0 | 0 | 0 | 0 | 0 | 0 | 0 | 0 | 0 | 0 | 0 | 0 | 0 | 0 | 0 | 0.024026 | 0.023776 | 0.00025017 | 0 | 0.072356 | 0.04833 | 0 | 0.036992 | -0.36104 | -0.036992 | 0.035364
[9 empty] | 2014-04-01 | 2時 | 0 | 0 | 0 | 0 | 0 | 0 | 0 | 0 | 0 | 0 | 0 | 0 | 0 | 0 | 0 | 0 | 0 | 0 | 0 | 0.024026 | 0.023776 | 0.00025017 | 0 | 0.080156 | 0.05613 | 0 | 0.041851 | -0.40847 | -0.041851 | 0.038305
[9 empty] | 2014-04-01 | 3時 | 0 | 0 | 0 | 0 | 0 | 0 | 0 | 0 | 0 | 0 | 0 | 0 | 0 | 0 | 0 | 0 | 0 | 0 | 0 | 0.024026 | 0.023776 | 0.00025017 | 0 | 0.080156 | 0.05613 | 0 | 0.041851 | -0.40847 | -0.041851 | 0.038305
[9 empty] | 2014-04-01 | 4時 | 0 | 0 | 0 | 0 | 0 | 0 | 0 | 0 | 0 | 0 | 0 | 0 | 0 | 0 | 0 | 0 | 0 | 0 | 0 | 0.024026 | 0.023776 | 0.00025017 | 0 | 0.072356 | 0.04833 | 0 | 0.036992 | -0.36104 | -0.036992 | 0.035364
[9 empty] | 2014-04-01 | 5時 | 0 | 0 | 0 | 0 | 0 | 0 | 0 | 0 | 0 | 0 | 0 | 0 | 0 | 0 | 0 | 0 | 0 | 0 | 0 | 0.024026 | 0.023776 | 0.00025017 | 0 | 0.080156 | 0.05613 | 0 | 0.041851 | -0.40847 | -0.041851 | 0.038305
[9 empty] | 2014-04-01 | 6時 | 0 | 0 | 0 | 0 | 0 | 0 | 0 | 0 | 0 | 0 | 0 | 0 | 0 | 0 | 0 | 0 | 0 | 0 | 0 | 0.024026 | 0.023776 | 0.00025017 | 0 | 0.080156 | 0.05613 | 0 | 0.041851 | -0.40847 | -0.041851 | 0.038305
[9 empty] | 2014-04-01 | 7時 | 11.0251 | 0 | 0 | 0 | 0 | 0 | 0 | 0 | 0 | 0 | 1.1296 | 0 | 0 | 0 | 0 | 0 | 0 | 0 | 0 | 0.024857 | 0.023776 | 0.0010807 | 0.023666 | 0.23404 | 0.18552 | 0 | -0.12725 | 1.2419 | 0.12725 | 0.36129
[9 empty] | 2014-04-01 | 8時 | 4.3092 | 0 | 0 | 0 | 0 | 0 | 0 | 0 | 0 | 0 | 0.44152 | 0 | 0 | 0 | 0 | 0 | 0 | 0 | 0 | 0.031371 | 0.023776 | 0.0075951 | 0.11401 | 0.4267 | 0.28132 | 0 | 0.065404 | -0.63834 | -0.065404 | 0.36129
[9 empty] | 2014-04-01 | 9時 | 2.3479 | 0 | 0 | 0 | 0 | 0 | 0 | 0 | 0 | 0 | 0.24057 | 0 | 0 | 0 | 0 | 0 | 0 | 0 | 0 | 0.024446 | 0.023776 | 0.00067044 | 0.22373 | 0.50028 | 0.2521 | 0 | 0.13899 | -1.3565 | -0.13899 | 0.36129
[9 empty] | 2014-04-01 | 10時 | 2.2593 | 0 | 0 | 0 | 0 | 0 | 0 | 0 | 0 | 0 | 0.23148 | 0 | 0 | 0 | 0 | 0 | 0 | 0 | 0 | 0.024857 | 0.023776 | 0.0010807 | 0.18888 | 0.44125 | 0.22751 | 0 | 0.079955 | -0.78036 | -0.079955 | 0.36129
[9 empty] | 2014-04-01 | 11時 | 1.3905 | 0 | 0 | 0 | 0 | 0 | 0 | 0 | 0 | 0 | 0.14247 | 0 | 0 | 0 | 0 | 0 | 0 | 0 | 0 | 0.024446 | 0.023776 | 0.00067044 | 0.17015 | 0.4299 | 0.23531 | 0 | 0.068607 | -0.6696 | -0.068607 | 0.36129
[9 empty] | 2014-04-01 | 12時 | 0.55454 | 0 | 0 | 0 | 0 | 0 | 0 | 0 | 0 | 0 | 0.056818 | 0 | 0 | 0 | 0 | 0 | 0 | 0 | 0 | 0.03053 | 0.023776 | 0.0067545 | 0.15008 | 0.45344 | 0.27283 | 0 | 0.14456 | -1.4109 | -0.14456 | 0.30888
[9 empty] | 2014-04-01 | 13時 | 0 | 0 | 0 | 0 | 0 | 0 | 0 | 0 | 0 | 0 | 0 | 0 | 0 | 0 | 0 | 0 | 0 | 0 | 0 | 0.024446 | 0.023776 | 0.00067044 | 0.093998 | 0.16677 | 0.04833 | 0 | 0.06024 | -0.58794 | -0.06024 | 0.10654
[9 empty] | 2014-04-01 | 14時 | 0 | 0 | 0 | 0 | 0 | 0 | 0 | 0 | 0 | 0 | 0 | 0 | 0 | 0 | 0 | 0 | 0 | 0 | 0 | 0.024026 | 0.023776 | 0.00025017 | 0 | 0.080156 | 0.05613 | 0 | 0.041851 | -0.40847 | -0.041851 | 0.038305
[9 empty] | 2014-04-01 | 15時 | 1.3907 | 0 | 0 | 0 | 0 | 0 | 0 | 0 | 0 | 0 | 0.14249 | 0 | 0 | 0 | 0 | 0 | 0 | 0 | 0 | 0.024026 | 0.023776 | 0.00025017 | 0 | 0.080156 | 0.05613 | 0 | -0.06557 | 0.63996 | 0.06557 | 0.14573
[9 empty] | 2014-04-01 | 16時 | 1.9583 | 0 | 0 | 0 | 0 | 0 | 0 | 0 | 0 | 0 | 0.20064 | 0 | 0 | 0 | 0 | 0 | 0 | 0 | 0 | 0.024857 | 0.023776 | 0.0010807 | 0.070329 | 0.37035 | 0.27516 | 0 | 0.0090535 | -0.088363 | -0.0090535 | 0.36129
[9 empty] | 2014-04-01 | 17時 | 2.5063 | 0 | 0 | 0 | 0 | 0 | 0 | 0 | 0 | 0 | 0.2568 | 0 | 0 | 0 | 0 | 0 | 0 | 0 | 0 | 0.036624 | 0.023776 | 0.012849 | 0.13006 | 0.44491 | 0.27822 | 0 | 0.083616 | -0.81609 | -0.083616 | 0.36129
[9 empty] | 2014-04-01 | 18時 | 1.2452 | 0 | 0 | 0 | 0 | 0 | 0 | 0 | 0 | 0 | 0.12758 | 0 | 0 | 0 | 0 | 0 | 0 | 0 | 0 | 0.036624 | 0.023776 | 0.012849 | 0.15964 | 0.41407 | 0.21781 | 0 | 0.052782 | -0.51515 | -0.052782 | 0.36129
[9 empty] | 2014-04-01 | 19時 | 3.7496 | 0 | 0 | 0 | 0 | 0 | 0 | 0 | 0 | 0 | 0.38418 | 0 | 0 | 0 | 0 | 0 | 0 | 0 | 0 | 0.024026 | 0.023776 | 0.00025017 | 0.067685 | 0.2273 | 0.13559 | 0 | -0.083273 | 0.81274 | 0.083273 | 0.31058
[9 empty] | 2014-04-01 | 20時 | 3.8476 | 0 | 0 | 0 | 0 | 0 | 0 | 0 | 0 | 0 | 0.39422 | 0 | 0 | 0 | 0 | 0 | 0 | 0 | 0 | 0.024446 | 0.023776 | 0.00067044 | 0.14104 | 0.29311 | 0.12762 | 0 | -0.068187 | 0.66551 | 0.068187 | 0.36129
[9 empty] | 2014-04-01 | 21時 | 4.1603 | 0 | 0 | 0 | 0 | 0 | 0 | 0 | 0 | 0 | 0.42626 | 0 | 0 | 0 | 0 | 0 | 0 | 0 | 0 | 0.036344 | 0.023776 | 0.012568 | 0.16291 | 0.4405 | 0.24124 | 0 | 0.079203 | -0.77302 | -0.079203 | 0.36129
[9 empty] | 2014-04-01 | 22時 | 0 | 0 | 0 | 0 | 0 | 0 | 0 | 0 | 0 | 0 | 0 | 0 | 0 | 0 | 0 | 0 | 0 | 0 | 0 | 0.036764 | 0.023776 | 0.012989 | 0.16493 | 0.38136 | 0.17966 | 0 | 0.12565 | -1.2263 | -0.12565 | 0.25571
[9 empty] | 2014-04-01 | 23時 | 0 | 0 | 0 | 0 | 0 | 0 | 0 | 0 | 0 | 0 | 0 | 0 | 0 | 0 | 0 | 0 | 0 | 0 | 0 | 0.03039 | 0.023776 | 0.0066144 | 0.1312 | 0.31942 | 0.15783 | 0 | 0.13906 | -1.3572 | -0.13906 | 0.18036
[9 empty] | 2014-04-02 | 0時 | 0 | 0 | 0 | 0 | 0 | 0 | 0 | 0 | 0 | 0 | 0 | 0 | 0 | 0 | 0 | 0 | 0 | 0 | 0 | 0.024026 | 0.023776 | 0.00025017 | 0 | 0.18186 | 0.15783 | 0 | 0.11376 | -1.1103 | -0.11376 | 0.068101
[9 empty] | 2014-04-02 | 1時 | 0 | 0 | 0 | 0 | 0 | 0 | 0 | 0 | 0 | 0 | 0 | 0 | 0 | 0 | 0 | 0 | 0 | 0 | 0 | 0.024026 | 0.023776 | 0.00025017 | 0 | 0.072356 | 0.04833 | 0 | 0.041717 | -0.40716 | -0.041717 | 0.03064
[9 empty] | 2014-04-02 | 2時 | 0 | 0 | 0 | 0 | 0 | 0 | 0 | 0 | 0 | 0 | 0 | 0 | 0 | 0 | 0 | 0 | 0 | 0 | 0 | 0.024026 | 0.023776 | 0.00025017 | 0 | 0.080156 | 0.05613 | 0 | 0.046848 | -0.45724 | -0.046848 | 0.033308
[9 empty] | 2014-04-02 | 3時 | 0 | 0 | 0 | 0 | 0 | 0 | 0 | 0 | 0 | 0 | 0 | 0 | 0 | 0 | 0 | 0 | 0 | 0 | 0 | 0.024026 | 0.023776 | 0.00025017 | 0 | 0.080156 | 0.05613 | 0 | 0.046848 | -0.45724 | -0.046848 | 0.033308
[9 empty] | 2014-04-02 | 4時 | 0 | 0 | 0 | 0 | 0 | 0 | 0 | 0 | 0 | 0 | 0 | 0 | 0 | 0 | 0 | 0 | 0 | 0 | 0 | 0.024026 | 0.023776 | 0.00025017 | 0 | 0.072356 | 0.04833 | 0 | 0.041717 | -0.40716 | -0.041717 | 0.03064
[9 empty] | 2014-04-02 | 5時 | 0 | 0 | 0 | 0 | 0 | 0 | 0 | 0 | 0 | 0 | 0 | 0 | 0 | 0 | 0 | 0 | 0 | 0 | 0 | 0.024026 | 0.023776 | 0.00025017 | 0 | 0.080156 | 0.05613 | 0 | 0.046848 | -0.45724 | -0.046848 | 0.033308
[9 empty] | 2014-04-02 | 6時 | 0 | 0 | 0 | 0 | 0 | 0 | 0 | 0 | 0 | 0 | 0 | 0 | 0 | 0 | 0 | 0 | 0 | 0 | 0 | 0.024446 | 0.023776 | 0.00067044 | 0.018231 | 0.15865 | 0.11597 | 0 | 0.081893 | -0.79927 | -0.081893 | 0.076754
[9 empty] | 2014-04-02 | 7時 | 14.527 | 0 | 0 | 0 | 0 | 0 | 0 | 0 | 0 | 0 | 1.4884 | 0 | 0 | 0 | 0 | 0 | 0 | 0 | 0 | 0.024446 | 0.023776 | 0.00067044 | 0.054439 | 0.34926 | 0.27038 | 0 | 0.022852 | -0.22303 | -0.022852 | 0.32641
[9 empty] | 2014-04-02 | 8時 | 5.3204 | 0 | 0 | 0 | 0 | 0 | 0 | 0 | 0 | 0 | 0.54512 | 0 | 0 | 0 | 0 | 0 | 0 | 0 | 0 | 0.037875 | 0.023776 | 0.014099 | 0.13781 | 0.50836 | 0.33267 | 0 | 0.18195 | -1.7758 | -0.18195 | 0.32641
[9 empty] | 2014-04-02 | 9時 | 2.5031 | 0 | 0 | 0 | 0 | 0 | 0 | 0 | 0 | 0 | 0.25647 | 0 | 0 | 0 | 0 | 0 | 0 | 0 | 0 | 0.024026 | 0.023776 | 0.00025017 | 0.072039 | 0.15219 | 0.05613 | 0 | -0.10586 | 1.0331 | 0.10586 | 0.25805
[9 empty] | 2014-04-02 | 10時 | 2.1893 | 0 | 0 | 0 | 0 | 0 | 0 | 0 | 0 | 0 | 0.22431 | 0 | 0 | 0 | 0 | 0 | 0 | 0 | 0 | 0.024026 | 0.023776 | 0.00025017 | 0 | 0.072356 | 0.04833 | 0 | -0.11175 | 1.0907 | 0.11175 | 0.18411
[9 empty] | 2014-04-02 | 11時 | 1.3522 | 0 | 0 | 0 | 0 | 0 | 0 | 0 | 0 | 0 | 0.13854 | 0 | 0 | 0 | 0 | 0 | 0 | 0 | 0 | 0.024026 | 0.023776 | 0.00025017 | 0 | 0.080156 | 0.05613 | 0 | -0.047934 | 0.46783 | 0.047934 | 0.12809
[9 empty] | 2014-04-02 | 12時 | 0.52992 | 0 | 0 | 0 | 0 | 0 | 0 | 0 | 0 | 0 | 0.054295 | 0 | 0 | 0 | 0 | 0 | 0 | 0 | 0 | 0.024026 | 0.023776 | 0.00025017 | 0 | 0.080156 | 0.05613 | 0 | 0.0097109 | -0.094779 | -0.0097109 | 0.070445
[9 empty] | 2014-04-02 | 13時 | 0 | 0 | 0 | 0 | 0 | 0 | 0 | 0 | 0 | 0 | 0 | 0 | 0 | 0 | 0 | 0 | 0 | 0 | 0 | 0.024026 | 0.023776 | 0.00025017 | 0 | 0.072356 | 0.04833 | 0 | 0.041717 | -0.40716 | -0.041717 | 0.03064
[9 empty] | 2014-04-02 | 14時 | 0 | 0 | 0 | 0 | 0 | 0 | 0 | 0 | 0 | 0 | 0 | 0 | 0 | 0 | 0 | 0 | 0 | 0 | 0 | 0.024026 | 0.023776 | 0.00025017 | 0 | 0.080156 | 0.05613 | 0 | 0.046848 | -0.45724 | -0.046848 | 0.033308
[9 empty] | 2014-04-02 | 15時 | 1.333 | 0 | 0 | 0 | 0 | 0 | 0 | 0 | 0 | 0 | 0.13658 | 0 | 0 | 0 | 0 | 0 | 0 | 0 | 0 | 0.024026 | 0.023776 | 0.00025017 | 0 | 0.080156 | 0.05613 | 0 | -0.046591 | 0.45473 | 0.046591 | 0.12675
[9 empty] | 2014-04-02 | 16時 | 1.4053 | 0 | 0 | 0 | 0 | 0 | 0 | 0 | 0 | 0 | 0.14399 | 0 | 0 | 0 | 0 | 0 | 0 | 0 | 0 | 0.024026 | 0.023776 | 0.00025017 | 0 | 0.072356 | 0.04833 | 0 | -0.056791 | 0.55428 | 0.056791 | 0.12915
[9 empty] | 2014-04-02 | 17時 | 1.7693 | 0 | 0 | 0 | 0 | 0 | 0 | 0 | 0 | 0 | 0.18128 | 0 | 0 | 0 | 0 | 0 | 0 | 0 | 0 | 0.024026 | 0.023776 | 0.00025017 | 0 | 0.080156 | 0.05613 | 0 | -0.077163 | 0.75312 | 0.077163 | 0.15732
[9 empty] | 2014-04-02 | 18時 | 0.82649 | 0 | 0 | 0 | 0 | 0 | 0 | 0 | 0 | 0 | 0.084681 | 0 | 0 | 0 | 0 | 0 | 0 | 0 | 0 | 0.024026 | 0.023776 | 0.00025017 | 0 | 0.080156 | 0.05613 | 0 | -0.011073 | 0.10808 | 0.011073 | 0.09123
[9 empty] | 2014-04-02 | 19時 | 2.7948 | 0 | 0 | 0 | 0 | 0 | 0 | 0 | 0 | 0 | 0.28635 | 0 | 0 | 0 | 0 | 0 | 0 | 0 | 0 | 0.024026 | 0.023776 | 0.00025017 | 0 | 0.072356 | 0.04833 | 0 | -0.15419 | 1.5049 | 0.15419 | 0.22654
[9 empty] | 2014-04-02 | 20時 | 2.7674 | 0 | 0 | 0 | 0 | 0 | 0 | 0 | 0 | 0 | 0.28355 | 0 | 0 | 0 | 0 | 0 | 0 | 0 | 0 | 0.024857 | 0.023776 | 0.0010807 | 0.035316 | 0.26512 | 0.20494 | 0 | -0.061295 | 0.59824 | 0.061295 | 0.32641
[9 empty] | 2014-04-02 | 21時 | 2.9632 | 0 | 0 | 0 | 0 | 0 | 0 | 0 | 0 | 0 | 0.30361 | 0 | 0 | 0 | 0 | 0 | 0 | 0 | 0 | 0.024446 | 0.023776 | 0.00067044 | 0.091389 | 0.35706 | 0.24122 | 0 | 0.030646 | -0.2991 | -0.030646 | 0.32641
[9 empty] | 2014-04-02 | 22時 | 0 | 0 | 0 | 0 | 0 | 0 | 0 | 0 | 0 | 0 | 0 | 0 | 0 | 0 | 0 | 0 | 0 | 0 | 0 | 0.030811 | 0.023776 | 0.0070347 | 0.16493 | 0.2469 | 0.051159 | 0 | 0.090503 | -0.88331 | -0.090503 | 0.1564
[9 empty] | 2014-04-02 | 23時 | 0 | 0 | 0 | 0 | 0 | 0 | 0 | 0 | 0 | 0 | 0 | 0 | 0 | 0 | 0 | 0 | 0 | 0 | 0 | 0.036344 | 0.023776 | 0.012568 | 0.13218 | 0.38619 | 0.21767 | 0 | 0.18855 | -1.8402 | -0.18855 | 0.19765
[9 empty] | 2014-04-03 | 0時 | 0 | 0 | 0 | 0 | 0 | 0 | 0 | 0 | 0 | 0 | 0 | 0 | 0 | 0 | 0 | 0 | 0 | 0 | 0 | 0.024026 | 0.023776 | 0.00025017 | 0.045276 | 0.22713 | 0.15783 | 0 | 0.11871 | -1.1586 | -0.11871 | 0.10842
[9 empty] | 2014-04-03 | 1時 | 0 | 0 | 0 | 0 | 0 | 0 | 0 | 0 | 0 | 0 | 0 | 0 | 0 | 0 | 0 | 0 | 0 | 0 | 0 | 0.024026 | 0.023776 | 0.00025017 | 0 | 0.072356 | 0.04833 | 0 | 0.037945 | -0.37035 | -0.037945 | 0.034411
[9 empty] | 2014-04-03 | 2時 | 0 | 0 | 0 | 0 | 0 | 0 | 0 | 0 | 0 | 0 | 0 | 0 | 0 | 0 | 0 | 0 | 0 | 0 | 0 | 0.024026 | 0.023776 | 0.00025017 | 0 | 0.080156 | 0.05613 | 0 | 0.04286 | -0.41831 | -0.04286 | 0.037297
[9 empty] | 2014-04-03 | 3時 | 0 | 0 | 0 | 0 | 0 | 0 | 0 | 0 | 0 | 0 | 0 | 0 | 0 | 0 | 0 | 0 | 0 | 0 | 0 | 0.024026 | 0.023776 | 0.00025017 | 0 | 0.080156 | 0.05613 | 0 | 0.04286 | -0.41831 | -0.04286 | 0.037297
[9 empty] | 2014-04-03 | 4時 | 0 | 0 | 0 | 0 | 0 | 0 | 0 | 0 | 0 | 0 | 0 | 0 | 0 | 0 | 0 | 0 | 0 | 0 | 0 | 0.024026 | 0.023776 | 0.00025017 | 0 | 0.072356 | 0.04833 | 0 | 0.037945 | -0.37035 | -0.037945 | 0.034411
[9 empty] | 2014-04-03 | 5時 | 12.8365 | 0 | 0 | 0 | 0 | 0 | 0 | 0 | 0 | 0 | 1.3152 | 0 | 0 | 0 | 0 | 0 | 0 | 0 | 0 | 0.024026 | 0.023776 | 0.00025017 | 0 | 0.080156 | 0.05613 | 0 | -0.2741 | 2.6752 | 0.2741 | 0.35425
[9 empty] | 2014-04-03 | 6時 | 2.2193 | 0 | 0 | 0 | 0 | 0 | 0 | 0 | 0 | 0 | 0.22739 | 0 | 0 | 0 | 0 | 0 | 0 | 0 | 0 | 0.03053 | 0.023776 | 0.0067545 | 0.018231 | 0.30998 | 0.26122 | 0 | -0.015027 | 0.14666 | 0.015027 | 0.32501
[9 empty] | 2014-04-03 | 7時 | 1.5475 | 0 | 0 | 0 | 0 | 0 | 0 | 0 | 0 | 0 | 0.15855 | 0 | 0 | 0 | 0 | 0 | 0 | 0 | 0 | 0.024857 | 0.023776 | 0.0010807 | 0.11469 | 0.3877 | 0.24816 | 0 | 0.041343 | -0.40351 | -0.041343 | 0.34636
[9 empty] | 2014-04-03 | 8時 | 1.1405 | 0 | 0 | 0 | 0 | 0 | 0 | 0 | 0 | 0 | 0.11685 | 0 | 0 | 0 | 0 | 0 | 0 | 0 | 0 | 0.024857 | 0.023776 | 0.0010807 | 0.064563 | 0.2343 | 0.14488 | 0 | 0.016167 | -0.15779 | -0.016167 | 0.21813
[9 empty] | 2014-04-03 | 9時 | 0 | 0 | 0 | 0 | 0 | 0 | 0 | 0 | 0 | 0 | 0 | 0 | 0 | 0 | 0 | 0 | 0 | 0 | 0 | 0.024026 | 0.023776 | 0.00025017 | 0.16544 | 0.52635 | 0.33688 | 0 | 0.24957 | -2.4358 | -0.24957 | 0.27678
[9 empty] | 2014-04-03 | 10時 | 0 | 0 | 0 | 0 | 0 | 0 | 0 | 0 | 0 | 0 | 0 | 0 | 0 | 0 | 0 | 0 | 0 | 0 | 0 | 0.024446 | 0.023776 | 0.00067044 | 0.053027 | 0.1258 | 0.04833 | 0 | 0.051861 | -0.50616 | -0.051861 | 0.073943
[9 empty] | 2014-04-03 | 11時 | 0.52857 | 0 | 0 | 0 | 0 | 0 | 0 | 0 | 0 | 0 | 0.054157 | 0 | 0 | 0 | 0 | 0 | 0 | 0 | 0 | 0.024026 | 0.023776 | 0.00025017 | 0.0026381 | 0.082794 | 0.05613 | 0 | 0.0034873 | -0.034036 | -0.0034873 | 0.079307
[9 empty] | 2014-04-03 | 12時 | 0.50527 | 0 | 0 | 0 | 0 | 0 | 0 | 0 | 0 | 0 | 0.051769 | 0 | 0 | 0 | 0 | 0 | 0 | 0 | 0 | 0.03053 | 0.023776 | 0.0067545 | 0.029502 | 0.33286 | 0.27283 | 0 | 0.12298 | -1.2003 | -0.12298 | 0.20988
[9 empty] | 2014-04-03 | 13時 | 0 | 0 | 0 | 0 | 0 | 0 | 0 | 0 | 0 | 0 | 0 | 0 | 0 | 0 | 0 | 0 | 0 | 0 | 0 | 0.024446 | 0.023776 | 0.00067044 | 0.058042 | 0.13082 | 0.04833 | 0 | 0.053169 | -0.51893 | -0.053169 | 0.077649
[9 empty] | 2014-04-03 | 14時 | 0 | 0 | 0 | 0 | 0 | 0 | 0 | 0 | 0 | 0 | 0 | 0 | 0 | 0 | 0 | 0 | 0 | 0 | 0 | 0.024026 | 0.023776 | 0.00025017 | 0.024487 | 0.10464 | 0.05613 | 0 | 0.049231 | -0.48049 | -0.049231 | 0.055413
[9 empty] | 2014-04-03 | 15時 | 0.51453 | 0 | 0 | 0 | 0 | 0 | 0 | 0 | 0 | 0 | 0.052718 | 0 | 0 | 0 | 0 | 0 | 0 | 0 | 0 | 0.024026 | 0.023776 | 0.00025017 | 0 | 0.080156 | 0.05613 | 0 | 0.0038663 | -0.037735 | -0.0038663 | 0.07629
[9 empty] | 2014-04-03 | 16時 | 0.5184 | 0 | 0 | 0 | 0 | 0 | 0 | 0 | 0 | 0 | 0.053114 | 0 | 0 | 0 | 0 | 0 | 0 | 0 | 0 | 0.024446 | 0.023776 | 0.00067044 | 0.033816 | 0.10659 | 0.04833 | 0 | 0.0075744 | -0.073926 | -0.0075744 | 0.099018
[9 empty] | 2014-04-03 | 17時 | 1.4691 | 0 | 0 | 0 | 0 | 0 | 0 | 0 | 0 | 0 | 0.15052 | 0 | 0 | 0 | 0 | 0 | 0 | 0 | 0 | 0.024446 | 0.023776 | 0.00067044 | 0.056835 | 0.28621 | 0.20493 | 0 | 0.012676 | -0.12372 | -0.012676 | 0.27353
[9 empty] | 2014-04-03 | 18時 | 0.96211 | 0 | 0 | 0 | 0 | 0 | 0 | 0 | 0 | 0 | 0.098577 | 0 | 0 | 0 | 0 | 0 | 0 | 0 | 0 | 0.036624 | 0.023776 | 0.012849 | 0.066494 | 0.4419 | 0.33878 | 0 | 0.10027 | -0.97862 | -0.10027 | 0.34163
[9 empty] | 2014-04-03 | 19時 | 1.546 | 0 | 0 | 0 | 0 | 0 | 0 | 0 | 0 | 0 | 0.1584 | 0 | 0 | 0 | 0 | 0 | 0 | 0 | 0 | 0.036624 | 0.023776 | 0.012849 | 0.16307 | 0.33458 | 0.13488 | 0 | 0.036966 | -0.36079 | -0.036966 | 0.29761
[9 empty] | 2014-04-03 | 20時 | 2.0341 | 0 | 0 | 0 | 0 | 0 | 0 | 0 | 0 | 0 | 0.20841 | 0 | 0 | 0 | 0 | 0 | 0 | 0 | 0 | 0.024446 | 0.023776 | 0.00067044 | 0.088224 | 0.24028 | 0.12761 | 0 | -0.065374 | 0.63805 | 0.065374 | 0.30565
[9 empty] | 2014-04-03 | 21時 | 2.9799 | 0 | 0 | 0 | 0 | 0 | 0 | 0 | 0 | 0 | 0.30532 | 0 | 0 | 0 | 0 | 0 | 0 | 0 | 0 | 0.024446 | 0.023776 | 0.00067044 | 0.14284 | 0.35471 | 0.18743 | 0 | 0.00045578 | -0.0044484 | -0.00045578 | 0.35425
[9 empty] | 2014-04-03 | 22時 | 2.4586 | 0 | 0 | 0 | 0 | 0 | 0 | 0 | 0 | 0 | 0.2519 | 0 | 0 | 0 | 0 | 0 | 0 | 0 | 0 | 0.036344 | 0.023776 | 0.012568 | 0.16493 | 0.39307 | 0.19179 | 0 | 0.038813 | -0.37881 | -0.038813 | 0.35425
[9 empty] | 2014-04-03 | 23時 | 0 | 0 | 0 | 0 | 0 | 0 | 0 | 0 | 0 | 0 | 0 | 0 | 0 | 0 | 0 | 0 | 0 | 0 | 0 | 0.037175 | 0.023776 | 0.013399 | 0.17268 | 0.42753 | 0.21768 | 0 | 0.17995 | -1.7563 | -0.17995 | 0.24759
[9 empty] | 2014-04-04 | 0時 | 0 | 0 | 0 | 0 | 0 | 0 | 0 | 0 | 0 | 0 | 0 | 0 | 0 | 0 | 0 | 0 | 0 | 0 | 0 | 0.024026 | 0.023776 | 0.00025017 | 0.045276 | 0.22713 | 0.15783 | 0 | 0.13347 | -1.3027 | -0.13347 | 0.093663
[9 empty] | 2014-04-04 | 1時 | 0 | 0 | 0 | 0 | 0 | 0 | 0 | 0 | 0 | 0 | 0 | 0 | 0 | 0 | 0 | 0 | 0 | 0 | 0 | 0.024026 | 0.023776 | 0.00025017 | 0 | 0.072356 | 0.04833 | 0 | 0.043904 | -0.4285 | -0.043904 | 0.028453
[9 empty] | 2014-04-04 | 2時 | 0 | 0 | 0 | 0 | 0 | 0 | 0 | 0 | 0 | 0 | 0 | 0 | 0 | 0 | 0 | 0 | 0 | 0 | 0 | 0.024026 | 0.023776 | 0.00025017 | 0 | 0.080156 | 0.05613 | 0 | 0.049161 | -0.47981 | -0.049161 | 0.030995
[9 empty] | 2014-04-04 | 3時 | 0 | 0 | 0 | 0 | 0 | 0 | 0 | 0 | 0 | 0 | 0 | 0 | 0 | 0 | 0 | 0 | 0 | 0 | 0 | 0.024026 | 0.023776 | 0.00025017 | 0 | 0.080156 | 0.05613 | 0 | 0.049161 | -0.47981 | -0.049161 | 0.030995
[9 empty] | 2014-04-04 | 4時 | 0 | 0 | 0 | 0 | 0 | 0 | 0 | 0 | 0 | 0 | 0 | 0 | 0 | 0 | 0 | 0 | 0 | 0 | 0 | 0.024026 | 0.023776 | 0.00025017 | 0 | 0.072356 | 0.04833 | 0 | 0.043904 | -0.4285 | -0.043904 | 0.028453
[9 empty] | 2014-04-04 | 5時 | 9.9989 | 0 | 0 | 0 | 0 | 0 | 0 | 0 | 0 | 0 | 1.0245 | 0 | 0 | 0 | 0 | 0 | 0 | 0 | 0 | 0.024026 | 0.023776 | 0.00025017 | 0 | 0.080156 | 0.05613 | 0 | -0.23011 | 2.2459 | 0.23011 | 0.31027
[9 empty] | 2014-04-04 | 6時 | 2.0054 | 0 | 0 | 0 | 0 | 0 | 0 | 0 | 0 | 0 | 0.20547 | 0 | 0 | 0 | 0 | 0 | 0 | 0 | 0 | 0.03053 | 0.023776 | 0.0067545 | 0.018231 | 0.30998 | 0.26122 | 0 | 0.039772 | -0.38817 | -0.039772 | 0.27021
[9 empty] | 2014-04-04 | 7時 | 0.91938 | 0 | 0 | 0 | 0 | 0 | 0 | 0 | 0 | 0 | 0.094199 | 0 | 0 | 0 | 0 | 0 | 0 | 0 | 0 | 0.024857 | 0.023776 | 0.0010807 | 0.11469 | 0.3877 | 0.24816 | 0 | 0.12633 | -1.233 | -0.12633 | 0.26137
[9 empty] | 2014-04-04 | 8時 | 0.55152 | 0 | 0 | 0 | 0 | 0 | 0 | 0 | 0 | 0 | 0.056508 | 0 | 0 | 0 | 0 | 0 | 0 | 0 | 0 | 0.024857 | 0.023776 | 0.0010807 | 0.064563 | 0.2343 | 0.14488 | 0 | 0.083298 | -0.81299 | -0.083298 | 0.151
[9 empty] | 2014-04-04 | 9時 | 0 | 0 | 0 | 0 | 0 | 0 | 0 | 0 | 0 | 0 | 0 | 0 | 0 | 0 | 0 | 0 | 0 | 0 | 0 | 0.024026 | 0.023776 | 0.00025017 | 0.16544 | 0.52635 | 0.33688 | 0 | 0.28434 | -2.7752 | -0.28434 | 0.24201
[9 empty] | 2014-04-04 | 10時 | 0 | 0 | 0 | 0 | 0 | 0 | 0 | 0 | 0 | 0 | 0 | 0 | 0 | 0 | 0 | 0 | 0 | 0 | 0 | 0.024446 | 0.023776 | 0.00067044 | 0.053027 | 0.1258 | 0.04833 | 0 | 0.06252 | -0.61019 | -0.06252 | 0.063284
[9 empty] | 2014-04-04 | 11時 | 0.52491 | 0 | 0 | 0 | 0 | 0 | 0 | 0 | 0 | 0 | 0.053781 | 0 | 0 | 0 | 0 | 0 | 0 | 0 | 0 | 0.024026 | 0.023776 | 0.00025017 | 0.0026381 | 0.082794 | 0.05613 | 0 | 0.015029 | -0.14668 | -0.015029 | 0.067765
[9 empty] | 2014-04-04 | 12時 | 0.52332 | 0 | 0 | 0 | 0 | 0 | 0 | 0 | 0 | 0 | 0.053619 | 0 | 0 | 0 | 0 | 0 | 0 | 0 | 0 | 0.03053 | 0.023776 | 0.0067545 | 0.029502 | 0.33286 | 0.27283 | 0 | 0.1486 | -1.4503 | -0.1486 | 0.18426
[9 empty] | 2014-04-04 | 13時 | 0 | 0 | 0 | 0 | 0 | 0 | 0 | 0 | 0 | 0 | 0 | 0 | 0 | 0 | 0 | 0 | 0 | 0 | 0 | 0.024446 | 0.023776 | 0.00067044 | 0.058042 | 0.13082 | 0.04833 | 0 | 0.064269 | -0.62726 | -0.064269 | 0.06655
[9 empty] | 2014-04-04 | 14時 | 0 | 0 | 0 | 0 | 0 | 0 | 0 | 0 | 0 | 0 | 0 | 0 | 0 | 0 | 0 | 0 | 0 | 0 | 0 | 0.024026 | 0.023776 | 0.00025017 | 0.024487 | 0.10464 | 0.05613 | 0 | 0.057686 | -0.56302 | -0.057686 | 0.046957
[9 empty] | 2014-04-04 | 15時 | 0.52354 | 0 | 0 | 0 | 0 | 0 | 0 | 0 | 0 | 0 | 0.053641 | 0 | 0 | 0 | 0 | 0 | 0 | 0 | 0 | 0.024026 | 0.023776 | 0.00025017 | 0 | 0.080156 | 0.05613 | 0 | 0.014203 | -0.13862 | -0.014203 | 0.065954
[9 empty] | 2014-04-04 | 16時 | 0.53137 | 0 | 0 | 0 | 0 | 0 | 0 | 0 | 0 | 0 | 0.054444 | 0 | 0 | 0 | 0 | 0 | 0 | 0 | 0 | 0.024446 | 0.023776 | 0.00067044 | 0.033816 | 0.10659 | 0.04833 | 0 | 0.020348 | -0.1986 | -0.020348 | 0.086244
[9 empty] | 2014-04-04 | 17時 | 1.3983 | 0 | 0 | 0 | 0 | 0 | 0 | 0 | 0 | 0 | 0.14327 | 0 | 0 | 0 | 0 | 0 | 0 | 0 | 0 | 0.024446 | 0.023776 | 0.00067044 | 0.056835 | 0.28621 | 0.20493 | 0 | 0.05179 | -0.50547 | -0.05179 | 0.23442
[9 empty] | 2014-04-04 | 18時 | 1.1411 | 0 | 0 | 0 | 0 | 0 | 0 | 0 | 0 | 0 | 0.11692 | 0 | 0 | 0 | 0 | 0 | 0 | 0 | 0 | 0.036624 | 0.023776 | 0.012849 | 0.066494 | 0.4419 | 0.33878 | 0 | 0.13163 | -1.2847 | -0.13163 | 0.31027
[9 empty] | 2014-04-04 | 19時 | 1.742 | 0 | 0 | 0 | 0 | 0 | 0 | 0 | 0 | 0 | 0.17849 | 0 | 0 | 0 | 0 | 0 | 0 | 0 | 0 | 0.036624 | 0.023776 | 0.012849 | 0.16307 | 0.33458 | 0.13488 | 0 | 0.072248 | -0.70514 | -0.072248 | 0.26233
[9 empty] | 2014-04-04 | 20時 | 2.3323 | 0 | 0 | 0 | 0 | 0 | 0 | 0 | 0 | 0 | 0.23896 | 0 | 0 | 0 | 0 | 0 | 0 | 0 | 0 | 0.024446 | 0.023776 | 0.00067044 | 0.088224 | 0.24028 | 0.12761 | 0 | -0.047075 | 0.45946 | 0.047075 | 0.28736
[9 empty] | 2014-04-04 | 21時 | 3.3704 | 0 | 0 | 0 | 0 | 0 | 0 | 0 | 0 | 0 | 0.34532 | 0 | 0 | 0 | 0 | 0 | 0 | 0 | 0 | 0.024446 | 0.023776 | 0.00067044 | 0.14284 | 0.35471 | 0.18743 | 0 | 0.044445 | -0.43379 | -0.044445 | 0.31027
[9 empty] | 2014-04-04 | 22時 | 2.6803 | 0 | 0 | 0 | 0 | 0 | 0 | 0 | 0 | 0 | 0.27462 | 0 | 0 | 0 | 0 | 0 | 0 | 0 | 0 | 0.036344 | 0.023776 | 0.012568 | 0.16493 | 0.39307 | 0.19179 | 0 | 0.082803 | -0.80815 | -0.082803 | 0.31027
[9 empty] | 2014-04-04 | 23時 | 0 | 0 | 0 | 0 | 0 | 0 | 0 | 0 | 0 | 0 | 0 | 0 | 0 | 0 | 0 | 0 | 0 | 0 | 0 | 0.037175 | 0.023776 | 0.013399 | 0.17268 | 0.42753 | 0.21768 | 0 | 0.21125 | -2.0618 | -0.21125 | 0.21628
[9 empty] | 2014-04-05 | 0時 | 0 | 0 | 0 | 0 | 0 | 0 | 0 | 0 | 0 | 0 | 0 | 0 | 0 | 0 | 0 | 0 | 0 | 0 | 0 | 0.024026 | 0.023776 | 0.00025017 | 0.045276 | 0.22713 | 0.15783 | 0 | 0.11678 | -1.1398 | -0.11678 | 0.11035
[9 empty] | 2014-04-05 | 1時 | 0 | 0 | 0 | 0 | 0 | 0 | 0 | 0 | 0 | 0 | 0 | 0 | 0 | 0 | 0 | 0 | 0 | 0 | 0 | 0.024026 | 0.023776 | 0.00025017 | 0 | 0.072356 | 0.04833 | 0 | 0.037165 | -0.36273 | -0.037165 | 0.035191
[9 empty] | 2014-04-05 | 2時 | 0 | 0 | 0 | 0 | 0 | 0 | 0 | 0 | 0 | 0 | 0 | 0 | 0 | 0 | 0 | 0 | 0 | 0 | 0 | 0.024026 | 0.023776 | 0.00025017 | 0 | 0.080156 | 0.05613 | 0 | 0.042035 | -0.41026 | -0.042035 | 0.038122
[9 empty] | 2014-04-05 | 3時 | 0 | 0 | 0 | 0 | 0 | 0 | 0 | 0 | 0 | 0 | 0 | 0 | 0 | 0 | 0 | 0 | 0 | 0 | 0 | 0.024026 | 0.023776 | 0.00025017 | 0 | 0.080156 | 0.05613 | 0 | 0.042035 | -0.41026 | -0.042035 | 0.038122
[9 empty] | 2014-04-05 | 4時 | 0 | 0 | 0 | 0 | 0 | 0 | 0 | 0 | 0 | 0 | 0 | 0 | 0 | 0 | 0 | 0 | 0 | 0 | 0 | 0.024026 | 0.023776 | 0.00025017 | 0 | 0.072356 | 0.04833 | 0 | 0.037165 | -0.36273 | -0.037165 | 0.035191
[9 empty] | 2014-04-05 | 5時 | 18.0912 | 0.47908 | 0 | 0 | 0 | 0 | 0 | 0 | 0 | 0 | 1.8045 | 0 | 0 | 0 | 0 | 0 | 0 | 0 | 0 | 0.024026 | 0.023776 | 0.00025017 | 0 | 0.080156 | 0.05613 | 0 | -0.27986 | 2.7314 | 0.27986 | 0.36001
[9 empty] | 2014-04-05 | 6時 | 3.0395 | 0 | 0 | 0 | 0 | 0 | 0 | 0 | 0 | 0 | 0.31142 | 0 | 0 | 0 | 0 | 0 | 0 | 0 | 0 | 0.03053 | 0.023776 | 0.0067545 | 0.018231 | 0.30998 | 0.26122 | 0 | -0.050031 | 0.4883 | 0.050031 | 0.36001
[9 empty] | 2014-04-05 | 7時 | 2.3641 | 0 | 0 | 0 | 0 | 0 | 0 | 0 | 0 | 0 | 0.24223 | 0 | 0 | 0 | 0 | 0 | 0 | 0 | 0 | 0.024857 | 0.023776 | 0.0010807 | 0.11469 | 0.3877 | 0.24816 | 0 | 0.027691 | -0.27026 | -0.027691 | 0.36001
[9 empty] | 2014-04-05 | 8時 | 1.8472 | 0 | 0 | 0 | 0 | 0 | 0 | 0 | 0 | 0 | 0.18926 | 0 | 0 | 0 | 0 | 0 | 0 | 0 | 0 | 0.024857 | 0.023776 | 0.0010807 | 0.064563 | 0.2343 | 0.14488 | 0 | -0.041867 | 0.40863 | 0.041867 | 0.27616
[9 empty] | 2014-04-05 | 9時 | 0 | 0 | 0 | 0 | 0 | 0 | 0 | 0 | 0 | 0 | 0 | 0 | 0 | 0 | 0 | 0 | 0 | 0 | 0 | 0.024026 | 0.023776 | 0.00025017 | 0.16544 | 0.52635 | 0.33688 | 0 | 0.24501 | -2.3913 | -0.24501 | 0.28134
[9 empty] | 2014-04-05 | 10時 | 0 | 0 | 0 | 0 | 0 | 0 | 0 | 0 | 0 | 0 | 0 | 0 | 0 | 0 | 0 | 0 | 0 | 0 | 0 | 0.024446 | 0.023776 | 0.00067044 | 0.053027 | 0.1258 | 0.04833 | 0 | 0.050465 | -0.49254 | -0.050465 | 0.075338
[9 empty] | 2014-04-05 | 11時 | 1.9364 | 0 | 0 | 0 | 0 | 0 | 0 | 0 | 0 | 0 | 0.1984 | 0 | 0 | 0 | 0 | 0 | 0 | 0 | 0 | 0.024026 | 0.023776 | 0.00025017 | 0.0026381 | 0.082794 | 0.05613 | 0 | -0.10634 | 1.0379 | 0.10634 | 0.18914
[9 empty] | 2014-04-05 | 12時 | 0.90407 | 0 | 0 | 0 | 0 | 0 | 0 | 0 | 0 | 0 | 0.09263 | 0 | 0 | 0 | 0 | 0 | 0 | 0 | 0 | 0.03053 | 0.023776 | 0.0067545 | 0.029502 | 0.33286 | 0.27283 | 0 | 0.088776 | -0.86645 | -0.088776 | 0.24409
[9 empty] | 2014-04-05 | 13時 | 0 | 0 | 0 | 0 | 0 | 0 | 0 | 0 | 0 | 0 | 0 | 0 | 0 | 0 | 0 | 0 | 0 | 0 | 0 | 0.024446 | 0.023776 | 0.00067044 | 0.058042 | 0.13082 | 0.04833 | 0 | 0.051716 | -0.50475 | -0.051716 | 0.079103
[9 empty] | 2014-04-05 | 14時 | 0 | 0 | 0 | 0 | 0 | 0 | 0 | 0 | 0 | 0 | 0 | 0 | 0 | 0 | 0 | 0 | 0 | 0 | 0 | 0.024026 | 0.023776 | 0.00025017 | 0.024487 | 0.10464 | 0.05613 | 0 | 0.048124 | -0.46969 | -0.048124 | 0.05652
[9 empty] | 2014-04-05 | 15時 | 1.3086 | 0 | 0 | 0 | 0 | 0 | 0 | 0 | 0 | 0 | 0.13408 | 0 | 0 | 0 | 0 | 0 | 0 | 0 | 0 | 0.024026 | 0.023776 | 0.00025017 | 0 | 0.080156 | 0.05613 | 0 | -0.058682 | 0.57274 | 0.058682 | 0.13884
[9 empty] | 2014-04-05 | 16時 | 1.0445 | 0 | 0 | 0 | 0 | 0 | 0 | 0 | 0 | 0 | 0.10702 | 0 | 0 | 0 | 0 | 0 | 0 | 0 | 0 | 0.024446 | 0.023776 | 0.00067044 | 0.033816 | 0.10659 | 0.04833 | 0 | -0.034703 | 0.3387 | 0.034703 | 0.1413
[9 empty] | 2014-04-05 | 17時 | 2.8585 | 0 | 0 | 0 | 0 | 0 | 0 | 0 | 0 | 0 | 0.29288 | 0 | 0 | 0 | 0 | 0 | 0 | 0 | 0 | 0.024446 | 0.023776 | 0.00067044 | 0.056835 | 0.28621 | 0.20493 | 0 | -0.073803 | 0.72032 | 0.073803 | 0.36001
[9 empty] | 2014-04-05 | 18時 | 1.6846 | 0 | 0 | 0 | 0 | 0 | 0 | 0 | 0 | 0 | 0.17261 | 0 | 0 | 0 | 0 | 0 | 0 | 0 | 0 | 0.036624 | 0.023776 | 0.012849 | 0.066494 | 0.4419 | 0.33878 | 0 | 0.081882 | -0.79917 | -0.081882 | 0.36001
[9 empty] | 2014-04-05 | 19時 | 2.4763 | 0 | 0 | 0 | 0 | 0 | 0 | 0 | 0 | 0 | 0.25371 | 0 | 0 | 0 | 0 | 0 | 0 | 0 | 0 | 0.036624 | 0.023776 | 0.012849 | 0.16307 | 0.33458 | 0.13488 | 0 | 0.02317 | -0.22614 | -0.02317 | 0.31141
[9 empty] | 2014-04-05 | 20時 | 2.7428 | 0 | 0 | 0 | 0 | 0 | 0 | 0 | 0 | 0 | 0.28103 | 0 | 0 | 0 | 0 | 0 | 0 | 0 | 0 | 0.024446 | 0.023776 | 0.00067044 | 0.088224 | 0.24028 | 0.12761 | 0 | -0.11973 | 1.1686 | 0.11973 | 0.36001
[9 empty] | 2014-04-05 | 21時 | 3.6769 | 0 | 0 | 0 | 0 | 0 | 0 | 0 | 0 | 0 | 0.37673 | 0 | 0 | 0 | 0 | 0 | 0 | 0 | 0 | 0.024446 | 0.023776 | 0.00067044 | 0.14284 | 0.35471 | 0.18743 | 0 | -0.0053031 | 0.051758 | 0.0053031 | 0.36001
[9 empty] | 2014-04-05 | 22時 | 3.2471 | 0 | 0 | 0 | 0 | 0 | 0 | 0 | 0 | 0 | 0.3327 | 0 | 0 | 0 | 0 | 0 | 0 | 0 | 0 | 0.036344 | 0.023776 | 0.012568 | 0.16493 | 0.39307 | 0.19179 | 0 | 0.033054 | -0.32261 | -0.033054 | 0.36001
[9 empty] | 2014-04-05 | 23時 | 0 | 0 | 0 | 0 | 0 | 0 | 0 | 0 | 0 | 0 | 0 | 0 | 0 | 0 | 0 | 0 | 0 | 0 | 0 | 0.037175 | 0.023776 | 0.013399 | 0.17268 | 0.42753 | 0.21768 | 0 | 0.17585 | -1.7163 | -0.17585 | 0.25168
[9 empty] | 2014-04-06 | 0時 | 0 | 0 | 0 | 0 | 0 | 0 | 0 | 0 | 0 | 0 | 0 | 0 | 0 | 0 | 0 | 0 | 0 | 0 | 0 | 0.024026 | 0.023776 | 0.00025017 | 0.045276 | 0.22713 | 0.15783 | 0 | 0.1431 | -1.3967 | -0.1431 | 0.084031
[9 empty] | 2014-04-06 | 1時 | 0 | 0 | 0 | 0 | 0 | 0 | 0 | 0 | 0 | 0 | 0 | 0 | 0 | 0 | 0 | 0 | 0 | 0 | 0 | 0.024026 | 0.023776 | 0.00025017 | 0 | 0.072356 | 0.04833 | 0 | 0.047793 | -0.46646 | -0.047793 | 0.024564
[9 empty] | 2014-04-06 | 2時 | 0 | 0 | 0 | 0 | 0 | 0 | 0 | 0 | 0 | 0 | 0 | 0 | 0 | 0 | 0 | 0 | 0 | 0 | 0 | 0.024026 | 0.023776 | 0.00025017 | 0 | 0.080156 | 0.05613 | 0 | 0.053274 | -0.51995 | -0.053274 | 0.026882
[9 empty] | 2014-04-06 | 3時 | 0 | 0 | 0 | 0 | 0 | 0 | 0 | 0 | 0 | 0 | 0 | 0 | 0 | 0 | 0 | 0 | 0 | 0 | 0 | 0.024026 | 0.023776 | 0.00025017 | 0 | 0.080156 | 0.05613 | 0 | 0.053274 | -0.51995 | -0.053274 | 0.026882
[9 empty] | 2014-04-06 | 4時 | 0 | 0 | 0 | 0 | 0 | 0 | 0 | 0 | 0 | 0 | 0 | 0 | 0 | 0 | 0 | 0 | 0 | 0 | 0 | 0.024026 | 0.023776 | 0.00025017 | 0 | 0.072356 | 0.04833 | 0 | 0.047793 | -0.46646 | -0.047793 | 0.024564
[9 empty] | 2014-04-06 | 5時 | 13.4388 | 0 | 0 | 0 | 0 | 0 | 0 | 0 | 0 | 0 | 1.3769 | 0 | 0 | 0 | 0 | 0 | 0 | 0 | 0 | 0.024026 | 0.023776 | 0.00025017 | 0 | 0.080156 | 0.05613 | 0 | -0.2014 | 1.9657 | 0.2014 | 0.28156
[9 empty] | 2014-04-06 | 6時 | 2.2892 | 0 | 0 | 0 | 0 | 0 | 0 | 0 | 0 | 0 | 0.23455 | 0 | 0 | 0 | 0 | 0 | 0 | 0 | 0 | 0.03053 | 0.023776 | 0.0067545 | 0.018231 | 0.30998 | 0.26122 | 0 | 0.04767 | -0.46526 | -0.04767 | 0.26231
[9 empty] | 2014-04-06 | 7時 | 1.5486 | 0 | 0 | 0 | 0 | 0 | 0 | 0 | 0 | 0 | 0.15867 | 0 | 0 | 0 | 0 | 0 | 0 | 0 | 0 | 0.024857 | 0.023776 | 0.0010807 | 0.11469 | 0.3877 | 0.24816 | 0 | 0.11242 | -1.0972 | -0.11242 | 0.27528
[9 empty] | 2014-04-06 | 8時 | 1.391 | 0 | 0 | 0 | 0 | 0 | 0 | 0 | 0 | 0 | 0.14252 | 0 | 0 | 0 | 0 | 0 | 0 | 0 | 0 | 0.024857 | 0.023776 | 0.0010807 | 0.064563 | 0.2343 | 0.14488 | 0 | 0.046861 | -0.45736 | -0.046861 | 0.18744
[9 empty] | 2014-04-06 | 9時 | 0 | 0 | 0 | 0 | 0 | 0 | 0 | 0 | 0 | 0 | 0 | 0 | 0 | 0 | 0 | 0 | 0 | 0 | 0 | 0.024026 | 0.023776 | 0.00025017 | 0.16544 | 0.52635 | 0.33688 | 0 | 0.30704 | -2.9967 | -0.30704 | 0.21931
[9 empty] | 2014-04-06 | 10時 | 0 | 0 | 0 | 0 | 0 | 0 | 0 | 0 | 0 | 0 | 0 | 0 | 0 | 0 | 0 | 0 | 0 | 0 | 0 | 0.024446 | 0.023776 | 0.00067044 | 0.053027 | 0.1258 | 0.04833 | 0 | 0.069476 | -0.67809 | -0.069476 | 0.056327
[9 empty] | 2014-04-06 | 11時 | 1.4227 | 0 | 0 | 0 | 0 | 0 | 0 | 0 | 0 | 0 | 0.14576 | 0 | 0 | 0 | 0 | 0 | 0 | 0 | 0 | 0.024026 | 0.023776 | 0.00025017 | 0.0026381 | 0.082794 | 0.05613 | 0 | -0.032286 | 0.31511 | 0.032286 | 0.11508
[9 empty] | 2014-04-06 | 12時 | 0.62606 | 0 | 0 | 0 | 0 | 0 | 0 | 0 | 0 | 0 | 0.064146 | 0 | 0 | 0 | 0 | 0 | 0 | 0 | 0 | 0.03053 | 0.023776 | 0.0067545 | 0.029502 | 0.33286 | 0.27283 | 0 | 0.15995 | -1.5612 | -0.15995 | 0.17291
[9 empty] | 2014-04-06 | 13時 | 0 | 0 | 0 | 0 | 0 | 0 | 0 | 0 | 0 | 0 | 0 | 0 | 0 | 0 | 0 | 0 | 0 | 0 | 0 | 0.024446 | 0.023776 | 0.00067044 | 0.058042 | 0.13082 | 0.04833 | 0 | 0.071513 | -0.69797 | -0.071513 | 0.059305
[9 empty] | 2014-04-06 | 14時 | 0 | 0 | 0 | 0 | 0 | 0 | 0 | 0 | 0 | 0 | 0 | 0 | 0 | 0 | 0 | 0 | 0 | 0 | 0 | 0.024026 | 0.023776 | 0.00025017 | 0.024487 | 0.10464 | 0.05613 | 0 | 0.063205 | -0.61688 | -0.063205 | 0.041438
[9 empty] | 2014-04-06 | 15時 | 1.2979 | 0 | 0 | 0 | 0 | 0 | 0 | 0 | 0 | 0 | 0.13298 | 0 | 0 | 0 | 0 | 0 | 0 | 0 | 0 | 0.024026 | 0.023776 | 0.00025017 | 0 | 0.080156 | 0.05613 | 0 | -0.025758 | 0.2514 | 0.025758 | 0.10591
[9 empty] | 2014-04-06 | 16時 | 1.1775 | 0 | 0 | 0 | 0 | 0 | 0 | 0 | 0 | 0 | 0.12064 | 0 | 0 | 0 | 0 | 0 | 0 | 0 | 0 | 0.024446 | 0.023776 | 0.00067044 | 0.033816 | 0.10659 | 0.04833 | 0 | -0.010015 | 0.097747 | 0.010015 | 0.11661
[9 empty] | 2014-04-06 | 17時 | 3.3558 | 0 | 0 | 0 | 0 | 0 | 0 | 0 | 0 | 0 | 0.34383 | 0 | 0 | 0 | 0 | 0 | 0 | 0 | 0 | 0.024446 | 0.023776 | 0.00067044 | 0.056835 | 0.28621 | 0.20493 | 0 | 0.0046553 | -0.045436 | -0.0046553 | 0.28156
[9 empty] | 2014-04-06 | 18時 | 2.2207 | 0 | 0 | 0 | 0 | 0 | 0 | 0 | 0 | 0 | 0.22753 | 0 | 0 | 0 | 0 | 0 | 0 | 0 | 0 | 0.036624 | 0.023776 | 0.012849 | 0.066494 | 0.4419 | 0.33878 | 0 | 0.16034 | -1.5649 | -0.16034 | 0.28156
[9 empty] | 2014-04-06 | 19時 | 2.8733 | 0 | 0 | 0 | 0 | 0 | 0 | 0 | 0 | 0 | 0.29439 | 0 | 0 | 0 | 0 | 0 | 0 | 0 | 0 | 0.036624 | 0.023776 | 0.012849 | 0.16307 | 0.33458 | 0.13488 | 0 | 0.10154 | -0.99099 | -0.10154 | 0.23304
[9 empty] | 2014-04-06 | 20時 | 2.9919 | 0 | 0 | 0 | 0 | 0 | 0 | 0 | 0 | 0 | 0.30655 | 0 | 0 | 0 | 0 | 0 | 0 | 0 | 0 | 0.024446 | 0.023776 | 0.00067044 | 0.088224 | 0.24028 | 0.12761 | 0 | -0.041275 | 0.40284 | 0.041275 | 0.28156
[9 empty] | 2014-04-06 | 21時 | 3.8758 | 0 | 0 | 0 | 0 | 0 | 0 | 0 | 0 | 0 | 0.39711 | 0 | 0 | 0 | 0 | 0 | 0 | 0 | 0 | 0.024446 | 0.023776 | 0.00067044 | 0.14284 | 0.35471 | 0.18743 | 0 | 0.073155 | -0.714 | -0.073155 | 0.28156
[9 empty] | 2014-04-06 | 22時 | 3.0117 | 0 | 0 | 0 | 0 | 0 | 0 | 0 | 0 | 0 | 0.30858 | 0 | 0 | 0 | 0 | 0 | 0 | 0 | 0 | 0.036344 | 0.023776 | 0.012568 | 0.16493 | 0.39307 | 0.19179 | 0 | 0.11151 | -1.0884 | -0.11151 | 0.28156
[9 empty] | 2014-04-06 | 23時 | 0 | 0 | 0 | 0 | 0 | 0 | 0 | 0 | 0 | 0 | 0 | 0 | 0 | 0 | 0 | 0 | 0 | 0 | 0 | 0.037175 | 0.023776 | 0.013399 | 0.17268 | 0.42753 | 0.21768 | 0 | 0.23169 | -2.2612 | -0.23169 | 0.19585
[9 empty] | 2014-04-07 | 0時 | 0 | 0 | 0 | 0 | 0 | 0 | 0 | 0 | 0 | 0 | 0 | 0 | 0 | 0 | 0 | 0 | 0 | 0 | 0 | 0.024026 | 0.023776 | 0.00025017 | 0.045276 | 0.22713 | 0.15783 | 0 | 0.13226 | -1.2908 | -0.13226 | 0.094877
[9 empty] | 2014-04-07 | 1時 | 0 | 0 | 0 | 0 | 0 | 0 | 0 | 0 | 0 | 0 | 0 | 0 | 0 | 0 | 0 | 0 | 0 | 0 | 0 | 0.024026 | 0.023776 | 0.00025017 | 0 | 0.072356 | 0.04833 | 0 | 0.043414 | -0.42372 | -0.043414 | 0.028942
[9 empty] | 2014-04-07 | 2時 | 0 | 0 | 0 | 0 | 0 | 0 | 0 | 0 | 0 | 0 | 0 | 0 | 0 | 0 | 0 | 0 | 0 | 0 | 0 | 0.024026 | 0.023776 | 0.00025017 | 0 | 0.080156 | 0.05613 | 0 | 0.048643 | -0.47476 | -0.048643 | 0.031513
[9 empty] | 2014-04-07 | 3時 | 0 | 0 | 0 | 0 | 0 | 0 | 0 | 0 | 0 | 0 | 0 | 0 | 0 | 0 | 0 | 0 | 0 | 0 | 0 | 0.024026 | 0.023776 | 0.00025017 | 0 | 0.080156 | 0.05613 | 0 | 0.048643 | -0.47476 | -0.048643 | 0.031513
[9 empty] | 2014-04-07 | 4時 | 0 | 0 | 0 | 0 | 0 | 0 | 0 | 0 | 0 | 0 | 0 | 0 | 0 | 0 | 0 | 0 | 0 | 0 | 0 | 0.024026 | 0.023776 | 0.00025017 | 0 | 0.072356 | 0.04833 | 0 | 0.043414 | -0.42372 | -0.043414 | 0.028942
[9 empty] | 2014-04-07 | 5時 | 10.4215 | 0 | 0 | 0 | 0 | 0 | 0 | 0 | 0 | 0 | 1.0678 | 0 | 0 | 0 | 0 | 0 | 0 | 0 | 0 | 0.024026 | 0.023776 | 0.00025017 | 0 | 0.080156 | 0.05613 | 0 | -0.23373 | 2.2812 | 0.23373 | 0.31388
[9 empty] | 2014-04-07 | 6時 | 2.6177 | 0 | 0 | 0 | 0 | 0 | 0 | 0 | 0 | 0 | 0.2682 | 0 | 0 | 0 | 0 | 0 | 0 | 0 | 0 | 0.03053 | 0.023776 | 0.0067545 | 0.018231 | 0.30998 | 0.26122 | 0 | -0.0038992 | 0.038056 | 0.0038992 | 0.31388
[9 empty] | 2014-04-07 | 7時 | 2.2396 | 0 | 0 | 0 | 0 | 0 | 0 | 0 | 0 | 0 | 0.22947 | 0 | 0 | 0 | 0 | 0 | 0 | 0 | 0 | 0.024857 | 0.023776 | 0.0010807 | 0.11469 | 0.3877 | 0.24816 | 0 | 0.073822 | -0.72051 | -0.073822 | 0.31388
[9 empty] | 2014-04-07 | 8時 | 1.8747 | 0 | 0 | 0 | 0 | 0 | 0 | 0 | 0 | 0 | 0.19208 | 0 | 0 | 0 | 0 | 0 | 0 | 0 | 0 | 0.024857 | 0.023776 | 0.0010807 | 0.064563 | 0.2343 | 0.14488 | 0 | -0.0078837 | 0.076945 | 0.0078837 | 0.24218
[9 empty] | 2014-04-07 | 9時 | 0 | 0 | 0 | 0 | 0 | 0 | 0 | 0 | 0 | 0 | 0 | 0 | 0 | 0 | 0 | 0 | 0 | 0 | 0 | 0.024026 | 0.023776 | 0.00025017 | 0.16544 | 0.52635 | 0.33688 | 0 | 0.28148 | -2.7473 | -0.28148 | 0.24487
[9 empty] | 2014-04-07 | 10時 | 0 | 0 | 0 | 0 | 0 | 0 | 0 | 0 | 0 | 0 | 0 | 0 | 0 | 0 | 0 | 0 | 0 | 0 | 0 | 0.024446 | 0.023776 | 0.00067044 | 0.053027 | 0.1258 | 0.04833 | 0 | 0.061643 | -0.60164 | -0.061643 | 0.06416
[9 empty] | 2014-04-07 | 11時 | 1.8763 | 0 | 0 | 0 | 0 | 0 | 0 | 0 | 0 | 0 | 0.19224 | 0 | 0 | 0 | 0 | 0 | 0 | 0 | 0 | 0.024026 | 0.023776 | 0.00025017 | 0.0026381 | 0.082794 | 0.05613 | 0 | -0.077136 | 0.75285 | 0.077136 | 0.15993
[9 empty] | 2014-04-07 | 12時 | 0.90525 | 0 | 0 | 0 | 0 | 0 | 0 | 0 | 0 | 0 | 0.092751 | 0 | 0 | 0 | 0 | 0 | 0 | 0 | 0 | 0.03053 | 0.023776 | 0.0067545 | 0.029502 | 0.33286 | 0.27283 | 0 | 0.12059 | -1.177 | -0.12059 | 0.21227
[9 empty] | 2014-04-07 | 13時 | 0 | 0 | 0 | 0 | 0 | 0 | 0 | 0 | 0 | 0 | 0 | 0 | 0 | 0 | 0 | 0 | 0 | 0 | 0 | 0.024446 | 0.023776 | 0.00067044 | 0.058042 | 0.13082 | 0.04833 | 0 | 0.063356 | -0.61836 | -0.063356 | 0.067462
[9 empty] | 2014-04-07 | 14時 | 0 | 0 | 0 | 0 | 0 | 0 | 0 | 0 | 0 | 0 | 0 | 0 | 0 | 0 | 0 | 0 | 0 | 0 | 0 | 0.024026 | 0.023776 | 0.00025017 | 0.024487 | 0.10464 | 0.05613 | 0 | 0.056991 | -0.55623 | -0.056991 | 0.047652
[9 empty] | 2014-04-07 | 15時 | 1.4741 | 0 | 0 | 0 | 0 | 0 | 0 | 0 | 0 | 0 | 0.15104 | 0 | 0 | 0 | 0 | 0 | 0 | 0 | 0 | 0.024026 | 0.023776 | 0.00025017 | 0 | 0.080156 | 0.05613 | 0 | -0.050882 | 0.4966 | 0.050882 | 0.13104
[9 empty] | 2014-04-07 | 16時 | 1.2048 | 0 | 0 | 0 | 0 | 0 | 0 | 0 | 0 | 0 | 0.12344 | 0 | 0 | 0 | 0 | 0 | 0 | 0 | 0 | 0.024446 | 0.023776 | 0.00067044 | 0.033816 | 0.10659 | 0.04833 | 0 | -0.026246 | 0.25616 | 0.026246 | 0.13284
[9 empty] | 2014-04-07 | 17時 | 3.3184 | 0 | 0 | 0 | 0 | 0 | 0 | 0 | 0 | 0 | 0.34 | 0 | 0 | 0 | 0 | 0 | 0 | 0 | 0 | 0.024446 | 0.023776 | 0.00067044 | 0.056835 | 0.28621 | 0.20493 | 0 | -0.027671 | 0.27007 | 0.027671 | 0.31388
[9 empty] | 2014-04-07 | 18時 | 2.2005 | 0 | 0 | 0 | 0 | 0 | 0 | 0 | 0 | 0 | 0.22546 | 0 | 0 | 0 | 0 | 0 | 0 | 0 | 0 | 0.036624 | 0.023776 | 0.012849 | 0.066494 | 0.4419 | 0.33878 | 0 | 0.12801 | -1.2494 | -0.12801 | 0.31388
[9 empty] | 2014-04-07 | 19時 | 2.9117 | 0 | 0 | 0 | 0 | 0 | 0 | 0 | 0 | 0 | 0.29833 | 0 | 0 | 0 | 0 | 0 | 0 | 0 | 0 | 0.036624 | 0.023776 | 0.012849 | 0.16307 | 0.33458 | 0.13488 | 0 | 0.069795 | -0.6812 | -0.069795 | 0.26478
[9 empty] | 2014-04-07 | 20時 | 3.0963 | 0 | 0 | 0 | 0 | 0 | 0 | 0 | 0 | 0 | 0.31724 | 0 | 0 | 0 | 0 | 0 | 0 | 0 | 0 | 0.024446 | 0.023776 | 0.00067044 | 0.088224 | 0.24028 | 0.12761 | 0 | -0.073602 | 0.71835 | 0.073602 | 0.31388
[9 empty] | 2014-04-07 | 21時 | 4.0251 | 0 | 0 | 0 | 0 | 0 | 0 | 0 | 0 | 0 | 0.4124 | 0 | 0 | 0 | 0 | 0 | 0 | 0 | 0 | 0.024446 | 0.023776 | 0.00067044 | 0.14284 | 0.35471 | 0.18743 | 0 | 0.040829 | -0.39849 | -0.040829 | 0.31388
[9 empty] | 2014-04-07 | 22時 | 3.0248 | 0 | 0 | 0 | 0 | 0 | 0 | 0 | 0 | 0 | 0.30991 | 0 | 0 | 0 | 0 | 0 | 0 | 0 | 0 | 0.036344 | 0.023776 | 0.012568 | 0.16493 | 0.39307 | 0.19179 | 0 | 0.079186 | -0.77286 | -0.079186 | 0.31388
[9 empty] | 2014-04-07 | 23時 | 0 | 0 | 0 | 0 | 0 | 0 | 0 | 0 | 0 | 0 | 0 | 0 | 0 | 0 | 0 | 0 | 0 | 0 | 0 | 0.037175 | 0.023776 | 0.013399 | 0.17268 | 0.42753 | 0.21768 | 0 | 0.20868 | -2.0367 | -0.20868 | 0.21885
[9 empty] | 2014-04-08 | 0時 | 0 | 0 | 0 | 0 | 0 | 0 | 0 | 0 | 0 | 0 | 0 | 0 | 0 | 0 | 0 | 0 | 0 | 0 | 0 | 0.024026 | 0.023776 | 0.00025017 | 0 | 0.18186 | 0.15783 | 0 | 0.11016 | -1.0752 | -0.11016 | 0.071692
[9 empty] | 2014-04-08 | 1時 | 0 | 0 | 0 | 0 | 0 | 0 | 0 | 0 | 0 | 0 | 0 | 0 | 0 | 0 | 0 | 0 | 0 | 0 | 0 | 0.024026 | 0.023776 | 0.00025017 | 0 | 0.072356 | 0.04833 | 0 | 0.039731 | -0.38778 | -0.039731 | 0.032625
[9 empty] | 2014-04-08 | 2時 | 0 | 0 | 0 | 0 | 0 | 0 | 0 | 0 | 0 | 0 | 0 | 0 | 0 | 0 | 0 | 0 | 0 | 0 | 0 | 0.024026 | 0.023776 | 0.00025017 | 0 | 0.080156 | 0.05613 | 0 | 0.044748 | -0.43674 | -0.044748 | 0.035408
[9 empty] | 2014-04-08 | 3時 | 0 | 0 | 0 | 0 | 0 | 0 | 0 | 0 | 0 | 0 | 0 | 0 | 0 | 0 | 0 | 0 | 0 | 0 | 0 | 0.024026 | 0.023776 | 0.00025017 | 0 | 0.080156 | 0.05613 | 0 | 0.044748 | -0.43674 | -0.044748 | 0.035408
[9 empty] | 2014-04-08 | 4時 | 0 | 0 | 0 | 0 | 0 | 0 | 0 | 0 | 0 | 0 | 0 | 0 | 0 | 0 | 0 | 0 | 0 | 0 | 0 | 0.024026 | 0.023776 | 0.00025017 | 0 | 0.072356 | 0.04833 | 0 | 0.039731 | -0.38778 | -0.039731 | 0.032625
[9 empty] | 2014-04-08 | 5時 | 0 | 0 | 0 | 0 | 0 | 0 | 0 | 0 | 0 | 0 | 0 | 0 | 0 | 0 | 0 | 0 | 0 | 0 | 0 | 0.024026 | 0.023776 | 0.00025017 | 0 | 0.080156 | 0.05613 | 0 | 0.044748 | -0.43674 | -0.044748 | 0.035408
[9 empty] | 2014-04-08 | 6時 | 0 | 0 | 0 | 0 | 0 | 0 | 0 | 0 | 0 | 0 | 0 | 0 | 0 | 0 | 0 | 0 | 0 | 0 | 0 | 0.024026 | 0.023776 | 0.00025017 | 0 | 0.080156 | 0.05613 | 0 | 0.044748 | -0.43674 | -0.044748 | 0.035408
[9 empty] | 2014-04-08 | 7時 | 12.4674 | 0 | 0 | 0 | 0 | 0 | 0 | 0 | 0 | 0 | 1.2774 | 0 | 0 | 0 | 0 | 0 | 0 | 0 | 0 | 0.024857 | 0.023776 | 0.0010807 | 0.023666 | 0.23404 | 0.18552 | 0 | -0.10703 | 1.0446 | 0.10703 | 0.34107
[9 empty] | 2014-04-08 | 8時 | 5.8298 | 0 | 0 | 0 | 0 | 0 | 0 | 0 | 0 | 0 | 0.59731 | 0 | 0 | 0 | 0 | 0 | 0 | 0 | 0 | 0.031371 | 0.023776 | 0.0075951 | 0.11401 | 0.4267 | 0.28132 | 0 | 0.085625 | -0.8357 | -0.085625 | 0.34107
[9 empty] | 2014-04-08 | 9時 | 3.4991 | 0 | 0 | 0 | 0 | 0 | 0 | 0 | 0 | 0 | 0.35852 | 0 | 0 | 0 | 0 | 0 | 0 | 0 | 0 | 0.024446 | 0.023776 | 0.00067044 | 0.22373 | 0.50028 | 0.2521 | 0 | 0.15921 | -1.5539 | -0.15921 | 0.34107
[9 empty] | 2014-04-08 | 10時 | 3.0365 | 0 | 0 | 0 | 0 | 0 | 0 | 0 | 0 | 0 | 0.31111 | 0 | 0 | 0 | 0 | 0 | 0 | 0 | 0 | 0.024857 | 0.023776 | 0.0010807 | 0.18888 | 0.44125 | 0.22751 | 0 | 0.10018 | -0.97772 | -0.10018 | 0.34107
[9 empty] | 2014-04-08 | 11時 | 2.0682 | 0 | 0 | 0 | 0 | 0 | 0 | 0 | 0 | 0 | 0.21191 | 0 | 0 | 0 | 0 | 0 | 0 | 0 | 0 | 0.024446 | 0.023776 | 0.00067044 | 0.17015 | 0.4299 | 0.23531 | 0 | 0.088827 | -0.86696 | -0.088827 | 0.34107
[9 empty] | 2014-04-08 | 12時 | 1.0478 | 0 | 0 | 0 | 0 | 0 | 0 | 0 | 0 | 0 | 0.10735 | 0 | 0 | 0 | 0 | 0 | 0 | 0 | 0 | 0.03053 | 0.023776 | 0.0067545 | 0.15008 | 0.45344 | 0.27283 | 0 | 0.12592 | -1.229 | -0.12592 | 0.32752
[9 empty] | 2014-04-08 | 13時 | 0 | 0 | 0 | 0 | 0 | 0 | 0 | 0 | 0 | 0 | 0 | 0 | 0 | 0 | 0 | 0 | 0 | 0 | 0 | 0.024446 | 0.023776 | 0.00067044 | 0.093998 | 0.16677 | 0.04833 | 0 | 0.066796 | -0.65193 | -0.066796 | 0.099979
[9 empty] | 2014-04-08 | 14時 | 0 | 0 | 0 | 0 | 0 | 0 | 0 | 0 | 0 | 0 | 0 | 0 | 0 | 0 | 0 | 0 | 0 | 0 | 0 | 0.024026 | 0.023776 | 0.00025017 | 0 | 0.080156 | 0.05613 | 0 | 0.044748 | -0.43674 | -0.044748 | 0.035408
[9 empty] | 2014-04-08 | 15時 | 3.073 | 0 | 0 | 0 | 0 | 0 | 0 | 0 | 0 | 0 | 0.31485 | 0 | 0 | 0 | 0 | 0 | 0 | 0 | 0 | 0.024026 | 0.023776 | 0.00025017 | 0 | 0.080156 | 0.05613 | 0 | -0.17986 | 1.7555 | 0.17986 | 0.26002
[9 empty] | 2014-04-08 | 16時 | 3.3061 | 0 | 0 | 0 | 0 | 0 | 0 | 0 | 0 | 0 | 0.33874 | 0 | 0 | 0 | 0 | 0 | 0 | 0 | 0 | 0.024857 | 0.023776 | 0.0010807 | 0.070329 | 0.37035 | 0.27516 | 0 | 0.029274 | -0.28572 | -0.029274 | 0.34107
[9 empty] | 2014-04-08 | 17時 | 3.8684 | 0 | 0 | 0 | 0 | 0 | 0 | 0 | 0 | 0 | 0.39636 | 0 | 0 | 0 | 0 | 0 | 0 | 0 | 0 | 0.036624 | 0.023776 | 0.012849 | 0.13006 | 0.44491 | 0.27822 | 0 | 0.10384 | -1.0134 | -0.10384 | 0.34107
[9 empty] | 2014-04-08 | 18時 | 1.9958 | 0 | 0 | 0 | 0 | 0 | 0 | 0 | 0 | 0 | 0.20449 | 0 | 0 | 0 | 0 | 0 | 0 | 0 | 0 | 0.036624 | 0.023776 | 0.012849 | 0.15964 | 0.41407 | 0.21781 | 0 | 0.073003 | -0.71251 | -0.073003 | 0.34107
[9 empty] | 2014-04-08 | 19時 | 5.3901 | 0 | 0 | 0 | 0 | 0 | 0 | 0 | 0 | 0 | 0.55227 | 0 | 0 | 0 | 0 | 0 | 0 | 0 | 0 | 0.024026 | 0.023776 | 0.00025017 | 0.067685 | 0.2273 | 0.13559 | 0 | -0.063082 | 0.61568 | 0.063082 | 0.29039
[9 empty] | 2014-04-08 | 20時 | 4.5983 | 0 | 0 | 0 | 0 | 0 | 0 | 0 | 0 | 0 | 0.47114 | 0 | 0 | 0 | 0 | 0 | 0 | 0 | 0 | 0.024446 | 0.023776 | 0.00067044 | 0.14104 | 0.29311 | 0.12762 | 0 | -0.047966 | 0.46815 | 0.047966 | 0.34107
[9 empty] | 2014-04-08 | 21時 | 4.7627 | 0 | 0 | 0 | 0 | 0 | 0 | 0 | 0 | 0 | 0.48798 | 0 | 0 | 0 | 0 | 0 | 0 | 0 | 0 | 0.036344 | 0.023776 | 0.012568 | 0.16291 | 0.4405 | 0.24124 | 0 | 0.099424 | -0.97038 | -0.099424 | 0.34107
[9 empty] | 2014-04-08 | 22時 | 0 | 0 | 0 | 0 | 0 | 0 | 0 | 0 | 0 | 0 | 0 | 0 | 0 | 0 | 0 | 0 | 0 | 0 | 0 | 0.036764 | 0.023776 | 0.012989 | 0.16493 | 0.38136 | 0.17966 | 0 | 0.1402 | -1.3684 | -0.1402 | 0.24115
[9 empty] | 2014-04-08 | 23時 | 0 | 0 | 0 | 0 | 0 | 0 | 0 | 0 | 0 | 0 | 0 | 0 | 0 | 0 | 0 | 0 | 0 | 0 | 0 | 0.03039 | 0.023776 | 0.0066144 | 0.1312 | 0.31942 | 0.15783 | 0 | 0.14957 | -1.4598 | -0.14957 | 0.16985
[9 empty] | 2014-04-09 | 0時 | 0 | 0 | 0 | 0 | 0 | 0 | 0 | 0 | 0 | 0 | 0 | 0 | 0 | 0 | 0 | 0 | 0 | 0 | 0 | 0.024026 | 0.023776 | 0.00025017 | 0 | 0.18186 | 0.15783 | 0 | 0.097795 | -0.95448 | -0.097795 | 0.084061
[9 empty] | 2014-04-09 | 1時 | 0 | 0 | 0 | 0 | 0 | 0 | 0 | 0 | 0 | 0 | 0 | 0 | 0 | 0 | 0 | 0 | 0 | 0 | 0 | 0.024026 | 0.023776 | 0.00025017 | 0 | 0.072356 | 0.04833 | 0 | 0.032891 | -0.32102 | -0.032891 | 0.039465
[9 empty] | 2014-04-09 | 2時 | 0 | 0 | 0 | 0 | 0 | 0 | 0 | 0 | 0 | 0 | 0 | 0 | 0 | 0 | 0 | 0 | 0 | 0 | 0 | 0.024026 | 0.023776 | 0.00025017 | 0 | 0.080156 | 0.05613 | 0 | 0.037514 | -0.36614 | -0.037514 | 0.042642
[9 empty] | 2014-04-09 | 3時 | 0 | 0 | 0 | 0 | 0 | 0 | 0 | 0 | 0 | 0 | 0 | 0 | 0 | 0 | 0 | 0 | 0 | 0 | 0 | 0.024026 | 0.023776 | 0.00025017 | 0 | 0.080156 | 0.05613 | 0 | 0.037514 | -0.36614 | -0.037514 | 0.042642
[9 empty] | 2014-04-09 | 4時 | 0 | 0 | 0 | 0 | 0 | 0 | 0 | 0 | 0 | 0 | 0 | 0 | 0 | 0 | 0 | 0 | 0 | 0 | 0 | 0.024026 | 0.023776 | 0.00025017 | 0 | 0.072356 | 0.04833 | 0 | 0.032891 | -0.32102 | -0.032891 | 0.039465
[9 empty] | 2014-04-09 | 5時 | 0 | 0 | 0 | 0 | 0 | 0 | 0 | 0 | 0 | 0 | 0 | 0 | 0 | 0 | 0 | 0 | 0 | 0 | 0 | 0.024026 | 0.023776 | 0.00025017 | 0 | 0.080156 | 0.05613 | 0 | 0.037514 | -0.36614 | -0.037514 | 0.042642
[9 empty] | 2014-04-09 | 6時 | 0 | 0 | 0 | 0 | 0 | 0 | 0 | 0 | 0 | 0 | 0 | 0 | 0 | 0 | 0 | 0 | 0 | 0 | 0 | 0.024026 | 0.023776 | 0.00025017 | 0 | 0.080156 | 0.05613 | 0 | 0.037514 | -0.36614 | -0.037514 | 0.042642
[9 empty] | 2014-04-09 | 7時 | 14.6147 | 0 | 0 | 0 | 0 | 0 | 0 | 0 | 0 | 0 | 1.4974 | 0 | 0 | 0 | 0 | 0 | 0 | 0 | 0 | 0.024857 | 0.023776 | 0.0010807 | 0.023666 | 0.23404 | 0.18552 | 0 | -0.15752 | 1.5374 | 0.15752 | 0.39157
[9 empty] | 2014-04-09 | 8時 | 4.891 | 0 | 0 | 0 | 0 | 0 | 0 | 0 | 0 | 0 | 0.50113 | 0 | 0 | 0 | 0 | 0 | 0 | 0 | 0 | 0.031371 | 0.023776 | 0.0075951 | 0.11401 | 0.4267 | 0.28132 | 0 | 0.035128 | -0.34285 | -0.035128 | 0.39157
[9 empty] | 2014-04-09 | 9時 | 2.3446 | 0 | 0 | 0 | 0 | 0 | 0 | 0 | 0 | 0 | 0.24022 | 0 | 0 | 0 | 0 | 0 | 0 | 0 | 0 | 0.024446 | 0.023776 | 0.00067044 | 0.22373 | 0.50028 | 0.2521 | 0 | 0.10871 | -1.061 | -0.10871 | 0.39157
[9 empty] | 2014-04-09 | 10時 | 2.2263 | 0 | 0 | 0 | 0 | 0 | 0 | 0 | 0 | 0 | 0.22811 | 0 | 0 | 0 | 0 | 0 | 0 | 0 | 0 | 0.024857 | 0.023776 | 0.0010807 | 0.18888 | 0.44125 | 0.22751 | 0 | 0.049679 | -0.48487 | -0.049679 | 0.39157
[9 empty] | 2014-04-09 | 11時 | 1.3839 | 0 | 0 | 0 | 0 | 0 | 0 | 0 | 0 | 0 | 0.1418 | 0 | 0 | 0 | 0 | 0 | 0 | 0 | 0 | 0.024446 | 0.023776 | 0.00067044 | 0.17015 | 0.4299 | 0.23531 | 0 | 0.03833 | -0.3741 | -0.03833 | 0.39157
[9 empty] | 2014-04-09 | 12時 | 0.54677 | 0 | 0 | 0 | 0 | 0 | 0 | 0 | 0 | 0 | 0.056021 | 0 | 0 | 0 | 0 | 0 | 0 | 0 | 0 | 0.03053 | 0.023776 | 0.0067545 | 0.15008 | 0.45344 | 0.27283 | 0 | 0.11914 | -1.1628 | -0.11914 | 0.3343
[9 empty] | 2014-04-09 | 13時 | 0 | 0 | 0 | 0 | 0 | 0 | 0 | 0 | 0 | 0 | 0 | 0 | 0 | 0 | 0 | 0 | 0 | 0 | 0 | 0.024446 | 0.023776 | 0.00067044 | 0.093998 | 0.16677 | 0.04833 | 0 | 0.050423 | -0.49213 | -0.050423 | 0.11635
[9 empty] | 2014-04-09 | 14時 | 0 | 0 | 0 | 0 | 0 | 0 | 0 | 0 | 0 | 0 | 0 | 0 | 0 | 0 | 0 | 0 | 0 | 0 | 0 | 0.024026 | 0.023776 | 0.00025017 | 0 | 0.080156 | 0.05613 | 0 | 0.037514 | -0.36614 | -0.037514 | 0.042642
[9 empty] | 2014-04-09 | 15時 | 1.5631 | 0 | 0 | 0 | 0 | 0 | 0 | 0 | 0 | 0 | 0.16015 | 0 | 0 | 0 | 0 | 0 | 0 | 0 | 0 | 0.024026 | 0.023776 | 0.00025017 | 0 | 0.080156 | 0.05613 | 0 | -0.092912 | 0.90682 | 0.092912 | 0.17307
[9 empty] | 2014-04-09 | 16時 | 1.9716 | 0 | 0 | 0 | 0 | 0 | 0 | 0 | 0 | 0 | 0.20201 | 0 | 0 | 0 | 0 | 0 | 0 | 0 | 0 | 0.024857 | 0.023776 | 0.0010807 | 0.070329 | 0.37035 | 0.27516 | 0 | -0.021223 | 0.20713 | 0.021223 | 0.39157
[9 empty] | 2014-04-09 | 17時 | 2.364 | 0 | 0 | 0 | 0 | 0 | 0 | 0 | 0 | 0 | 0.24221 | 0 | 0 | 0 | 0 | 0 | 0 | 0 | 0 | 0.036624 | 0.023776 | 0.012849 | 0.13006 | 0.44491 | 0.27822 | 0 | 0.05334 | -0.52059 | -0.05334 | 0.39157
[9 empty] | 2014-04-09 | 18時 | 1.1357 | 0 | 0 | 0 | 0 | 0 | 0 | 0 | 0 | 0 | 0.11637 | 0 | 0 | 0 | 0 | 0 | 0 | 0 | 0 | 0.036624 | 0.023776 | 0.012849 | 0.15964 | 0.41407 | 0.21781 | 0 | 0.022506 | -0.21966 | -0.022506 | 0.39157
[9 empty] | 2014-04-09 | 19時 | 3.4966 | 0 | 0 | 0 | 0 | 0 | 0 | 0 | 0 | 0 | 0.35826 | 0 | 0 | 0 | 0 | 0 | 0 | 0 | 0 | 0.024026 | 0.023776 | 0.00025017 | 0.067685 | 0.2273 | 0.13559 | 0 | -0.11401 | 1.1128 | 0.11401 | 0.34132
[9 empty] | 2014-04-09 | 20時 | 3.4114 | 0 | 0 | 0 | 0 | 0 | 0 | 0 | 0 | 0 | 0.34953 | 0 | 0 | 0 | 0 | 0 | 0 | 0 | 0 | 0.024446 | 0.023776 | 0.00067044 | 0.14104 | 0.29311 | 0.12762 | 0 | -0.098464 | 0.961 | 0.098464 | 0.39157
[9 empty] | 2014-04-09 | 21時 | 3.7983 | 0 | 0 | 0 | 0 | 0 | 0 | 0 | 0 | 0 | 0.38917 | 0 | 0 | 0 | 0 | 0 | 0 | 0 | 0 | 0.036344 | 0.023776 | 0.012568 | 0.16291 | 0.4405 | 0.24124 | 0 | 0.048927 | -0.47753 | -0.048927 | 0.39157
[9 empty] | 2014-04-09 | 22時 | 0 | 0 | 0 | 0 | 0 | 0 | 0 | 0 | 0 | 0 | 0 | 0 | 0 | 0 | 0 | 0 | 0 | 0 | 0 | 0.036764 | 0.023776 | 0.012989 | 0.16493 | 0.38136 | 0.17966 | 0 | 0.10385 | -1.0136 | -0.10385 | 0.27751
[9 empty] | 2014-04-09 | 23時 | 0 | 0 | 0 | 0 | 0 | 0 | 0 | 0 | 0 | 0 | 0 | 0 | 0 | 0 | 0 | 0 | 0 | 0 | 0 | 0.03039 | 0.023776 | 0.0066144 | 0.1312 | 0.31942 | 0.15783 | 0 | 0.12331 | -1.2035 | -0.12331 | 0.19611
[9 empty] | 2014-04-10 | 0時 | 0 | 0 | 0 | 0 | 0 | 0 | 0 | 0 | 0 | 0 | 0 | 0 | 0 | 0 | 0 | 0 | 0 | 0 | 0 | 0.024026 | 0.023776 | 0.00025017 | 0.045276 | 0.22713 | 0.15783 | 0 | 0.13598 | -1.3271 | -0.13598 | 0.091157
[9 empty] | 2014-04-10 | 1時 | 0 | 0 | 0 | 0 | 0 | 0 | 0 | 0 | 0 | 0 | 0 | 0 | 0 | 0 | 0 | 0 | 0 | 0 | 0 | 0.024026 | 0.023776 | 0.00025017 | 0 | 0.072356 | 0.04833 | 0 | 0.044916 | -0.43838 | -0.044916 | 0.027441
[9 empty] | 2014-04-10 | 2時 | 0 | 0 | 0 | 0 | 0 | 0 | 0 | 0 | 0 | 0 | 0 | 0 | 0 | 0 | 0 | 0 | 0 | 0 | 0 | 0.024026 | 0.023776 | 0.00025017 | 0 | 0.080156 | 0.05613 | 0 | 0.050231 | -0.49026 | -0.050231 | 0.029925
[9 empty] | 2014-04-10 | 3時 | 0 | 0 | 0 | 0 | 0 | 0 | 0 | 0 | 0 | 0 | 0 | 0 | 0 | 0 | 0 | 0 | 0 | 0 | 0 | 0.024026 | 0.023776 | 0.00025017 | 0 | 0.080156 | 0.05613 | 0 | 0.050231 | -0.49026 | -0.050231 | 0.029925
[9 empty] | 2014-04-10 | 4時 | 0 | 0 | 0 | 0 | 0 | 0 | 0 | 0 | 0 | 0 | 0 | 0 | 0 | 0 | 0 | 0 | 0 | 0 | 0 | 0.024026 | 0.023776 | 0.00025017 | 0 | 0.072356 | 0.04833 | 0 | 0.044916 | -0.43838 | -0.044916 | 0.027441
[9 empty] | 2014-04-10 | 5時 | 12.4763 | 0 | 0 | 0 | 0 | 0 | 0 | 0 | 0 | 0 | 1.2783 | 0 | 0 | 0 | 0 | 0 | 0 | 0 | 0 | 0.024026 | 0.023776 | 0.00025017 | 0 | 0.080156 | 0.05613 | 0 | -0.22264 | 2.1729 | 0.22264 | 0.30279
[9 empty] | 2014-04-10 | 6時 | 2.9877 | 0 | 0 | 0 | 0 | 0 | 0 | 0 | 0 | 0 | 0.30611 | 0 | 0 | 0 | 0 | 0 | 0 | 0 | 0 | 0.03053 | 0.023776 | 0.0067545 | 0.018231 | 0.30998 | 0.26122 | 0 | 0.0071886 | -0.07016 | -0.0071886 | 0.30279
[9 empty] | 2014-04-10 | 7時 | 2.3844 | 0 | 0 | 0 | 0 | 0 | 0 | 0 | 0 | 0 | 0.24431 | 0 | 0 | 0 | 0 | 0 | 0 | 0 | 0 | 0.024857 | 0.023776 | 0.0010807 | 0.11469 | 0.3877 | 0.24816 | 0 | 0.08491 | -0.82872 | -0.08491 | 0.30279
[9 empty] | 2014-04-10 | 8時 | 1.816 | 0 | 0 | 0 | 0 | 0 | 0 | 0 | 0 | 0 | 0.18606 | 0 | 0 | 0 | 0 | 0 | 0 | 0 | 0 | 0.024857 | 0.023776 | 0.0010807 | 0.064563 | 0.2343 | 0.14488 | 0 | 0.0046224 | -0.045115 | -0.0046224 | 0.22968
[9 empty] | 2014-04-10 | 9時 | 0 | 0 | 0 | 0 | 0 | 0 | 0 | 0 | 0 | 0 | 0 | 0 | 0 | 0 | 0 | 0 | 0 | 0 | 0 | 0.024026 | 0.023776 | 0.00025017 | 0.16544 | 0.52635 | 0.33688 | 0 | 0.29025 | -2.8328 | -0.29025 | 0.2361
[9 empty] | 2014-04-10 | 10時 | 0 | 0 | 0 | 0 | 0 | 0 | 0 | 0 | 0 | 0 | 0 | 0 | 0 | 0 | 0 | 0 | 0 | 0 | 0 | 0.024446 | 0.023776 | 0.00067044 | 0.053027 | 0.1258 | 0.04833 | 0 | 0.06433 | -0.62786 | -0.06433 | 0.061473
[9 empty] | 2014-04-10 | 11時 | 2.4918 | 0 | 0 | 0 | 0 | 0 | 0 | 0 | 0 | 0 | 0.25531 | 0 | 0 | 0 | 0 | 0 | 0 | 0 | 0 | 0.024026 | 0.023776 | 0.00025017 | 0.0026381 | 0.082794 | 0.05613 | 0 | -0.11139 | 1.0871 | 0.11139 | 0.19418
[9 empty] | 2014-04-10 | 12時 | 1.1807 | 0 | 0 | 0 | 0 | 0 | 0 | 0 | 0 | 0 | 0.12097 | 0 | 0 | 0 | 0 | 0 | 0 | 0 | 0 | 0.03053 | 0.023776 | 0.0067545 | 0.029502 | 0.33286 | 0.27283 | 0 | 0.11029 | -1.0765 | -0.11029 | 0.22257
[9 empty] | 2014-04-10 | 13時 | 0 | 0 | 0 | 0 | 0 | 0 | 0 | 0 | 0 | 0 | 0 | 0 | 0 | 0 | 0 | 0 | 0 | 0 | 0 | 0.024446 | 0.023776 | 0.00067044 | 0.058042 | 0.13082 | 0.04833 | 0 | 0.066154 | -0.64566 | -0.066154 | 0.064664
[9 empty] | 2014-04-10 | 14時 | 0 | 0 | 0 | 0 | 0 | 0 | 0 | 0 | 0 | 0 | 0 | 0 | 0 | 0 | 0 | 0 | 0 | 0 | 0 | 0.024026 | 0.023776 | 0.00025017 | 0.024487 | 0.10464 | 0.05613 | 0 | 0.059122 | -0.57703 | -0.059122 | 0.045521
[9 empty] | 2014-04-10 | 15時 | 2.7248 | 0 | 0 | 0 | 0 | 0 | 0 | 0 | 0 | 0 | 0.27918 | 0 | 0 | 0 | 0 | 0 | 0 | 0 | 0 | 0.024026 | 0.023776 | 0.00025017 | 0 | 0.080156 | 0.05613 | 0 | -0.12754 | 1.2448 | 0.12754 | 0.2077
[9 empty] | 2014-04-10 | 16時 | 1.8029 | 0 | 0 | 0 | 0 | 0 | 0 | 0 | 0 | 0 | 0.18473 | 0 | 0 | 0 | 0 | 0 | 0 | 0 | 0 | 0.024446 | 0.023776 | 0.00067044 | 0.033816 | 0.10659 | 0.04833 | 0 | -0.060275 | 0.58828 | 0.060275 | 0.16687
[9 empty] | 2014-04-10 | 17時 | 5.8556 | 0 | 0 | 0 | 0 | 0 | 0 | 0 | 0 | 0 | 0.59996 | 0 | 0 | 0 | 0 | 0 | 0 | 0 | 0 | 0.024446 | 0.023776 | 0.00067044 | 0.056835 | 0.28621 | 0.20493 | 0 | -0.016584 | 0.16186 | 0.016584 | 0.30279
[9 empty] | 2014-04-10 | 18時 | 3.4025 | 0 | 0 | 0 | 0 | 0 | 0 | 0 | 0 | 0 | 0.34862 | 0 | 0 | 0 | 0 | 0 | 0 | 0 | 0 | 0.036624 | 0.023776 | 0.012849 | 0.066494 | 0.4419 | 0.33878 | 0 | 0.1391 | -1.3576 | -0.1391 | 0.30279
[9 empty] | 2014-04-10 | 19時 | 4.7702 | 0 | 0 | 0 | 0 | 0 | 0 | 0 | 0 | 0 | 0.48875 | 0 | 0 | 0 | 0 | 0 | 0 | 0 | 0 | 0.036624 | 0.023776 | 0.012849 | 0.16307 | 0.33458 | 0.13488 | 0 | 0.081427 | -0.79473 | -0.081427 | 0.25315
[9 empty] | 2014-04-10 | 20時 | 3.3723 | 0 | 0 | 0 | 0 | 0 | 0 | 0 | 0 | 0 | 0.34553 | 0 | 0 | 0 | 0 | 0 | 0 | 0 | 0 | 0.024446 | 0.023776 | 0.00067044 | 0.088224 | 0.24028 | 0.12761 | 0 | -0.062514 | 0.61014 | 0.062514 | 0.30279
[9 empty] | 2014-04-10 | 21時 | 5.0462 | 0 | 0 | 0 | 0 | 0 | 0 | 0 | 0 | 0 | 0.51702 | 0 | 0 | 0 | 0 | 0 | 0 | 0 | 0 | 0.024446 | 0.023776 | 0.00067044 | 0.14284 | 0.35471 | 0.18743 | 0 | 0.051917 | -0.50671 | -0.051917 | 0.30279
[9 empty] | 2014-04-10 | 22時 | 3.7291 | 0 | 0 | 0 | 0 | 0 | 0 | 0 | 0 | 0 | 0.38208 | 0 | 0 | 0 | 0 | 0 | 0 | 0 | 0 | 0.036344 | 0.023776 | 0.012568 | 0.16493 | 0.39307 | 0.19179 | 0 | 0.090274 | -0.88107 | -0.090274 | 0.30279
[9 empty] | 2014-04-10 | 23時 | 0 | 0 | 0 | 0 | 0 | 0 | 0 | 0 | 0 | 0 | 0 | 0 | 0 | 0 | 0 | 0 | 0 | 0 | 0 | 0.037175 | 0.023776 | 0.013399 | 0.17268 | 0.42753 | 0.21768 | 0 | 0.21657 | -2.1137 | -0.21657 | 0.21096
[9 empty] | 2014-04-11 | 0時 | 0 | 0 | 0 | 0 | 0 | 0 | 0 | 0 | 0 | 0 | 0 | 0 | 0 | 0 | 0 | 0 | 0 | 0 | 0 | 0.024026 | 0.023776 | 0.00025017 | 0.045276 | 0.22713 | 0.15783 | 0 | 0.13943 | -1.3609 | -0.13943 | 0.087699
[9 empty] | 2014-04-11 | 1時 | 0 | 0 | 0 | 0 | 0 | 0 | 0 | 0 | 0 | 0 | 0 | 0 | 0 | 0 | 0 | 0 | 0 | 0 | 0 | 0.024026 | 0.023776 | 0.00025017 | 0 | 0.072356 | 0.04833 | 0 | 0.046312 | -0.45201 | -0.046312 | 0.026044
[9 empty] | 2014-04-11 | 2時 | 0 | 0 | 0 | 0 | 0 | 0 | 0 | 0 | 0 | 0 | 0 | 0 | 0 | 0 | 0 | 0 | 0 | 0 | 0 | 0.024026 | 0.023776 | 0.00025017 | 0 | 0.080156 | 0.05613 | 0 | 0.051708 | -0.50467 | -0.051708 | 0.028448
[9 empty] | 2014-04-11 | 3時 | 0 | 0 | 0 | 0 | 0 | 0 | 0 | 0 | 0 | 0 | 0 | 0 | 0 | 0 | 0 | 0 | 0 | 0 | 0 | 0.024026 | 0.023776 | 0.00025017 | 0 | 0.080156 | 0.05613 | 0 | 0.051708 | -0.50467 | -0.051708 | 0.028448
[9 empty] | 2014-04-11 | 4時 | 0 | 0 | 0 | 0 | 0 | 0 | 0 | 0 | 0 | 0 | 0 | 0 | 0 | 0 | 0 | 0 | 0 | 0 | 0 | 0.024026 | 0.023776 | 0.00025017 | 0 | 0.072356 | 0.04833 | 0 | 0.046312 | -0.45201 | -0.046312 | 0.026044
[9 empty] | 2014-04-11 | 5時 | 18.0673 | 0.38149 | 0 | 0 | 0 | 0 | 0 | 0 | 0 | 0 | 1.8121 | 0 | 0 | 0 | 0 | 0 | 0 | 0 | 0 | 0.024026 | 0.023776 | 0.00025017 | 0 | 0.080156 | 0.05613 | 0 | -0.21233 | 2.0723 | 0.21233 | 0.29249
[9 empty] | 2014-04-11 | 6時 | 3.9323 | 0 | 0 | 0 | 0 | 0 | 0 | 0 | 0 | 0 | 0.4029 | 0 | 0 | 0 | 0 | 0 | 0 | 0 | 0 | 0.03053 | 0.023776 | 0.0067545 | 0.018231 | 0.30998 | 0.26122 | 0 | 0.017496 | -0.17077 | -0.017496 | 0.29249
[9 empty] | 2014-04-11 | 7時 | 2.655 | 0 | 0 | 0 | 0 | 0 | 0 | 0 | 0 | 0 | 0.27202 | 0 | 0 | 0 | 0 | 0 | 0 | 0 | 0 | 0.024857 | 0.023776 | 0.0010807 | 0.11469 | 0.3877 | 0.24816 | 0 | 0.095218 | -0.92933 | -0.095218 | 0.29249
[9 empty] | 2014-04-11 | 8時 | 1.5817 | 0 | 0 | 0 | 0 | 0 | 0 | 0 | 0 | 0 | 0.16206 | 0 | 0 | 0 | 0 | 0 | 0 | 0 | 0 | 0.024857 | 0.023776 | 0.0010807 | 0.064563 | 0.2343 | 0.14488 | 0 | 0.027355 | -0.26699 | -0.027355 | 0.20694
[9 empty] | 2014-04-11 | 9時 | 0 | 0 | 0 | 0 | 0 | 0 | 0 | 0 | 0 | 0 | 0 | 0 | 0 | 0 | 0 | 0 | 0 | 0 | 0 | 0.024026 | 0.023776 | 0.00025017 | 0.16544 | 0.52635 | 0.33688 | 0 | 0.2984 | -2.9124 | -0.2984 | 0.22795
[9 empty] | 2014-04-11 | 10時 | 0 | 0 | 0 | 0 | 0 | 0 | 0 | 0 | 0 | 0 | 0 | 0 | 0 | 0 | 0 | 0 | 0 | 0 | 0 | 0.024446 | 0.023776 | 0.00067044 | 0.053027 | 0.1258 | 0.04833 | 0 | 0.066828 | -0.65224 | -0.066828 | 0.058976
[9 empty] | 2014-04-11 | 11時 | 1.0716 | 0 | 0 | 0 | 0 | 0 | 0 | 0 | 0 | 0 | 0.10979 | 0 | 0 | 0 | 0 | 0 | 0 | 0 | 0 | 0.024026 | 0.023776 | 0.00025017 | 0.0026381 | 0.082794 | 0.05613 | 0 | -0.014932 | 0.14573 | 0.014932 | 0.097726
[9 empty] | 2014-04-11 | 12時 | 0.64623 | 0 | 0 | 0 | 0 | 0 | 0 | 0 | 0 | 0 | 0.066212 | 0 | 0 | 0 | 0 | 0 | 0 | 0 | 0 | 0.03053 | 0.023776 | 0.0067545 | 0.029502 | 0.33286 | 0.27283 | 0 | 0.15175 | -1.481 | -0.15175 | 0.18112
[9 empty] | 2014-04-11 | 13時 | 0 | 0 | 0 | 0 | 0 | 0 | 0 | 0 | 0 | 0 | 0 | 0 | 0 | 0 | 0 | 0 | 0 | 0 | 0 | 0.024446 | 0.023776 | 0.00067044 | 0.058042 | 0.13082 | 0.04833 | 0 | 0.068755 | -0.67105 | -0.068755 | 0.062064
[9 empty] | 2014-04-11 | 14時 | 0 | 0 | 0 | 0 | 0 | 0 | 0 | 0 | 0 | 0 | 0 | 0 | 0 | 0 | 0 | 0 | 0 | 0 | 0 | 0.024026 | 0.023776 | 0.00025017 | 0.024487 | 0.10464 | 0.05613 | 0 | 0.061104 | -0.59637 | -0.061104 | 0.04354
[9 empty] | 2014-04-11 | 15時 | 0.58419 | 0 | 0 | 0 | 0 | 0 | 0 | 0 | 0 | 0 | 0.059855 | 0 | 0 | 0 | 0 | 0 | 0 | 0 | 0 | 0.024026 | 0.023776 | 0.00025017 | 0 | 0.080156 | 0.05613 | 0 | 0.014827 | -0.14471 | -0.014827 | 0.065329
[9 empty] | 2014-04-11 | 16時 | 0.6033 | 0 | 0 | 0 | 0 | 0 | 0 | 0 | 0 | 0 | 0.061814 | 0 | 0 | 0 | 0 | 0 | 0 | 0 | 0 | 0.024446 | 0.023776 | 0.00067044 | 0.033816 | 0.10659 | 0.04833 | 0 | 0.021368 | -0.20855 | -0.021368 | 0.085225
[9 empty] | 2014-04-11 | 17時 | 1.7325 | 0 | 0 | 0 | 0 | 0 | 0 | 0 | 0 | 0 | 0.17751 | 0 | 0 | 0 | 0 | 0 | 0 | 0 | 0 | 0.024446 | 0.023776 | 0.00067044 | 0.056835 | 0.28621 | 0.20493 | 0 | 0.044332 | -0.43268 | -0.044332 | 0.24188
[9 empty] | 2014-04-11 | 18時 | 0.98995 | 0 | 0 | 0 | 0 | 0 | 0 | 0 | 0 | 0 | 0.10143 | 0 | 0 | 0 | 0 | 0 | 0 | 0 | 0 | 0.036624 | 0.023776 | 0.012849 | 0.066494 | 0.4419 | 0.33878 | 0 | 0.15817 | -1.5438 | -0.15817 | 0.28372
[9 empty] | 2014-04-11 | 19時 | 1.7735 | 0 | 0 | 0 | 0 | 0 | 0 | 0 | 0 | 0 | 0.18171 | 0 | 0 | 0 | 0 | 0 | 0 | 0 | 0 | 0.036624 | 0.023776 | 0.012849 | 0.16307 | 0.33458 | 0.13488 | 0 | 0.089268 | -0.87126 | -0.089268 | 0.24531
[9 empty] | 2014-04-11 | 20時 | 2.1752 | 0 | 0 | 0 | 0 | 0 | 0 | 0 | 0 | 0 | 0.22287 | 0 | 0 | 0 | 0 | 0 | 0 | 0 | 0 | 0.024446 | 0.023776 | 0.00067044 | 0.088224 | 0.24028 | 0.12761 | 0 | -0.020627 | 0.20132 | 0.020627 | 0.26091
[9 empty] | 2014-04-11 | 21時 | 3.2128 | 0 | 0 | 0 | 0 | 0 | 0 | 0 | 0 | 0 | 0.32918 | 0 | 0 | 0 | 0 | 0 | 0 | 0 | 0 | 0.024446 | 0.023776 | 0.00067044 | 0.14284 | 0.35471 | 0.18743 | 0 | 0.062224 | -0.60731 | -0.062224 | 0.29249
[9 empty] | 2014-04-11 | 22時 | 2.5864 | 0 | 0 | 0 | 0 | 0 | 0 | 0 | 0 | 0 | 0.265 | 0 | 0 | 0 | 0 | 0 | 0 | 0 | 0 | 0.036344 | 0.023776 | 0.012568 | 0.16493 | 0.39307 | 0.19179 | 0 | 0.10058 | -0.98168 | -0.10058 | 0.29249
[9 empty] | 2014-04-11 | 23時 | 0 | 0 | 0 | 0 | 0 | 0 | 0 | 0 | 0 | 0 | 0 | 0 | 0 | 0 | 0 | 0 | 0 | 0 | 0 | 0.037175 | 0.023776 | 0.013399 | 0.17268 | 0.42753 | 0.21768 | 0 | 0.22391 | -2.1853 | -0.22391 | 0.20363
[9 empty] | 2014-04-12 | 0時 | 0 | 0 | 0 | 0 | 0 | 0 | 0 | 0 | 0 | 0 | 0 | 0 | 0 | 0 | 0 | 0 | 0 | 0 | 0 | 0.024026 | 0.023776 | 0.00025017 | 0.045276 | 0.22713 | 0.15783 | 0 | 0.1232 | -1.2024 | -0.1232 | 0.10393
[9 empty] | 2014-04-12 | 1時 | 0 | 0 | 0 | 0 | 0 | 0 | 0 | 0 | 0 | 0 | 0 | 0 | 0 | 0 | 0 | 0 | 0 | 0 | 0 | 0.024026 | 0.023776 | 0.00025017 | 0 | 0.072356 | 0.04833 | 0 | 0.039758 | -0.38803 | -0.039758 | 0.032599
[9 empty] | 2014-04-12 | 2時 | 0 | 0 | 0 | 0 | 0 | 0 | 0 | 0 | 0 | 0 | 0 | 0 | 0 | 0 | 0 | 0 | 0 | 0 | 0 | 0.024026 | 0.023776 | 0.00025017 | 0 | 0.080156 | 0.05613 | 0 | 0.044776 | -0.43702 | -0.044776 | 0.03538
[9 empty] | 2014-04-12 | 3時 | 0 | 0 | 0 | 0 | 0 | 0 | 0 | 0 | 0 | 0 | 0 | 0 | 0 | 0 | 0 | 0 | 0 | 0 | 0 | 0.024026 | 0.023776 | 0.00025017 | 0 | 0.080156 | 0.05613 | 0 | 0.044776 | -0.43702 | -0.044776 | 0.03538
[9 empty] | 2014-04-12 | 4時 | 0 | 0 | 0 | 0 | 0 | 0 | 0 | 0 | 0 | 0 | 0 | 0 | 0 | 0 | 0 | 0 | 0 | 0 | 0 | 0.024026 | 0.023776 | 0.00025017 | 0 | 0.072356 | 0.04833 | 0 | 0.039758 | -0.38803 | -0.039758 | 0.032599
[9 empty] | 2014-04-12 | 5時 | 10.0149 | 0 | 0 | 0 | 0 | 0 | 0 | 0 | 0 | 0 | 1.0261 | 0 | 0 | 0 | 0 | 0 | 0 | 0 | 0 | 0.024026 | 0.023776 | 0.00025017 | 0 | 0.080156 | 0.05613 | 0 | -0.26072 | 2.5446 | 0.26072 | 0.34088
[9 empty] | 2014-04-12 | 6時 | 2.7443 | 0 | 0 | 0 | 0 | 0 | 0 | 0 | 0 | 0 | 0.28117 | 0 | 0 | 0 | 0 | 0 | 0 | 0 | 0 | 0.03053 | 0.023776 | 0.0067545 | 0.018231 | 0.30998 | 0.26122 | 0 | -0.030893 | 0.30152 | 0.030893 | 0.34088
[9 empty] | 2014-04-12 | 7時 | 2.0659 | 0 | 0 | 0 | 0 | 0 | 0 | 0 | 0 | 0 | 0.21167 | 0 | 0 | 0 | 0 | 0 | 0 | 0 | 0 | 0.024857 | 0.023776 | 0.0010807 | 0.11469 | 0.3877 | 0.24816 | 0 | 0.046828 | -0.45705 | -0.046828 | 0.34088
[9 empty] | 2014-04-12 | 8時 | 1.5764 | 0 | 0 | 0 | 0 | 0 | 0 | 0 | 0 | 0 | 0.16152 | 0 | 0 | 0 | 0 | 0 | 0 | 0 | 0 | 0.024857 | 0.023776 | 0.0010807 | 0.064563 | 0.2343 | 0.14488 | 0 | -0.0072177 | 0.070445 | 0.0072177 | 0.24152
[9 empty] | 2014-04-12 | 9時 | 0 | 0 | 0 | 0 | 0 | 0 | 0 | 0 | 0 | 0 | 0 | 0 | 0 | 0 | 0 | 0 | 0 | 0 | 0 | 0.024026 | 0.023776 | 0.00025017 | 0.16544 | 0.52635 | 0.33688 | 0 | 0.26014 | -2.539 | -0.26014 | 0.26621
[9 empty] | 2014-04-12 | 10時 | 0 | 0 | 0 | 0 | 0 | 0 | 0 | 0 | 0 | 0 | 0 | 0 | 0 | 0 | 0 | 0 | 0 | 0 | 0 | 0.024446 | 0.023776 | 0.00067044 | 0.053027 | 0.1258 | 0.04833 | 0 | 0.055103 | -0.5378 | -0.055103 | 0.070701
[9 empty] | 2014-04-12 | 11時 | 1.6011 | 0 | 0 | 0 | 0 | 0 | 0 | 0 | 0 | 0 | 0.16405 | 0 | 0 | 0 | 0 | 0 | 0 | 0 | 0 | 0.024026 | 0.023776 | 0.00025017 | 0.0026381 | 0.082794 | 0.05613 | 0 | -0.071418 | 0.69704 | 0.071418 | 0.15421
[9 empty] | 2014-04-12 | 12時 | 0.63085 | 0 | 0 | 0 | 0 | 0 | 0 | 0 | 0 | 0 | 0.064636 | 0 | 0 | 0 | 0 | 0 | 0 | 0 | 0 | 0.03053 | 0.023776 | 0.0067545 | 0.029502 | 0.33286 | 0.27283 | 0 | 0.12197 | -1.1904 | -0.12197 | 0.2109
[9 empty] | 2014-04-12 | 13時 | 0 | 0 | 0 | 0 | 0 | 0 | 0 | 0 | 0 | 0 | 0 | 0 | 0 | 0 | 0 | 0 | 0 | 0 | 0 | 0.024446 | 0.023776 | 0.00067044 | 0.058042 | 0.13082 | 0.04833 | 0 | 0.056545 | -0.55188 | -0.056545 | 0.074274
[9 empty] | 2014-04-12 | 14時 | 0 | 0 | 0 | 0 | 0 | 0 | 0 | 0 | 0 | 0 | 0 | 0 | 0 | 0 | 0 | 0 | 0 | 0 | 0 | 0.024026 | 0.023776 | 0.00025017 | 0.024487 | 0.10464 | 0.05613 | 0 | 0.051802 | -0.50559 | -0.051802 | 0.052841
[9 empty] | 2014-04-12 | 15時 | 0.51239 | 0 | 0 | 0 | 0 | 0 | 0 | 0 | 0 | 0 | 0.052499 | 0 | 0 | 0 | 0 | 0 | 0 | 0 | 0 | 0.024026 | 0.023776 | 0.00025017 | 0 | 0.080156 | 0.05613 | 0 | 0.007349 | -0.071726 | -0.007349 | 0.072807
[9 empty] | 2014-04-12 | 16時 | 0.5117 | 0 | 0 | 0 | 0 | 0 | 0 | 0 | 0 | 0 | 0.052428 | 0 | 0 | 0 | 0 | 0 | 0 | 0 | 0 | 0.024446 | 0.023776 | 0.00067044 | 0.033816 | 0.10659 | 0.04833 | 0 | 0.012212 | -0.11919 | -0.012212 | 0.094381
[9 empty] | 2014-04-12 | 17時 | 1.4603 | 0 | 0 | 0 | 0 | 0 | 0 | 0 | 0 | 0 | 0.14962 | 0 | 0 | 0 | 0 | 0 | 0 | 0 | 0 | 0.024446 | 0.023776 | 0.00067044 | 0.056835 | 0.28621 | 0.20493 | 0 | 0.023773 | -0.23203 | -0.023773 | 0.26244
[9 empty] | 2014-04-12 | 18時 | 0.68483 | 0 | 0 | 0 | 0 | 0 | 0 | 0 | 0 | 0 | 0.070167 | 0 | 0 | 0 | 0 | 0 | 0 | 0 | 0 | 0.036624 | 0.023776 | 0.012849 | 0.066494 | 0.4419 | 0.33878 | 0 | 0.13345 | -1.3024 | -0.13345 | 0.30845
[9 empty] | 2014-04-12 | 19時 | 1.4052 | 0 | 0 | 0 | 0 | 0 | 0 | 0 | 0 | 0 | 0.14398 | 0 | 0 | 0 | 0 | 0 | 0 | 0 | 0 | 0.036624 | 0.023776 | 0.012849 | 0.16307 | 0.33458 | 0.13488 | 0 | 0.059925 | -0.58487 | -0.059925 | 0.27465
[9 empty] | 2014-04-12 | 20時 | 1.4864 | 0 | 0 | 0 | 0 | 0 | 0 | 0 | 0 | 0 | 0.15229 | 0 | 0 | 0 | 0 | 0 | 0 | 0 | 0 | 0.024446 | 0.023776 | 0.00067044 | 0.088224 | 0.24028 | 0.12761 | 0 | -0.013742 | 0.13412 | 0.013742 | 0.25402
[9 empty] | 2014-04-12 | 21時 | 2.38 | 0 | 0 | 0 | 0 | 0 | 0 | 0 | 0 | 0 | 0.24385 | 0 | 0 | 0 | 0 | 0 | 0 | 0 | 0 | 0.024446 | 0.023776 | 0.00067044 | 0.14284 | 0.35471 | 0.18743 | 0 | 0.013835 | -0.13503 | -0.013835 | 0.34088
[9 empty] | 2014-04-12 | 22時 | 1.7191 | 0 | 0 | 0 | 0 | 0 | 0 | 0 | 0 | 0 | 0.17614 | 0 | 0 | 0 | 0 | 0 | 0 | 0 | 0 | 0.036344 | 0.023776 | 0.012568 | 0.16493 | 0.39307 | 0.19179 | 0 | 0.052192 | -0.50939 | -0.052192 | 0.34088
[9 empty] | 2014-04-12 | 23時 | 0 | 0 | 0 | 0 | 0 | 0 | 0 | 0 | 0 | 0 | 0 | 0 | 0 | 0 | 0 | 0 | 0 | 0 | 0 | 0.037175 | 0.023776 | 0.013399 | 0.17268 | 0.42753 | 0.21768 | 0 | 0.18947 | -1.8492 | -0.18947 | 0.23806
[9 empty] | 2014-04-13 | 0時 | 0 | 0 | 0 | 0 | 0 | 0 | 0 | 0 | 0 | 0 | 0 | 0 | 0 | 0 | 0 | 0 | 0 | 0 | 0 | 0.024026 | 0.023776 | 0.00025017 | 0.045276 | 0.22713 | 0.15783 | 0 | 0.11881 | -1.1596 | -0.11881 | 0.10832
[9 empty] | 2014-04-13 | 1時 | 0 | 0 | 0 | 0 | 0 | 0 | 0 | 0 | 0 | 0 | 0 | 0 | 0 | 0 | 0 | 0 | 0 | 0 | 0 | 0.024026 | 0.023776 | 0.00025017 | 0 | 0.072356 | 0.04833 | 0 | 0.037988 | -0.37076 | -0.037988 | 0.034369
[9 empty] | 2014-04-13 | 2時 | 0 | 0 | 0 | 0 | 0 | 0 | 0 | 0 | 0 | 0 | 0 | 0 | 0 | 0 | 0 | 0 | 0 | 0 | 0 | 0.024026 | 0.023776 | 0.00025017 | 0 | 0.080156 | 0.05613 | 0 | 0.042904 | -0.41875 | -0.042904 | 0.037252
[9 empty] | 2014-04-13 | 3時 | 0 | 0 | 0 | 0 | 0 | 0 | 0 | 0 | 0 | 0 | 0 | 0 | 0 | 0 | 0 | 0 | 0 | 0 | 0 | 0.024026 | 0.023776 | 0.00025017 | 0 | 0.080156 | 0.05613 | 0 | 0.042904 | -0.41875 | -0.042904 | 0.037252
[9 empty] | 2014-04-13 | 4時 | 0 | 0 | 0 | 0 | 0 | 0 | 0 | 0 | 0 | 0 | 0 | 0 | 0 | 0 | 0 | 0 | 0 | 0 | 0 | 0.024026 | 0.023776 | 0.00025017 | 0 | 0.072356 | 0.04833 | 0 | 0.037988 | -0.37076 | -0.037988 | 0.034369
[9 empty] | 2014-04-13 | 5時 | 4.2164 | 0 | 0 | 0 | 0 | 0 | 0 | 0 | 0 | 0 | 0.432 | 0 | 0 | 0 | 0 | 0 | 0 | 0 | 0 | 0.024026 | 0.023776 | 0.00025017 | 0 | 0.080156 | 0.05613 | 0 | -0.27379 | 2.6722 | 0.27379 | 0.35394
[9 empty] | 2014-04-13 | 6時 | 1.2841 | 0 | 0 | 0 | 0 | 0 | 0 | 0 | 0 | 0 | 0.13156 | 0 | 0 | 0 | 0 | 0 | 0 | 0 | 0 | 0.03053 | 0.023776 | 0.0067545 | 0.018231 | 0.30998 | 0.26122 | 0 | 0.056078 | -0.54732 | -0.056078 | 0.2539
[9 empty] | 2014-04-13 | 7時 | 1.0654 | 0 | 0 | 0 | 0 | 0 | 0 | 0 | 0 | 0 | 0.10916 | 0 | 0 | 0 | 0 | 0 | 0 | 0 | 0 | 0.024857 | 0.023776 | 0.0010807 | 0.11469 | 0.3877 | 0.24816 | 0 | 0.07815 | -0.76274 | -0.07815 | 0.30955
[9 empty] | 2014-04-13 | 8時 | 0.87933 | 0 | 0 | 0 | 0 | 0 | 0 | 0 | 0 | 0 | 0.090095 | 0 | 0 | 0 | 0 | 0 | 0 | 0 | 0 | 0.024857 | 0.023776 | 0.0010807 | 0.064563 | 0.2343 | 0.14488 | 0 | 0.036139 | -0.35272 | -0.036139 | 0.19816
[9 empty] | 2014-04-13 | 9時 | 0 | 0 | 0 | 0 | 0 | 0 | 0 | 0 | 0 | 0 | 0 | 0 | 0 | 0 | 0 | 0 | 0 | 0 | 0 | 0.024026 | 0.023776 | 0.00025017 | 0.16544 | 0.52635 | 0.33688 | 0 | 0.24981 | -2.4382 | -0.24981 | 0.27654
[9 empty] | 2014-04-13 | 10時 | 0 | 0 | 0 | 0 | 0 | 0 | 0 | 0 | 0 | 0 | 0 | 0 | 0 | 0 | 0 | 0 | 0 | 0 | 0 | 0.024446 | 0.023776 | 0.00067044 | 0.053027 | 0.1258 | 0.04833 | 0 | 0.051936 | -0.5069 | -0.051936 | 0.073867
[9 empty] | 2014-04-13 | 11時 | 1.1401 | 0 | 0 | 0 | 0 | 0 | 0 | 0 | 0 | 0 | 0.11681 | 0 | 0 | 0 | 0 | 0 | 0 | 0 | 0 | 0.024026 | 0.023776 | 0.00025017 | 0.0026381 | 0.082794 | 0.05613 | 0 | -0.042738 | 0.41713 | 0.042738 | 0.12553
[9 empty] | 2014-04-13 | 12時 | 0.63252 | 0 | 0 | 0 | 0 | 0 | 0 | 0 | 0 | 0 | 0.064807 | 0 | 0 | 0 | 0 | 0 | 0 | 0 | 0 | 0.03053 | 0.023776 | 0.0067545 | 0.029502 | 0.33286 | 0.27283 | 0 | 0.11354 | -1.1081 | -0.11354 | 0.21933
[9 empty] | 2014-04-13 | 13時 | 0 | 0 | 0 | 0 | 0 | 0 | 0 | 0 | 0 | 0 | 0 | 0 | 0 | 0 | 0 | 0 | 0 | 0 | 0 | 0.024446 | 0.023776 | 0.00067044 | 0.058042 | 0.13082 | 0.04833 | 0 | 0.053248 | -0.5197 | -0.053248 | 0.077571
[9 empty] | 2014-04-13 | 14時 | 0 | 0 | 0 | 0 | 0 | 0 | 0 | 0 | 0 | 0 | 0 | 0 | 0 | 0 | 0 | 0 | 0 | 0 | 0 | 0.024026 | 0.023776 | 0.00025017 | 0.024487 | 0.10464 | 0.05613 | 0 | 0.049291 | -0.48108 | -0.049291 | 0.055353
[9 empty] | 2014-04-13 | 15時 | 0.6311 | 0 | 0 | 0 | 0 | 0 | 0 | 0 | 0 | 0 | 0.064662 | 0 | 0 | 0 | 0 | 0 | 0 | 0 | 0 | 0.024026 | 0.023776 | 0.00025017 | 0 | 0.080156 | 0.05613 | 0 | -0.0048834 | 0.047662 | 0.0048834 | 0.08504
[9 empty] | 2014-04-13 | 16時 | 0.54315 | 0 | 0 | 0 | 0 | 0 | 0 | 0 | 0 | 0 | 0.05565 | 0 | 0 | 0 | 0 | 0 | 0 | 0 | 0 | 0.024446 | 0.023776 | 0.00067044 | 0.033816 | 0.10659 | 0.04833 | 0 | 0.0057969 | -0.056578 | -0.0057969 | 0.1008
[9 empty] | 2014-04-13 | 17時 | 1.5232 | 0 | 0 | 0 | 0 | 0 | 0 | 0 | 0 | 0 | 0.15606 | 0 | 0 | 0 | 0 | 0 | 0 | 0 | 0 | 0.024446 | 0.023776 | 0.00067044 | 0.056835 | 0.28621 | 0.20493 | 0 | 0.0088231 | -0.086114 | -0.0088231 | 0.27739
[9 empty] | 2014-04-13 | 18時 | 0.75226 | 0 | 0 | 0 | 0 | 0 | 0 | 0 | 0 | 0 | 0.077076 | 0 | 0 | 0 | 0 | 0 | 0 | 0 | 0 | 0.036624 | 0.023776 | 0.012849 | 0.066494 | 0.4419 | 0.33878 | 0 | 0.11646 | -1.1367 | -0.11646 | 0.32544
[9 empty] | 2014-04-13 | 19時 | 1.4407 | 0 | 0 | 0 | 0 | 0 | 0 | 0 | 0 | 0 | 0.14761 | 0 | 0 | 0 | 0 | 0 | 0 | 0 | 0 | 0.036624 | 0.023776 | 0.012849 | 0.16307 | 0.33458 | 0.13488 | 0 | 0.044076 | -0.43018 | -0.044076 | 0.2905
[9 empty] | 2014-04-13 | 20時 | 1.6231 | 0 | 0 | 0 | 0 | 0 | 0 | 0 | 0 | 0 | 0.1663 | 0 | 0 | 0 | 0 | 0 | 0 | 0 | 0 | 0.024446 | 0.023776 | 0.00067044 | 0.088224 | 0.24028 | 0.12761 | 0 | -0.033977 | 0.33162 | 0.033977 | 0.27426
[9 empty] | 2014-04-13 | 21時 | 2.4579 | 0 | 0 | 0 | 0 | 0 | 0 | 0 | 0 | 0 | 0.25184 | 0 | 0 | 0 | 0 | 0 | 0 | 0 | 0 | 0.024446 | 0.023776 | 0.00067044 | 0.14284 | 0.35471 | 0.18743 | 0 | 0.00076812 | -0.0074969 | -0.00076812 | 0.35394
[9 empty] | 2014-04-13 | 22時 | 2.0043 | 0 | 0 | 0 | 0 | 0 | 0 | 0 | 0 | 0 | 0.20535 | 0 | 0 | 0 | 0 | 0 | 0 | 0 | 0 | 0.036344 | 0.023776 | 0.012568 | 0.16493 | 0.39307 | 0.19179 | 0 | 0.039125 | -0.38186 | -0.039125 | 0.35394
[9 empty] | 2014-04-13 | 23時 | 0 | 0 | 0 | 0 | 0 | 0 | 0 | 0 | 0 | 0 | 0 | 0 | 0 | 0 | 0 | 0 | 0 | 0 | 0 | 0.037175 | 0.023776 | 0.013399 | 0.17268 | 0.42753 | 0.21768 | 0 | 0.18017 | -1.7585 | -0.18017 | 0.24736
[9 empty] | 2014-04-14 | 0時 | 0 | 0 | 0 | 0 | 0 | 0 | 0 | 0 | 0 | 0 | 0 | 0 | 0 | 0 | 0 | 0 | 0 | 0 | 0 | 0.024026 | 0.023776 | 0.00025017 | 0.045276 | 0.22713 | 0.15783 | 0 | 0.11412 | -1.1138 | -0.11412 | 0.11301
[9 empty] | 2014-04-14 | 1時 | 0 | 0 | 0 | 0 | 0 | 0 | 0 | 0 | 0 | 0 | 0 | 0 | 0 | 0 | 0 | 0 | 0 | 0 | 0 | 0.024026 | 0.023776 | 0.00025017 | 0 | 0.072356 | 0.04833 | 0 | 0.036091 | -0.35225 | -0.036091 | 0.036265
[9 empty] | 2014-04-14 | 2時 | 0 | 0 | 0 | 0 | 0 | 0 | 0 | 0 | 0 | 0 | 0 | 0 | 0 | 0 | 0 | 0 | 0 | 0 | 0 | 0.024026 | 0.023776 | 0.00025017 | 0 | 0.080156 | 0.05613 | 0 | 0.040899 | -0.39917 | -0.040899 | 0.039258
[9 empty] | 2014-04-14 | 3時 | 0 | 0 | 0 | 0 | 0 | 0 | 0 | 0 | 0 | 0 | 0 | 0 | 0 | 0 | 0 | 0 | 0 | 0 | 0 | 0.024026 | 0.023776 | 0.00025017 | 0 | 0.080156 | 0.05613 | 0 | 0.040899 | -0.39917 | -0.040899 | 0.039258
[9 empty] | 2014-04-14 | 4時 | 0 | 0 | 0 | 0 | 0 | 0 | 0 | 0 | 0 | 0 | 0 | 0 | 0 | 0 | 0 | 0 | 0 | 0 | 0 | 0.024026 | 0.023776 | 0.00025017 | 0 | 0.072356 | 0.04833 | 0 | 0.036091 | -0.35225 | -0.036091 | 0.036265
[9 empty] | 2014-04-14 | 5時 | 10.2093 | 0 | 0 | 0 | 0 | 0 | 0 | 0 | 0 | 0 | 1.046 | 0 | 0 | 0 | 0 | 0 | 0 | 0 | 0 | 0.024026 | 0.023776 | 0.00025017 | 0 | 0.080156 | 0.05613 | 0 | -0.28779 | 2.8088 | 0.28779 | 0.36794
[9 empty] | 2014-04-14 | 6時 | 1.2509 | 0 | 0 | 0 | 0 | 0 | 0 | 0 | 0 | 0 | 0.12816 | 0 | 0 | 0 | 0 | 0 | 0 | 0 | 0 | 0.03053 | 0.023776 | 0.0067545 | 0.018231 | 0.30998 | 0.26122 | 0 | 0.048475 | -0.47312 | -0.048475 | 0.26151
[9 empty] | 2014-04-14 | 7時 | 0.60944 | 0 | 0 | 0 | 0 | 0 | 0 | 0 | 0 | 0 | 0.062443 | 0 | 0 | 0 | 0 | 0 | 0 | 0 | 0 | 0.024857 | 0.023776 | 0.0010807 | 0.11469 | 0.3877 | 0.24816 | 0 | 0.10167 | -0.99226 | -0.10167 | 0.28604
[9 empty] | 2014-04-14 | 8時 | 0.52756 | 0 | 0 | 0 | 0 | 0 | 0 | 0 | 0 | 0 | 0.054054 | 0 | 0 | 0 | 0 | 0 | 0 | 0 | 0 | 0.024857 | 0.023776 | 0.0010807 | 0.064563 | 0.2343 | 0.14488 | 0 | 0.055684 | -0.54347 | -0.055684 | 0.17861
[9 empty] | 2014-04-14 | 9時 | 0 | 0 | 0 | 0 | 0 | 0 | 0 | 0 | 0 | 0 | 0 | 0 | 0 | 0 | 0 | 0 | 0 | 0 | 0 | 0.024026 | 0.023776 | 0.00025017 | 0.16544 | 0.52635 | 0.33688 | 0 | 0.23874 | -2.3301 | -0.23874 | 0.28761
[9 empty] | 2014-04-14 | 10時 | 0 | 0 | 0 | 0 | 0 | 0 | 0 | 0 | 0 | 0 | 0 | 0 | 0 | 0 | 0 | 0 | 0 | 0 | 0 | 0.024446 | 0.023776 | 0.00067044 | 0.053027 | 0.1258 | 0.04833 | 0 | 0.048544 | -0.47379 | -0.048544 | 0.07726
[9 empty] | 2014-04-14 | 11時 | 0.49435 | 0 | 0 | 0 | 0 | 0 | 0 | 0 | 0 | 0 | 0.05065 | 0 | 0 | 0 | 0 | 0 | 0 | 0 | 0 | 0.024026 | 0.023776 | 0.00025017 | 0.0026381 | 0.082794 | 0.05613 | 0 | 0.0026619 | -0.02598 | -0.0026619 | 0.080132
[9 empty] | 2014-04-14 | 12時 | 0.48607 | 0 | 0 | 0 | 0 | 0 | 0 | 0 | 0 | 0 | 0.049803 | 0 | 0 | 0 | 0 | 0 | 0 | 0 | 0 | 0.03053 | 0.023776 | 0.0067545 | 0.029502 | 0.33286 | 0.27283 | 0 | 0.11614 | -1.1336 | -0.11614 | 0.21672
[9 empty] | 2014-04-14 | 13時 | 0 | 0 | 0 | 0 | 0 | 0 | 0 | 0 | 0 | 0 | 0 | 0 | 0 | 0 | 0 | 0 | 0 | 0 | 0 | 0.024446 | 0.023776 | 0.00067044 | 0.058042 | 0.13082 | 0.04833 | 0 | 0.049715 | -0.48522 | -0.049715 | 0.081103
[9 empty] | 2014-04-14 | 14時 | 0 | 0 | 0 | 0 | 0 | 0 | 0 | 0 | 0 | 0 | 0 | 0 | 0 | 0 | 0 | 0 | 0 | 0 | 0 | 0.024026 | 0.023776 | 0.00025017 | 0.024487 | 0.10464 | 0.05613 | 0 | 0.046599 | -0.45481 | -0.046599 | 0.058044
[9 empty] | 2014-04-14 | 15時 | 0.48968 | 0 | 0 | 0 | 0 | 0 | 0 | 0 | 0 | 0 | 0.050172 | 0 | 0 | 0 | 0 | 0 | 0 | 0 | 0 | 0.024026 | 0.023776 | 0.00025017 | 0 | 0.080156 | 0.05613 | 0 | 0.0024155 | -0.023576 | -0.0024155 | 0.077741
[9 empty] | 2014-04-14 | 16時 | 0.49893 | 0 | 0 | 0 | 0 | 0 | 0 | 0 | 0 | 0 | 0.05112 | 0 | 0 | 0 | 0 | 0 | 0 | 0 | 0 | 0.024446 | 0.023776 | 0.00067044 | 0.033816 | 0.10659 | 0.04833 | 0 | 0.0048595 | -0.047428 | -0.0048595 | 0.10173
[9 empty] | 2014-04-14 | 17時 | 1.3481 | 0 | 0 | 0 | 0 | 0 | 0 | 0 | 0 | 0 | 0.13813 | 0 | 0 | 0 | 0 | 0 | 0 | 0 | 0 | 0.024446 | 0.023776 | 0.00067044 | 0.056835 | 0.28621 | 0.20493 | 0 | 0.011481 | -0.11205 | -0.011481 | 0.27473
[9 empty] | 2014-04-14 | 18時 | 0.54103 | 0 | 0 | 0 | 0 | 0 | 0 | 0 | 0 | 0 | 0.055433 | 0 | 0 | 0 | 0 | 0 | 0 | 0 | 0 | 0.036624 | 0.023776 | 0.012849 | 0.066494 | 0.4419 | 0.33878 | 0 | 0.12014 | -1.1726 | -0.12014 | 0.32176
[9 empty] | 2014-04-14 | 19時 | 1.3472 | 0 | 0 | 0 | 0 | 0 | 0 | 0 | 0 | 0 | 0.13804 | 0 | 0 | 0 | 0 | 0 | 0 | 0 | 0 | 0.036624 | 0.023776 | 0.012849 | 0.16307 | 0.33458 | 0.13488 | 0 | 0.038623 | -0.37697 | -0.038623 | 0.29595
[9 empty] | 2014-04-14 | 20時 | 1.3851 | 0 | 0 | 0 | 0 | 0 | 0 | 0 | 0 | 0 | 0.14192 | 0 | 0 | 0 | 0 | 0 | 0 | 0 | 0 | 0.024446 | 0.023776 | 0.00067044 | 0.088224 | 0.24028 | 0.12761 | 0 | -0.026259 | 0.25629 | 0.026259 | 0.26654
[9 empty] | 2014-04-14 | 21時 | 2.5107 | 0 | 0 | 0 | 0 | 0 | 0 | 0 | 0 | 0 | 0.25724 | 0 | 0 | 0 | 0 | 0 | 0 | 0 | 0 | 0.024446 | 0.023776 | 0.00067044 | 0.14284 | 0.35471 | 0.18743 | 0 | -0.013233 | 0.12915 | 0.013233 | 0.36794
[9 empty] | 2014-04-14 | 22時 | 1.9655 | 0 | 0 | 0 | 0 | 0 | 0 | 0 | 0 | 0 | 0.20139 | 0 | 0 | 0 | 0 | 0 | 0 | 0 | 0 | 0.036344 | 0.023776 | 0.012568 | 0.16493 | 0.39307 | 0.19179 | 0 | 0.025125 | -0.24522 | -0.025125 | 0.36794
[9 empty] | 2014-04-14 | 23時 | 0 | 0 | 0 | 0 | 0 | 0 | 0 | 0 | 0 | 0 | 0 | 0 | 0 | 0 | 0 | 0 | 0 | 0 | 0 | 0.037175 | 0.023776 | 0.013399 | 0.17268 | 0.42753 | 0.21768 | 0 | 0.17021 | -1.6612 | -0.17021 | 0.25733
[9 empty] | 2014-04-15 | 0時 | 0 | 0 | 0 | 0 | 0 | 0 | 0 | 0 | 0 | 0 | 0 | 0 | 0 | 0 | 0 | 0 | 0 | 0 | 0 | 0.024026 | 0.023776 | 0.00025017 | 0 | 0.18186 | 0.15783 | 0 | 0.11008 | -1.0744 | -0.11008 | 0.071777
[9 empty] | 2014-04-15 | 1時 | 0 | 0 | 0 | 0 | 0 | 0 | 0 | 0 | 0 | 0 | 0 | 0 | 0 | 0 | 0 | 0 | 0 | 0 | 0 | 0.024026 | 0.023776 | 0.00025017 | 0 | 0.072356 | 0.04833 | 0 | 0.039684 | -0.38732 | -0.039684 | 0.032672
[9 empty] | 2014-04-15 | 2時 | 0 | 0 | 0 | 0 | 0 | 0 | 0 | 0 | 0 | 0 | 0 | 0 | 0 | 0 | 0 | 0 | 0 | 0 | 0 | 0.024026 | 0.023776 | 0.00025017 | 0 | 0.080156 | 0.05613 | 0 | 0.044698 | -0.43626 | -0.044698 | 0.035458
[9 empty] | 2014-04-15 | 3時 | 0 | 0 | 0 | 0 | 0 | 0 | 0 | 0 | 0 | 0 | 0 | 0 | 0 | 0 | 0 | 0 | 0 | 0 | 0 | 0.024026 | 0.023776 | 0.00025017 | 0 | 0.080156 | 0.05613 | 0 | 0.044698 | -0.43626 | -0.044698 | 0.035458
[9 empty] | 2014-04-15 | 4時 | 0 | 0 | 0 | 0 | 0 | 0 | 0 | 0 | 0 | 0 | 0 | 0 | 0 | 0 | 0 | 0 | 0 | 0 | 0 | 0.024026 | 0.023776 | 0.00025017 | 0 | 0.072356 | 0.04833 | 0 | 0.039684 | -0.38732 | -0.039684 | 0.032672
[9 empty] | 2014-04-15 | 5時 | 0 | 0 | 0 | 0 | 0 | 0 | 0 | 0 | 0 | 0 | 0 | 0 | 0 | 0 | 0 | 0 | 0 | 0 | 0 | 0.024026 | 0.023776 | 0.00025017 | 0 | 0.080156 | 0.05613 | 0 | 0.044698 | -0.43626 | -0.044698 | 0.035458
[9 empty] | 2014-04-15 | 6時 | 0 | 0 | 0 | 0 | 0 | 0 | 0 | 0 | 0 | 0 | 0 | 0 | 0 | 0 | 0 | 0 | 0 | 0 | 0 | 0.024026 | 0.023776 | 0.00025017 | 0 | 0.080156 | 0.05613 | 0 | 0.044698 | -0.43626 | -0.044698 | 0.035458
[9 empty] | 2014-04-15 | 7時 | 8.6733 | 0 | 0 | 0 | 0 | 0 | 0 | 0 | 0 | 0 | 0.88866 | 0 | 0 | 0 | 0 | 0 | 0 | 0 | 0 | 0.024857 | 0.023776 | 0.0010807 | 0.023666 | 0.23404 | 0.18552 | 0 | -0.10738 | 1.048 | 0.10738 | 0.34142
[9 empty] | 2014-04-15 | 8時 | 4.4612 | 0 | 0 | 0 | 0 | 0 | 0 | 0 | 0 | 0 | 0.45709 | 0 | 0 | 0 | 0 | 0 | 0 | 0 | 0 | 0.031371 | 0.023776 | 0.0075951 | 0.11401 | 0.4267 | 0.28132 | 0 | 0.085277 | -0.8323 | -0.085277 | 0.34142
[9 empty] | 2014-04-15 | 9時 | 3.573 | 0 | 0 | 0 | 0 | 0 | 0 | 0 | 0 | 0 | 0.36608 | 0 | 0 | 0 | 0 | 0 | 0 | 0 | 0 | 0.024446 | 0.023776 | 0.00067044 | 0.22373 | 0.50028 | 0.2521 | 0 | 0.15886 | -1.5505 | -0.15886 | 0.34142
[9 empty] | 2014-04-15 | 10時 | 3.229 | 0 | 0 | 0 | 0 | 0 | 0 | 0 | 0 | 0 | 0.33084 | 0 | 0 | 0 | 0 | 0 | 0 | 0 | 0 | 0.024857 | 0.023776 | 0.0010807 | 0.18888 | 0.44125 | 0.22751 | 0 | 0.099828 | -0.97432 | -0.099828 | 0.34142
[9 empty] | 2014-04-15 | 11時 | 2.0923 | 0 | 0 | 0 | 0 | 0 | 0 | 0 | 0 | 0 | 0.21438 | 0 | 0 | 0 | 0 | 0 | 0 | 0 | 0 | 0.024446 | 0.023776 | 0.00067044 | 0.17015 | 0.4299 | 0.23531 | 0 | 0.08848 | -0.86356 | -0.08848 | 0.34142
[9 empty] | 2014-04-15 | 12時 | 0.96615 | 0 | 0 | 0 | 0 | 0 | 0 | 0 | 0 | 0 | 0.098991 | 0 | 0 | 0 | 0 | 0 | 0 | 0 | 0 | 0.03053 | 0.023776 | 0.0067545 | 0.15008 | 0.45344 | 0.27283 | 0 | 0.13156 | -1.284 | -0.13156 | 0.32189
[9 empty] | 2014-04-15 | 13時 | 0 | 0 | 0 | 0 | 0 | 0 | 0 | 0 | 0 | 0 | 0 | 0 | 0 | 0 | 0 | 0 | 0 | 0 | 0 | 0.024446 | 0.023776 | 0.00067044 | 0.093998 | 0.16677 | 0.04833 | 0 | 0.066683 | -0.65083 | -0.066683 | 0.10009
[9 empty] | 2014-04-15 | 14時 | 0 | 0 | 0 | 0 | 0 | 0 | 0 | 0 | 0 | 0 | 0 | 0 | 0 | 0 | 0 | 0 | 0 | 0 | 0 | 0.024026 | 0.023776 | 0.00025017 | 0 | 0.080156 | 0.05613 | 0 | 0.044698 | -0.43626 | -0.044698 | 0.035458
[9 empty] | 2014-04-15 | 15時 | 2.4996 | 0 | 0 | 0 | 0 | 0 | 0 | 0 | 0 | 0 | 0.25611 | 0 | 0 | 0 | 0 | 0 | 0 | 0 | 0 | 0.024026 | 0.023776 | 0.00025017 | 0 | 0.080156 | 0.05613 | 0 | -0.13819 | 1.3487 | 0.13819 | 0.21834
[9 empty] | 2014-04-15 | 16時 | 2.8495 | 0 | 0 | 0 | 0 | 0 | 0 | 0 | 0 | 0 | 0.29196 | 0 | 0 | 0 | 0 | 0 | 0 | 0 | 0 | 0.024857 | 0.023776 | 0.0010807 | 0.070329 | 0.37035 | 0.27516 | 0 | 0.028926 | -0.28232 | -0.028926 | 0.34142
[9 empty] | 2014-04-15 | 17時 | 3.1515 | 0 | 0 | 0 | 0 | 0 | 0 | 0 | 0 | 0 | 0.3229 | 0 | 0 | 0 | 0 | 0 | 0 | 0 | 0 | 0.036624 | 0.023776 | 0.012849 | 0.13006 | 0.44491 | 0.27822 | 0 | 0.10349 | -1.0101 | -0.10349 | 0.34142
[9 empty] | 2014-04-15 | 18時 | 1.5328 | 0 | 0 | 0 | 0 | 0 | 0 | 0 | 0 | 0 | 0.15705 | 0 | 0 | 0 | 0 | 0 | 0 | 0 | 0 | 0.036624 | 0.023776 | 0.012849 | 0.15964 | 0.41407 | 0.21781 | 0 | 0.072655 | -0.70911 | -0.072655 | 0.34142
[9 empty] | 2014-04-15 | 19時 | 4.3202 | 0 | 0 | 0 | 0 | 0 | 0 | 0 | 0 | 0 | 0.44264 | 0 | 0 | 0 | 0 | 0 | 0 | 0 | 0 | 0.024026 | 0.023776 | 0.00025017 | 0.067685 | 0.2273 | 0.13559 | 0 | -0.06459 | 0.6304 | 0.06459 | 0.29189
[9 empty] | 2014-04-15 | 20時 | 3.7405 | 0 | 0 | 0 | 0 | 0 | 0 | 0 | 0 | 0 | 0.38325 | 0 | 0 | 0 | 0 | 0 | 0 | 0 | 0 | 0.024446 | 0.023776 | 0.00067044 | 0.14104 | 0.29311 | 0.12762 | 0 | -0.048314 | 0.47155 | 0.048314 | 0.34142
[9 empty] | 2014-04-15 | 21時 | 3.9959 | 0 | 0 | 0 | 0 | 0 | 0 | 0 | 0 | 0 | 0.40942 | 0 | 0 | 0 | 0 | 0 | 0 | 0 | 0 | 0.036344 | 0.023776 | 0.012568 | 0.16291 | 0.4405 | 0.24124 | 0 | 0.099076 | -0.96698 | -0.099076 | 0.34142
[9 empty] | 2014-04-15 | 22時 | 0 | 0 | 0 | 0 | 0 | 0 | 0 | 0 | 0 | 0 | 0 | 0 | 0 | 0 | 0 | 0 | 0 | 0 | 0 | 0.036764 | 0.023776 | 0.012989 | 0.16493 | 0.38136 | 0.17966 | 0 | 0.13995 | -1.3659 | -0.13995 | 0.2414
[9 empty] | 2014-04-15 | 23時 | 0 | 0 | 0 | 0 | 0 | 0 | 0 | 0 | 0 | 0 | 0 | 0 | 0 | 0 | 0 | 0 | 0 | 0 | 0 | 0.03039 | 0.023776 | 0.0066144 | 0.1312 | 0.31942 | 0.15783 | 0 | 0.14939 | -1.4581 | -0.14939 | 0.17003
[9 empty] | 2014-04-16 | 0時 | 0 | 0 | 0 | 0 | 0 | 0 | 0 | 0 | 0 | 0 | 0 | 0 | 0 | 0 | 0 | 0 | 0 | 0 | 0 | 0.024026 | 0.023776 | 0.00025017 | 0 | 0.18186 | 0.15783 | 0 | 0.11823 | -1.1539 | -0.11823 | 0.06363
[9 empty] | 2014-04-16 | 1時 | 0 | 0 | 0 | 0 | 0 | 0 | 0 | 0 | 0 | 0 | 0 | 0 | 0 | 0 | 0 | 0 | 0 | 0 | 0 | 0.024026 | 0.023776 | 0.00025017 | 0 | 0.072356 | 0.04833 | 0 | 0.044189 | -0.43129 | -0.044189 | 0.028167
[9 empty] | 2014-04-16 | 2時 | 0 | 0 | 0 | 0 | 0 | 0 | 0 | 0 | 0 | 0 | 0 | 0 | 0 | 0 | 0 | 0 | 0 | 0 | 0 | 0.024026 | 0.023776 | 0.00025017 | 0 | 0.080156 | 0.05613 | 0 | 0.049463 | -0.48276 | -0.049463 | 0.030693
[9 empty] | 2014-04-16 | 3時 | 0 | 0 | 0 | 0 | 0 | 0 | 0 | 0 | 0 | 0 | 0 | 0 | 0 | 0 | 0 | 0 | 0 | 0 | 0 | 0.024026 | 0.023776 | 0.00025017 | 0 | 0.080156 | 0.05613 | 0 | 0.049463 | -0.48276 | -0.049463 | 0.030693
[9 empty] | 2014-04-16 | 4時 | 0 | 0 | 0 | 0 | 0 | 0 | 0 | 0 | 0 | 0 | 0 | 0 | 0 | 0 | 0 | 0 | 0 | 0 | 0 | 0.024026 | 0.023776 | 0.00025017 | 0 | 0.072356 | 0.04833 | 0 | 0.044189 | -0.43129 | -0.044189 | 0.028167
[9 empty] | 2014-04-16 | 5時 | 0 | 0 | 0 | 0 | 0 | 0 | 0 | 0 | 0 | 0 | 0 | 0 | 0 | 0 | 0 | 0 | 0 | 0 | 0 | 0.024026 | 0.023776 | 0.00025017 | 0 | 0.080156 | 0.05613 | 0 | 0.049463 | -0.48276 | -0.049463 | 0.030693
[9 empty] | 2014-04-16 | 6時 | 0 | 0 | 0 | 0 | 0 | 0 | 0 | 0 | 0 | 0 | 0 | 0 | 0 | 0 | 0 | 0 | 0 | 0 | 0 | 0.024446 | 0.023776 | 0.00067044 | 0.018231 | 0.15865 | 0.11597 | 0 | 0.086825 | -0.84741 | -0.086825 | 0.071822
[9 empty] | 2014-04-16 | 7時 | 8.8651 | 0 | 0 | 0 | 0 | 0 | 0 | 0 | 0 | 0 | 0.90831 | 0 | 0 | 0 | 0 | 0 | 0 | 0 | 0 | 0.024446 | 0.023776 | 0.00067044 | 0.054439 | 0.34926 | 0.27038 | 0 | 0.041103 | -0.40116 | -0.041103 | 0.30816
[9 empty] | 2014-04-16 | 8時 | 4.0464 | 0 | 0 | 0 | 0 | 0 | 0 | 0 | 0 | 0 | 0.41459 | 0 | 0 | 0 | 0 | 0 | 0 | 0 | 0 | 0.037875 | 0.023776 | 0.014099 | 0.13781 | 0.50836 | 0.33267 | 0 | 0.2002 | -1.9539 | -0.2002 | 0.30816
[9 empty] | 2014-04-16 | 9時 | 2.4987 | 0 | 0 | 0 | 0 | 0 | 0 | 0 | 0 | 0 | 0.25601 | 0 | 0 | 0 | 0 | 0 | 0 | 0 | 0 | 0.024026 | 0.023776 | 0.00025017 | 0.072039 | 0.15219 | 0.05613 | 0 | -0.090956 | 0.88773 | 0.090956 | 0.24315
[9 empty] | 2014-04-16 | 10時 | 2.1433 | 0 | 0 | 0 | 0 | 0 | 0 | 0 | 0 | 0 | 0.2196 | 0 | 0 | 0 | 0 | 0 | 0 | 0 | 0 | 0.024026 | 0.023776 | 0.00025017 | 0 | 0.072356 | 0.04833 | 0 | -0.098036 | 0.95683 | 0.098036 | 0.17039
[9 empty] | 2014-04-16 | 11時 | 1.3258 | 0 | 0 | 0 | 0 | 0 | 0 | 0 | 0 | 0 | 0.13584 | 0 | 0 | 0 | 0 | 0 | 0 | 0 | 0 | 0.024026 | 0.023776 | 0.00025017 | 0 | 0.080156 | 0.05613 | 0 | -0.03851 | 0.37586 | 0.03851 | 0.11867
[9 empty] | 2014-04-16 | 12時 | 0.52156 | 0 | 0 | 0 | 0 | 0 | 0 | 0 | 0 | 0 | 0.053438 | 0 | 0 | 0 | 0 | 0 | 0 | 0 | 0 | 0.024026 | 0.023776 | 0.00025017 | 0 | 0.080156 | 0.05613 | 0 | 0.014861 | -0.14505 | -0.014861 | 0.065295
[9 empty] | 2014-04-16 | 13時 | 0 | 0 | 0 | 0 | 0 | 0 | 0 | 0 | 0 | 0 | 0 | 0 | 0 | 0 | 0 | 0 | 0 | 0 | 0 | 0.024026 | 0.023776 | 0.00025017 | 0 | 0.072356 | 0.04833 | 0 | 0.044189 | -0.43129 | -0.044189 | 0.028167
[9 empty] | 2014-04-16 | 14時 | 0 | 0 | 0 | 0 | 0 | 0 | 0 | 0 | 0 | 0 | 0 | 0 | 0 | 0 | 0 | 0 | 0 | 0 | 0 | 0.024026 | 0.023776 | 0.00025017 | 0 | 0.080156 | 0.05613 | 0 | 0.049463 | -0.48276 | -0.049463 | 0.030693
[9 empty] | 2014-04-16 | 15時 | 1.3374 | 0 | 0 | 0 | 0 | 0 | 0 | 0 | 0 | 0 | 0.13703 | 0 | 0 | 0 | 0 | 0 | 0 | 0 | 0 | 0.024026 | 0.023776 | 0.00025017 | 0 | 0.080156 | 0.05613 | 0 | -0.039279 | 0.38337 | 0.039279 | 0.11944
[9 empty] | 2014-04-16 | 16時 | 1.4843 | 0 | 0 | 0 | 0 | 0 | 0 | 0 | 0 | 0 | 0.15208 | 0 | 0 | 0 | 0 | 0 | 0 | 0 | 0 | 0.024026 | 0.023776 | 0.00025017 | 0 | 0.072356 | 0.04833 | 0 | -0.054301 | 0.52998 | 0.054301 | 0.12666
[9 empty] | 2014-04-16 | 17時 | 1.9009 | 0 | 0 | 0 | 0 | 0 | 0 | 0 | 0 | 0 | 0.19476 | 0 | 0 | 0 | 0 | 0 | 0 | 0 | 0 | 0.024026 | 0.023776 | 0.00025017 | 0 | 0.080156 | 0.05613 | 0 | -0.076663 | 0.74823 | 0.076663 | 0.15682
[9 empty] | 2014-04-16 | 18時 | 0.80955 | 0 | 0 | 0 | 0 | 0 | 0 | 0 | 0 | 0 | 0.082946 | 0 | 0 | 0 | 0 | 0 | 0 | 0 | 0 | 0.024026 | 0.023776 | 0.00025017 | 0 | 0.080156 | 0.05613 | 0 | -0.0042451 | 0.041432 | 0.0042451 | 0.084401
[9 empty] | 2014-04-16 | 19時 | 2.8392 | 0 | 0 | 0 | 0 | 0 | 0 | 0 | 0 | 0 | 0.2909 | 0 | 0 | 0 | 0 | 0 | 0 | 0 | 0 | 0.024026 | 0.023776 | 0.00025017 | 0 | 0.072356 | 0.04833 | 0 | -0.14421 | 1.4075 | 0.14421 | 0.21657
[9 empty] | 2014-04-16 | 20時 | 3.1263 | 0 | 0 | 0 | 0 | 0 | 0 | 0 | 0 | 0 | 0.32032 | 0 | 0 | 0 | 0 | 0 | 0 | 0 | 0 | 0.024857 | 0.023776 | 0.0010807 | 0.035316 | 0.26512 | 0.20494 | 0 | -0.043044 | 0.42011 | 0.043044 | 0.30816
[9 empty] | 2014-04-16 | 21時 | 3.505 | 0 | 0 | 0 | 0 | 0 | 0 | 0 | 0 | 0 | 0.35912 | 0 | 0 | 0 | 0 | 0 | 0 | 0 | 0 | 0.024446 | 0.023776 | 0.00067044 | 0.091389 | 0.35706 | 0.24122 | 0 | 0.048897 | -0.47724 | -0.048897 | 0.30816
[9 empty] | 2014-04-16 | 22時 | 0 | 0 | 0 | 0 | 0 | 0 | 0 | 0 | 0 | 0 | 0 | 0 | 0 | 0 | 0 | 0 | 0 | 0 | 0 | 0.030811 | 0.023776 | 0.0070347 | 0.16493 | 0.2469 | 0.051159 | 0 | 0.099684 | -0.97292 | -0.099684 | 0.14721
[9 empty] | 2014-04-16 | 23時 | 0 | 0 | 0 | 0 | 0 | 0 | 0 | 0 | 0 | 0 | 0 | 0 | 0 | 0 | 0 | 0 | 0 | 0 | 0 | 0.036344 | 0.023776 | 0.012568 | 0.13218 | 0.38619 | 0.21767 | 0 | 0.19993 | -1.9513 | -0.19993 | 0.18626
[9 empty] | 2014-04-17 | 0時 | 0 | 0 | 0 | 0 | 0 | 0 | 0 | 0 | 0 | 0 | 0 | 0 | 0 | 0 | 0 | 0 | 0 | 0 | 0 | 0.024026 | 0.023776 | 0.00025017 | 0.045276 | 0.22713 | 0.15783 | 0 | 0.117 | -1.1419 | -0.117 | 0.11013
[9 empty] | 2014-04-17 | 1時 | 0 | 0 | 0 | 0 | 0 | 0 | 0 | 0 | 0 | 0 | 0 | 0 | 0 | 0 | 0 | 0 | 0 | 0 | 0 | 0.024026 | 0.023776 | 0.00025017 | 0 | 0.072356 | 0.04833 | 0 | 0.037255 | -0.36361 | -0.037255 | 0.035101
[9 empty] | 2014-04-17 | 2時 | 0 | 0 | 0 | 0 | 0 | 0 | 0 | 0 | 0 | 0 | 0 | 0 | 0 | 0 | 0 | 0 | 0 | 0 | 0 | 0.024026 | 0.023776 | 0.00025017 | 0 | 0.080156 | 0.05613 | 0 | 0.04213 | -0.41119 | -0.04213 | 0.038026
[9 empty] | 2014-04-17 | 3時 | 0 | 0 | 0 | 0 | 0 | 0 | 0 | 0 | 0 | 0 | 0 | 0 | 0 | 0 | 0 | 0 | 0 | 0 | 0 | 0.024026 | 0.023776 | 0.00025017 | 0 | 0.080156 | 0.05613 | 0 | 0.04213 | -0.41119 | -0.04213 | 0.038026
[9 empty] | 2014-04-17 | 4時 | 0 | 0 | 0 | 0 | 0 | 0 | 0 | 0 | 0 | 0 | 0 | 0 | 0 | 0 | 0 | 0 | 0 | 0 | 0 | 0.024026 | 0.023776 | 0.00025017 | 0 | 0.072356 | 0.04833 | 0 | 0.037255 | -0.36361 | -0.037255 | 0.035101
[9 empty] | 2014-04-17 | 5時 | 18.3294 | 0.73858 | 0 | 0 | 0 | 0 | 0 | 0 | 0 | 0 | 1.8023 | 0 | 0 | 0 | 0 | 0 | 0 | 0 | 0 | 0.024026 | 0.023776 | 0.00025017 | 0 | 0.080156 | 0.05613 | 0 | -0.27919 | 2.7249 | 0.27919 | 0.35935
[9 empty] | 2014-04-17 | 6時 | 2.1317 | 0 | 0 | 0 | 0 | 0 | 0 | 0 | 0 | 0 | 0.21841 | 0 | 0 | 0 | 0 | 0 | 0 | 0 | 0 | 0.03053 | 0.023776 | 0.0067545 | 0.018231 | 0.30998 | 0.26122 | 0 | -0.012986 | 0.12674 | 0.012986 | 0.32297
[9 empty] | 2014-04-17 | 7時 | 1.1469 | 0 | 0 | 0 | 0 | 0 | 0 | 0 | 0 | 0 | 0.11751 | 0 | 0 | 0 | 0 | 0 | 0 | 0 | 0 | 0.024857 | 0.023776 | 0.0010807 | 0.11469 | 0.3877 | 0.24816 | 0 | 0.067137 | -0.65525 | -0.067137 | 0.32057
[9 empty] | 2014-04-17 | 8時 | 0.59817 | 0 | 0 | 0 | 0 | 0 | 0 | 0 | 0 | 0 | 0.061288 | 0 | 0 | 0 | 0 | 0 | 0 | 0 | 0 | 0.024857 | 0.023776 | 0.0010807 | 0.064563 | 0.2343 | 0.14488 | 0 | 0.054612 | -0.53301 | -0.054612 | 0.17969
[9 empty] | 2014-04-17 | 9時 | 0 | 0 | 0 | 0 | 0 | 0 | 0 | 0 | 0 | 0 | 0 | 0 | 0 | 0 | 0 | 0 | 0 | 0 | 0 | 0.024026 | 0.023776 | 0.00025017 | 0.16544 | 0.52635 | 0.33688 | 0 | 0.24554 | -2.3965 | -0.24554 | 0.28081
[9 empty] | 2014-04-17 | 10時 | 0 | 0 | 0 | 0 | 0 | 0 | 0 | 0 | 0 | 0 | 0 | 0 | 0 | 0 | 0 | 0 | 0 | 0 | 0 | 0.024446 | 0.023776 | 0.00067044 | 0.053027 | 0.1258 | 0.04833 | 0 | 0.050627 | -0.49411 | -0.050627 | 0.075177
[9 empty] | 2014-04-17 | 11時 | 0.49043 | 0 | 0 | 0 | 0 | 0 | 0 | 0 | 0 | 0 | 0.050249 | 0 | 0 | 0 | 0 | 0 | 0 | 0 | 0 | 0.024026 | 0.023776 | 0.00025017 | 0.0026381 | 0.082794 | 0.05613 | 0 | 0.0051097 | -0.049871 | -0.0051097 | 0.077685
[9 empty] | 2014-04-17 | 12時 | 0.48618 | 0 | 0 | 0 | 0 | 0 | 0 | 0 | 0 | 0 | 0.049814 | 0 | 0 | 0 | 0 | 0 | 0 | 0 | 0 | 0.03053 | 0.023776 | 0.0067545 | 0.029502 | 0.33286 | 0.27283 | 0 | 0.12134 | -1.1843 | -0.12134 | 0.21152
[9 empty] | 2014-04-17 | 13時 | 0 | 0 | 0 | 0 | 0 | 0 | 0 | 0 | 0 | 0 | 0 | 0 | 0 | 0 | 0 | 0 | 0 | 0 | 0 | 0.024446 | 0.023776 | 0.00067044 | 0.058042 | 0.13082 | 0.04833 | 0 | 0.051884 | -0.50639 | -0.051884 | 0.078935
[9 empty] | 2014-04-17 | 14時 | 0 | 0 | 0 | 0 | 0 | 0 | 0 | 0 | 0 | 0 | 0 | 0 | 0 | 0 | 0 | 0 | 0 | 0 | 0 | 0.024026 | 0.023776 | 0.00025017 | 0.024487 | 0.10464 | 0.05613 | 0 | 0.048251 | -0.47093 | -0.048251 | 0.056392
[9 empty] | 2014-04-17 | 15時 | 0.48061 | 0 | 0 | 0 | 0 | 0 | 0 | 0 | 0 | 0 | 0.049243 | 0 | 0 | 0 | 0 | 0 | 0 | 0 | 0 | 0.024026 | 0.023776 | 0.00025017 | 0 | 0.080156 | 0.05613 | 0 | 0.0052051 | -0.050802 | -0.0052051 | 0.074951
[9 empty] | 2014-04-17 | 16時 | 0.48472 | 0 | 0 | 0 | 0 | 0 | 0 | 0 | 0 | 0 | 0.049664 | 0 | 0 | 0 | 0 | 0 | 0 | 0 | 0 | 0.024446 | 0.023776 | 0.00067044 | 0.033816 | 0.10659 | 0.04833 | 0 | 0.008582 | -0.08376 | -0.008582 | 0.098011
[9 empty] | 2014-04-17 | 17時 | 1.2673 | 0 | 0 | 0 | 0 | 0 | 0 | 0 | 0 | 0 | 0.12985 | 0 | 0 | 0 | 0 | 0 | 0 | 0 | 0 | 0.024446 | 0.023776 | 0.00067044 | 0.056835 | 0.28621 | 0.20493 | 0 | 0.024195 | -0.23614 | -0.024195 | 0.26202
[9 empty] | 2014-04-17 | 18時 | 0.51047 | 0 | 0 | 0 | 0 | 0 | 0 | 0 | 0 | 0 | 0.052303 | 0 | 0 | 0 | 0 | 0 | 0 | 0 | 0 | 0.036624 | 0.023776 | 0.012849 | 0.066494 | 0.4419 | 0.33878 | 0 | 0.13005 | -1.2693 | -0.13005 | 0.31185
[9 empty] | 2014-04-17 | 19時 | 1.3191 | 0 | 0 | 0 | 0 | 0 | 0 | 0 | 0 | 0 | 0.13515 | 0 | 0 | 0 | 0 | 0 | 0 | 0 | 0 | 0.036624 | 0.023776 | 0.012849 | 0.16307 | 0.33458 | 0.13488 | 0 | 0.049082 | -0.47904 | -0.049082 | 0.28549
[9 empty] | 2014-04-17 | 20時 | 1.35 | 0 | 0 | 0 | 0 | 0 | 0 | 0 | 0 | 0 | 0.13831 | 0 | 0 | 0 | 0 | 0 | 0 | 0 | 0 | 0.024446 | 0.023776 | 0.00067044 | 0.088224 | 0.24028 | 0.12761 | 0 | -0.017232 | 0.16818 | 0.017232 | 0.25751
[9 empty] | 2014-04-17 | 21時 | 2.251 | 0 | 0 | 0 | 0 | 0 | 0 | 0 | 0 | 0 | 0.23063 | 0 | 0 | 0 | 0 | 0 | 0 | 0 | 0 | 0.024446 | 0.023776 | 0.00067044 | 0.14284 | 0.35471 | 0.18743 | 0 | -0.0046381 | 0.045268 | 0.0046381 | 0.35935
[9 empty] | 2014-04-17 | 22時 | 1.7689 | 0 | 0 | 0 | 0 | 0 | 0 | 0 | 0 | 0 | 0.18124 | 0 | 0 | 0 | 0 | 0 | 0 | 0 | 0 | 0.036344 | 0.023776 | 0.012568 | 0.16493 | 0.39307 | 0.19179 | 0 | 0.033719 | -0.3291 | -0.033719 | 0.35935
[9 empty] | 2014-04-17 | 23時 | 0 | 0 | 0 | 0 | 0 | 0 | 0 | 0 | 0 | 0 | 0 | 0 | 0 | 0 | 0 | 0 | 0 | 0 | 0 | 0.037175 | 0.023776 | 0.013399 | 0.17268 | 0.42753 | 0.21768 | 0 | 0.17632 | -1.7209 | -0.17632 | 0.25121
[9 empty] | 2014-04-18 | 0時 | 0 | 0 | 0 | 0 | 0 | 0 | 0 | 0 | 0 | 0 | 0 | 0 | 0 | 0 | 0 | 0 | 0 | 0 | 0 | 0.024026 | 0.023776 | 0.00025017 | 0.045276 | 0.22713 | 0.15783 | 0 | 0.1308 | -1.2766 | -0.1308 | 0.096333
[9 empty] | 2014-04-18 | 1時 | 0 | 0 | 0 | 0 | 0 | 0 | 0 | 0 | 0 | 0 | 0 | 0 | 0 | 0 | 0 | 0 | 0 | 0 | 0 | 0.024026 | 0.023776 | 0.00025017 | 0 | 0.072356 | 0.04833 | 0 | 0.042826 | -0.41798 | -0.042826 | 0.02953
[9 empty] | 2014-04-18 | 2時 | 0 | 0 | 0 | 0 | 0 | 0 | 0 | 0 | 0 | 0 | 0 | 0 | 0 | 0 | 0 | 0 | 0 | 0 | 0 | 0.024026 | 0.023776 | 0.00025017 | 0 | 0.080156 | 0.05613 | 0 | 0.048021 | -0.46869 | -0.048021 | 0.032135
[9 empty] | 2014-04-18 | 3時 | 0 | 0 | 0 | 0 | 0 | 0 | 0 | 0 | 0 | 0 | 0 | 0 | 0 | 0 | 0 | 0 | 0 | 0 | 0 | 0.024026 | 0.023776 | 0.00025017 | 0 | 0.080156 | 0.05613 | 0 | 0.048021 | -0.46869 | -0.048021 | 0.032135
[9 empty] | 2014-04-18 | 4時 | 0 | 0 | 0 | 0 | 0 | 0 | 0 | 0 | 0 | 0 | 0 | 0 | 0 | 0 | 0 | 0 | 0 | 0 | 0 | 0.024026 | 0.023776 | 0.00025017 | 0 | 0.072356 | 0.04833 | 0 | 0.042826 | -0.41798 | -0.042826 | 0.02953
[9 empty] | 2014-04-18 | 5時 | 5.1472 | 0 | 0 | 0 | 0 | 0 | 0 | 0 | 0 | 0 | 0.52738 | 0 | 0 | 0 | 0 | 0 | 0 | 0 | 0 | 0.024026 | 0.023776 | 0.00025017 | 0 | 0.080156 | 0.05613 | 0 | -0.23807 | 2.3235 | 0.23807 | 0.31822
[9 empty] | 2014-04-18 | 6時 | 1.3264 | 0 | 0 | 0 | 0 | 0 | 0 | 0 | 0 | 0 | 0.1359 | 0 | 0 | 0 | 0 | 0 | 0 | 0 | 0 | 0.03053 | 0.023776 | 0.0067545 | 0.018231 | 0.30998 | 0.26122 | 0 | 0.079235 | -0.77333 | -0.079235 | 0.23075
[9 empty] | 2014-04-18 | 7時 | 1.0027 | 0 | 0 | 0 | 0 | 0 | 0 | 0 | 0 | 0 | 0.10274 | 0 | 0 | 0 | 0 | 0 | 0 | 0 | 0 | 0.024857 | 0.023776 | 0.0010807 | 0.11469 | 0.3877 | 0.24816 | 0 | 0.11387 | -1.1114 | -0.11387 | 0.27383
[9 empty] | 2014-04-18 | 8時 | 0.52795 | 0 | 0 | 0 | 0 | 0 | 0 | 0 | 0 | 0 | 0.054093 | 0 | 0 | 0 | 0 | 0 | 0 | 0 | 0 | 0.024857 | 0.023776 | 0.0010807 | 0.064563 | 0.2343 | 0.14488 | 0 | 0.080841 | -0.78901 | -0.080841 | 0.15346
[9 empty] | 2014-04-18 | 9時 | 0 | 0 | 0 | 0 | 0 | 0 | 0 | 0 | 0 | 0 | 0 | 0 | 0 | 0 | 0 | 0 | 0 | 0 | 0 | 0.024026 | 0.023776 | 0.00025017 | 0.16544 | 0.52635 | 0.33688 | 0 | 0.27805 | -2.7138 | -0.27805 | 0.2483
[9 empty] | 2014-04-18 | 10時 | 0 | 0 | 0 | 0 | 0 | 0 | 0 | 0 | 0 | 0 | 0 | 0 | 0 | 0 | 0 | 0 | 0 | 0 | 0 | 0.024446 | 0.023776 | 0.00067044 | 0.053027 | 0.1258 | 0.04833 | 0 | 0.060592 | -0.59138 | -0.060592 | 0.065212
[9 empty] | 2014-04-18 | 11時 | 0.47223 | 0 | 0 | 0 | 0 | 0 | 0 | 0 | 0 | 0 | 0.048384 | 0 | 0 | 0 | 0 | 0 | 0 | 0 | 0 | 0.024026 | 0.023776 | 0.00025017 | 0.0026381 | 0.082794 | 0.05613 | 0 | 0.016595 | -0.16197 | -0.016595 | 0.066199
[9 empty] | 2014-04-18 | 12時 | 0.478 | 0 | 0 | 0 | 0 | 0 | 0 | 0 | 0 | 0 | 0.048975 | 0 | 0 | 0 | 0 | 0 | 0 | 0 | 0 | 0.03053 | 0.023776 | 0.0067545 | 0.029502 | 0.33286 | 0.27283 | 0 | 0.14682 | -1.4329 | -0.14682 | 0.18604
[9 empty] | 2014-04-18 | 13時 | 0 | 0 | 0 | 0 | 0 | 0 | 0 | 0 | 0 | 0 | 0 | 0 | 0 | 0 | 0 | 0 | 0 | 0 | 0 | 0.024446 | 0.023776 | 0.00067044 | 0.058042 | 0.13082 | 0.04833 | 0 | 0.062261 | -0.60767 | -0.062261 | 0.068557
[9 empty] | 2014-04-18 | 14時 | 0 | 0 | 0 | 0 | 0 | 0 | 0 | 0 | 0 | 0 | 0 | 0 | 0 | 0 | 0 | 0 | 0 | 0 | 0 | 0.024026 | 0.023776 | 0.00025017 | 0.024487 | 0.10464 | 0.05613 | 0 | 0.056157 | -0.54809 | -0.056157 | 0.048486
[9 empty] | 2014-04-18 | 15時 | 0.49643 | 0 | 0 | 0 | 0 | 0 | 0 | 0 | 0 | 0 | 0.050863 | 0 | 0 | 0 | 0 | 0 | 0 | 0 | 0 | 0.024026 | 0.023776 | 0.00025017 | 0 | 0.080156 | 0.05613 | 0 | 0.014064 | -0.13727 | -0.014064 | 0.066092
[9 empty] | 2014-04-18 | 16時 | 0.5029 | 0 | 0 | 0 | 0 | 0 | 0 | 0 | 0 | 0 | 0.051527 | 0 | 0 | 0 | 0 | 0 | 0 | 0 | 0 | 0.024446 | 0.023776 | 0.00067044 | 0.033816 | 0.10659 | 0.04833 | 0 | 0.019808 | -0.19332 | -0.019808 | 0.086785
[9 empty] | 2014-04-18 | 17時 | 1.2906 | 0 | 0 | 0 | 0 | 0 | 0 | 0 | 0 | 0 | 0.13223 | 0 | 0 | 0 | 0 | 0 | 0 | 0 | 0 | 0.024446 | 0.023776 | 0.00067044 | 0.056835 | 0.28621 | 0.20493 | 0 | 0.053059 | -0.51785 | -0.053059 | 0.23315
[9 empty] | 2014-04-18 | 18時 | 0.51381 | 0 | 0 | 0 | 0 | 0 | 0 | 0 | 0 | 0 | 0.052645 | 0 | 0 | 0 | 0 | 0 | 0 | 0 | 0 | 0.036624 | 0.023776 | 0.012849 | 0.066494 | 0.4419 | 0.33878 | 0 | 0.16574 | -1.6176 | -0.16574 | 0.27616
[9 empty] | 2014-04-18 | 19時 | 1.3006 | 0 | 0 | 0 | 0 | 0 | 0 | 0 | 0 | 0 | 0.13326 | 0 | 0 | 0 | 0 | 0 | 0 | 0 | 0 | 0.036624 | 0.023776 | 0.012849 | 0.16307 | 0.33458 | 0.13488 | 0 | 0.087083 | -0.84993 | -0.087083 | 0.24749
[9 empty] | 2014-04-18 | 20時 | 1.3038 | 0 | 0 | 0 | 0 | 0 | 0 | 0 | 0 | 0 | 0.13359 | 0 | 0 | 0 | 0 | 0 | 0 | 0 | 0 | 0.024446 | 0.023776 | 0.00067044 | 0.088224 | 0.24028 | 0.12761 | 0 | 0.015886 | -0.15505 | -0.015886 | 0.22439
[9 empty] | 2014-04-18 | 21時 | 2.0939 | 0 | 0 | 0 | 0 | 0 | 0 | 0 | 0 | 0 | 0.21454 | 0 | 0 | 0 | 0 | 0 | 0 | 0 | 0 | 0.024446 | 0.023776 | 0.00067044 | 0.14284 | 0.35471 | 0.18743 | 0 | 0.036489 | -0.35613 | -0.036489 | 0.31822
[9 empty] | 2014-04-18 | 22時 | 1.3793 | 0 | 0 | 0 | 0 | 0 | 0 | 0 | 0 | 0 | 0.14132 | 0 | 0 | 0 | 0 | 0 | 0 | 0 | 0 | 0.036344 | 0.023776 | 0.012568 | 0.16493 | 0.39307 | 0.19179 | 0 | 0.087068 | -0.84979 | -0.087068 | 0.306
[9 empty] | 2014-04-18 | 23時 | 0 | 0 | 0 | 0 | 0 | 0 | 0 | 0 | 0 | 0 | 0 | 0 | 0 | 0 | 0 | 0 | 0 | 0 | 0 | 0.037175 | 0.023776 | 0.013399 | 0.17268 | 0.42753 | 0.21768 | 0 | 0.20559 | -2.0066 | -0.20559 | 0.22194
[9 empty] | 2014-04-19 | 0時 | 0 | 0 | 0 | 0 | 0 | 0 | 0 | 0 | 0 | 0 | 0 | 0 | 0 | 0 | 0 | 0 | 0 | 0 | 0 | 0.024026 | 0.023776 | 0.00025017 | 0.045276 | 0.22713 | 0.15783 | 0 | 0.11014 | -1.075 | -0.11014 | 0.11699
[9 empty] | 2014-04-19 | 1時 | 0 | 0 | 0 | 0 | 0 | 0 | 0 | 0 | 0 | 0 | 0 | 0 | 0 | 0 | 0 | 0 | 0 | 0 | 0 | 0.024026 | 0.023776 | 0.00025017 | 0 | 0.072356 | 0.04833 | 0 | 0.034485 | -0.33657 | -0.034485 | 0.037871
[9 empty] | 2014-04-19 | 2時 | 0 | 0 | 0 | 0 | 0 | 0 | 0 | 0 | 0 | 0 | 0 | 0 | 0 | 0 | 0 | 0 | 0 | 0 | 0 | 0.024026 | 0.023776 | 0.00025017 | 0 | 0.080156 | 0.05613 | 0 | 0.0392 | -0.38259 | -0.0392 | 0.040956
[9 empty] | 2014-04-19 | 3時 | 0 | 0 | 0 | 0 | 0 | 0 | 0 | 0 | 0 | 0 | 0 | 0 | 0 | 0 | 0 | 0 | 0 | 0 | 0 | 0.024026 | 0.023776 | 0.00025017 | 0 | 0.080156 | 0.05613 | 0 | 0.0392 | -0.38259 | -0.0392 | 0.040956
[9 empty] | 2014-04-19 | 4時 | 0 | 0 | 0 | 0 | 0 | 0 | 0 | 0 | 0 | 0 | 0 | 0 | 0 | 0 | 0 | 0 | 0 | 0 | 0 | 0.024026 | 0.023776 | 0.00025017 | 0 | 0.072356 | 0.04833 | 0 | 0.034485 | -0.33657 | -0.034485 | 0.037871
[9 empty] | 2014-04-19 | 5時 | 3.5614 | 0 | 0 | 0 | 0 | 0 | 0 | 0 | 0 | 0 | 0.3649 | 0 | 0 | 0 | 0 | 0 | 0 | 0 | 0 | 0.024026 | 0.023776 | 0.00025017 | 0 | 0.080156 | 0.05613 | 0 | -0.24934 | 2.4335 | 0.24934 | 0.32949
[9 empty] | 2014-04-19 | 6時 | 0.99281 | 0 | 0 | 0 | 0 | 0 | 0 | 0 | 0 | 0 | 0.10172 | 0 | 0 | 0 | 0 | 0 | 0 | 0 | 0 | 0.03053 | 0.023776 | 0.0067545 | 0.018231 | 0.30998 | 0.26122 | 0 | 0.060814 | -0.59355 | -0.060814 | 0.24917
[9 empty] | 2014-04-19 | 7時 | 0.78111 | 0 | 0 | 0 | 0 | 0 | 0 | 0 | 0 | 0 | 0.080031 | 0 | 0 | 0 | 0 | 0 | 0 | 0 | 0 | 0.024857 | 0.023776 | 0.0010807 | 0.11469 | 0.3877 | 0.24816 | 0 | 0.07843 | -0.76548 | -0.07843 | 0.30927
[9 empty] | 2014-04-19 | 8時 | 0.75034 | 0 | 0 | 0 | 0 | 0 | 0 | 0 | 0 | 0 | 0.076879 | 0 | 0 | 0 | 0 | 0 | 0 | 0 | 0 | 0.024857 | 0.023776 | 0.0010807 | 0.064563 | 0.2343 | 0.14488 | 0 | 0.031628 | -0.30869 | -0.031628 | 0.20267
[9 empty] | 2014-04-19 | 9時 | 0 | 0 | 0 | 0 | 0 | 0 | 0 | 0 | 0 | 0 | 0 | 0 | 0 | 0 | 0 | 0 | 0 | 0 | 0 | 0.024026 | 0.023776 | 0.00025017 | 0.16544 | 0.52635 | 0.33688 | 0 | 0.22937 | -2.2386 | -0.22937 | 0.29698
[9 empty] | 2014-04-19 | 10時 | 0 | 0 | 0 | 0 | 0 | 0 | 0 | 0 | 0 | 0 | 0 | 0 | 0 | 0 | 0 | 0 | 0 | 0 | 0 | 0.024446 | 0.023776 | 0.00067044 | 0.053027 | 0.1258 | 0.04833 | 0 | 0.04567 | -0.44574 | -0.04567 | 0.080133
[9 empty] | 2014-04-19 | 11時 | 1.3098 | 0 | 0 | 0 | 0 | 0 | 0 | 0 | 0 | 0 | 0.1342 | 0 | 0 | 0 | 0 | 0 | 0 | 0 | 0 | 0.024026 | 0.023776 | 0.00025017 | 0.0026381 | 0.082794 | 0.05613 | 0 | -0.066368 | 0.64775 | 0.066368 | 0.14916
[9 empty] | 2014-04-19 | 12時 | 0.75165 | 0 | 0 | 0 | 0 | 0 | 0 | 0 | 0 | 0 | 0.077013 | 0 | 0 | 0 | 0 | 0 | 0 | 0 | 0 | 0.03053 | 0.023776 | 0.0067545 | 0.029502 | 0.33286 | 0.27283 | 0 | 0.087442 | -0.85343 | -0.087442 | 0.24542
[9 empty] | 2014-04-19 | 13時 | 0 | 0 | 0 | 0 | 0 | 0 | 0 | 0 | 0 | 0 | 0 | 0 | 0 | 0 | 0 | 0 | 0 | 0 | 0 | 0.024446 | 0.023776 | 0.00067044 | 0.058042 | 0.13082 | 0.04833 | 0 | 0.046723 | -0.45601 | -0.046723 | 0.084096
[9 empty] | 2014-04-19 | 14時 | 0 | 0 | 0 | 0 | 0 | 0 | 0 | 0 | 0 | 0 | 0 | 0 | 0 | 0 | 0 | 0 | 0 | 0 | 0 | 0.024026 | 0.023776 | 0.00025017 | 0.024487 | 0.10464 | 0.05613 | 0 | 0.04432 | -0.43256 | -0.04432 | 0.060323
[9 empty] | 2014-04-19 | 15時 | 1.2542 | 0 | 0 | 0 | 0 | 0 | 0 | 0 | 0 | 0 | 0.1285 | 0 | 0 | 0 | 0 | 0 | 0 | 0 | 0 | 0.024026 | 0.023776 | 0.00025017 | 0 | 0.080156 | 0.05613 | 0 | -0.062413 | 0.60915 | 0.062413 | 0.14257
[9 empty] | 2014-04-19 | 16時 | 0.86769 | 0 | 0 | 0 | 0 | 0 | 0 | 0 | 0 | 0 | 0.088903 | 0 | 0 | 0 | 0 | 0 | 0 | 0 | 0 | 0.024446 | 0.023776 | 0.00067044 | 0.033816 | 0.10659 | 0.04833 | 0 | -0.028647 | 0.27959 | 0.028647 | 0.13524
[9 empty] | 2014-04-19 | 17時 | 2.3101 | 0 | 0 | 0 | 0 | 0 | 0 | 0 | 0 | 0 | 0.23669 | 0 | 0 | 0 | 0 | 0 | 0 | 0 | 0 | 0.024446 | 0.023776 | 0.00067044 | 0.056835 | 0.28621 | 0.20493 | 0 | -0.075444 | 0.73634 | 0.075444 | 0.36166
[9 empty] | 2014-04-19 | 18時 | 1.2795 | 0 | 0 | 0 | 0 | 0 | 0 | 0 | 0 | 0 | 0.1311 | 0 | 0 | 0 | 0 | 0 | 0 | 0 | 0 | 0.036624 | 0.023776 | 0.012849 | 0.066494 | 0.4419 | 0.33878 | 0 | 0.062093 | -0.60603 | -0.062093 | 0.3798
[9 empty] | 2014-04-19 | 19時 | 1.9966 | 0 | 0 | 0 | 0 | 0 | 0 | 0 | 0 | 0 | 0.20457 | 0 | 0 | 0 | 0 | 0 | 0 | 0 | 0 | 0.036624 | 0.023776 | 0.012849 | 0.16307 | 0.33458 | 0.13488 | 0 | 0.00010159 | -0.00099156 | -0.00010159 | 0.33447
[9 empty] | 2014-04-19 | 20時 | 2.1649 | 0 | 0 | 0 | 0 | 0 | 0 | 0 | 0 | 0 | 0.22182 | 0 | 0 | 0 | 0 | 0 | 0 | 0 | 0 | 0.024446 | 0.023776 | 0.00067044 | 0.088224 | 0.24028 | 0.12761 | 0 | -0.098166 | 0.9581 | 0.098166 | 0.33845
[9 empty] | 2014-04-19 | 21時 | 3.0592 | 0 | 0 | 0 | 0 | 0 | 0 | 0 | 0 | 0 | 0.31344 | 0 | 0 | 0 | 0 | 0 | 0 | 0 | 0 | 0.024446 | 0.023776 | 0.00067044 | 0.14284 | 0.35471 | 0.18743 | 0 | -0.025092 | 0.2449 | 0.025092 | 0.3798
[9 empty] | 2014-04-19 | 22時 | 2.3611 | 0 | 0 | 0 | 0 | 0 | 0 | 0 | 0 | 0 | 0.24192 | 0 | 0 | 0 | 0 | 0 | 0 | 0 | 0 | 0.036344 | 0.023776 | 0.012568 | 0.16493 | 0.39307 | 0.19179 | 0 | 0.013265 | -0.12947 | -0.013265 | 0.3798
[9 empty] | 2014-04-19 | 23時 | 0 | 0 | 0 | 0 | 0 | 0 | 0 | 0 | 0 | 0 | 0 | 0 | 0 | 0 | 0 | 0 | 0 | 0 | 0 | 0.037175 | 0.023776 | 0.013399 | 0.17268 | 0.42753 | 0.21768 | 0 | 0.16177 | -1.5788 | -0.16177 | 0.26577
[9 empty] | 2014-04-20 | 0時 | 0 | 0 | 0 | 0 | 0 | 0 | 0 | 0 | 0 | 0 | 0 | 0 | 0 | 0 | 0 | 0 | 0 | 0 | 0 | 0.024026 | 0.023776 | 0.00025017 | 0.045276 | 0.22713 | 0.15783 | 0 | 0.13503 | -1.3179 | -0.13503 | 0.092098
[9 empty] | 2014-04-20 | 1時 | 0 | 0 | 0 | 0 | 0 | 0 | 0 | 0 | 0 | 0 | 0 | 0 | 0 | 0 | 0 | 0 | 0 | 0 | 0 | 0.024026 | 0.023776 | 0.00025017 | 0 | 0.072356 | 0.04833 | 0 | 0.044536 | -0.43467 | -0.044536 | 0.02782
[9 empty] | 2014-04-20 | 2時 | 0 | 0 | 0 | 0 | 0 | 0 | 0 | 0 | 0 | 0 | 0 | 0 | 0 | 0 | 0 | 0 | 0 | 0 | 0 | 0.024026 | 0.023776 | 0.00025017 | 0 | 0.080156 | 0.05613 | 0 | 0.04983 | -0.48634 | -0.04983 | 0.030327
[9 empty] | 2014-04-20 | 3時 | 0 | 0 | 0 | 0 | 0 | 0 | 0 | 0 | 0 | 0 | 0 | 0 | 0 | 0 | 0 | 0 | 0 | 0 | 0 | 0.024026 | 0.023776 | 0.00025017 | 0 | 0.080156 | 0.05613 | 0 | 0.04983 | -0.48634 | -0.04983 | 0.030327
[9 empty] | 2014-04-20 | 4時 | 0 | 0 | 0 | 0 | 0 | 0 | 0 | 0 | 0 | 0 | 0 | 0 | 0 | 0 | 0 | 0 | 0 | 0 | 0 | 0.024026 | 0.023776 | 0.00025017 | 0 | 0.072356 | 0.04833 | 0 | 0.044536 | -0.43467 | -0.044536 | 0.02782
[9 empty] | 2014-04-20 | 5時 | 6.2169 | 0 | 0 | 0 | 0 | 0 | 0 | 0 | 0 | 0 | 0.63697 | 0 | 0 | 0 | 0 | 0 | 0 | 0 | 0 | 0.024026 | 0.023776 | 0.00025017 | 0 | 0.080156 | 0.05613 | 0 | -0.22544 | 2.2003 | 0.22544 | 0.3056
[9 empty] | 2014-04-20 | 6時 | 1.6711 | 0 | 0 | 0 | 0 | 0 | 0 | 0 | 0 | 0 | 0.17122 | 0 | 0 | 0 | 0 | 0 | 0 | 0 | 0 | 0.03053 | 0.023776 | 0.0067545 | 0.018231 | 0.30998 | 0.26122 | 0 | 0.065867 | -0.64286 | -0.065867 | 0.24412
[9 empty] | 2014-04-20 | 7時 | 1.1802 | 0 | 0 | 0 | 0 | 0 | 0 | 0 | 0 | 0 | 0.12092 | 0 | 0 | 0 | 0 | 0 | 0 | 0 | 0 | 0.024857 | 0.023776 | 0.0010807 | 0.11469 | 0.3877 | 0.24816 | 0 | 0.11314 | -1.1042 | -0.11314 | 0.27457
[9 empty] | 2014-04-20 | 8時 | 0.552 | 0 | 0 | 0 | 0 | 0 | 0 | 0 | 0 | 0 | 0.056558 | 0 | 0 | 0 | 0 | 0 | 0 | 0 | 0 | 0.024857 | 0.023776 | 0.0010807 | 0.064563 | 0.2343 | 0.14488 | 0 | 0.085652 | -0.83596 | -0.085652 | 0.14865
[9 empty] | 2014-04-20 | 9時 | 0 | 0 | 0 | 0 | 0 | 0 | 0 | 0 | 0 | 0 | 0 | 0 | 0 | 0 | 0 | 0 | 0 | 0 | 0 | 0.024026 | 0.023776 | 0.00025017 | 0.16544 | 0.52635 | 0.33688 | 0 | 0.28803 | -2.8112 | -0.28803 | 0.23832
[9 empty] | 2014-04-20 | 10時 | 0 | 0 | 0 | 0 | 0 | 0 | 0 | 0 | 0 | 0 | 0 | 0 | 0 | 0 | 0 | 0 | 0 | 0 | 0 | 0.024446 | 0.023776 | 0.00067044 | 0.053027 | 0.1258 | 0.04833 | 0 | 0.063651 | -0.62123 | -0.063651 | 0.062153
[9 empty] | 2014-04-20 | 11時 | 0.5077 | 0 | 0 | 0 | 0 | 0 | 0 | 0 | 0 | 0 | 0.052019 | 0 | 0 | 0 | 0 | 0 | 0 | 0 | 0 | 0.024026 | 0.023776 | 0.00025017 | 0.0026381 | 0.082794 | 0.05613 | 0 | 0.017356 | -0.1694 | -0.017356 | 0.065438
[9 empty] | 2014-04-20 | 12時 | 0.50818 | 0 | 0 | 0 | 0 | 0 | 0 | 0 | 0 | 0 | 0.052068 | 0 | 0 | 0 | 0 | 0 | 0 | 0 | 0 | 0.03053 | 0.023776 | 0.0067545 | 0.029502 | 0.33286 | 0.27283 | 0 | 0.15246 | -1.488 | -0.15246 | 0.1804
[9 empty] | 2014-04-20 | 13時 | 0 | 0 | 0 | 0 | 0 | 0 | 0 | 0 | 0 | 0 | 0 | 0 | 0 | 0 | 0 | 0 | 0 | 0 | 0 | 0.024446 | 0.023776 | 0.00067044 | 0.058042 | 0.13082 | 0.04833 | 0 | 0.065446 | -0.63876 | -0.065446 | 0.065372
[9 empty] | 2014-04-20 | 14時 | 0 | 0 | 0 | 0 | 0 | 0 | 0 | 0 | 0 | 0 | 0 | 0 | 0 | 0 | 0 | 0 | 0 | 0 | 0 | 0.024026 | 0.023776 | 0.00025017 | 0.024487 | 0.10464 | 0.05613 | 0 | 0.058583 | -0.57177 | -0.058583 | 0.04606
[9 empty] | 2014-04-20 | 15時 | 0.5191 | 0 | 0 | 0 | 0 | 0 | 0 | 0 | 0 | 0 | 0.053186 | 0 | 0 | 0 | 0 | 0 | 0 | 0 | 0 | 0.024026 | 0.023776 | 0.00025017 | 0 | 0.080156 | 0.05613 | 0 | 0.015664 | -0.15288 | -0.015664 | 0.064493
[9 empty] | 2014-04-20 | 16時 | 0.52657 | 0 | 0 | 0 | 0 | 0 | 0 | 0 | 0 | 0 | 0.053952 | 0 | 0 | 0 | 0 | 0 | 0 | 0 | 0 | 0.024446 | 0.023776 | 0.00067044 | 0.033816 | 0.10659 | 0.04833 | 0 | 0.022124 | -0.21593 | -0.022124 | 0.084469
[9 empty] | 2014-04-20 | 17時 | 1.3431 | 0 | 0 | 0 | 0 | 0 | 0 | 0 | 0 | 0 | 0.13761 | 0 | 0 | 0 | 0 | 0 | 0 | 0 | 0 | 0.024446 | 0.023776 | 0.00067044 | 0.056835 | 0.28621 | 0.20493 | 0 | 0.059009 | -0.57593 | -0.059009 | 0.2272
[9 empty] | 2014-04-20 | 18時 | 0.70116 | 0 | 0 | 0 | 0 | 0 | 0 | 0 | 0 | 0 | 0.071841 | 0 | 0 | 0 | 0 | 0 | 0 | 0 | 0 | 0.036624 | 0.023776 | 0.012849 | 0.066494 | 0.4419 | 0.33878 | 0 | 0.16444 | -1.6049 | -0.16444 | 0.27746
[9 empty] | 2014-04-20 | 19時 | 1.384 | 0 | 0 | 0 | 0 | 0 | 0 | 0 | 0 | 0 | 0.14181 | 0 | 0 | 0 | 0 | 0 | 0 | 0 | 0 | 0.036624 | 0.023776 | 0.012849 | 0.16307 | 0.33458 | 0.13488 | 0 | 0.09426 | -0.91997 | -0.09426 | 0.24032
[9 empty] | 2014-04-20 | 20時 | 1.6432 | 0 | 0 | 0 | 0 | 0 | 0 | 0 | 0 | 0 | 0.16836 | 0 | 0 | 0 | 0 | 0 | 0 | 0 | 0 | 0.024446 | 0.023776 | 0.00067044 | 0.088224 | 0.24028 | 0.12761 | 0 | 0.0026224 | -0.025595 | -0.0026224 | 0.23766
[9 empty] | 2014-04-20 | 21時 | 2.593 | 0 | 0 | 0 | 0 | 0 | 0 | 0 | 0 | 0 | 0.26568 | 0 | 0 | 0 | 0 | 0 | 0 | 0 | 0 | 0.024446 | 0.023776 | 0.00067044 | 0.14284 | 0.35471 | 0.18743 | 0 | 0.049112 | -0.47933 | -0.049112 | 0.3056
[9 empty] | 2014-04-20 | 22時 | 1.9575 | 0 | 0 | 0 | 0 | 0 | 0 | 0 | 0 | 0 | 0.20056 | 0 | 0 | 0 | 0 | 0 | 0 | 0 | 0 | 0.036344 | 0.023776 | 0.012568 | 0.16493 | 0.39307 | 0.19179 | 0 | 0.087469 | -0.8537 | -0.087469 | 0.3056
[9 empty] | 2014-04-20 | 23時 | 0 | 0 | 0 | 0 | 0 | 0 | 0 | 0 | 0 | 0 | 0 | 0 | 0 | 0 | 0 | 0 | 0 | 0 | 0 | 0.037175 | 0.023776 | 0.013399 | 0.17268 | 0.42753 | 0.21768 | 0 | 0.21457 | -2.0942 | -0.21457 | 0.21296
[9 empty] | 2014-04-21 | 0時 | 0 | 0 | 0 | 0 | 0 | 0 | 0 | 0 | 0 | 0 | 0 | 0 | 0 | 0 | 0 | 0 | 0 | 0 | 0 | 0.024026 | 0.023776 | 0.00025017 | 0.045276 | 0.22713 | 0.15783 | 0 | 0.1203 | -1.1741 | -0.1203 | 0.10683
[9 empty] | 2014-04-21 | 1時 | 0 | 0 | 0 | 0 | 0 | 0 | 0 | 0 | 0 | 0 | 0 | 0 | 0 | 0 | 0 | 0 | 0 | 0 | 0 | 0.024026 | 0.023776 | 0.00025017 | 0 | 0.072356 | 0.04833 | 0 | 0.038588 | -0.37662 | -0.038588 | 0.033768
[9 empty] | 2014-04-21 | 2時 | 0 | 0 | 0 | 0 | 0 | 0 | 0 | 0 | 0 | 0 | 0 | 0 | 0 | 0 | 0 | 0 | 0 | 0 | 0 | 0.024026 | 0.023776 | 0.00025017 | 0 | 0.080156 | 0.05613 | 0 | 0.043539 | -0.42494 | -0.043539 | 0.036617
[9 empty] | 2014-04-21 | 3時 | 0 | 0 | 0 | 0 | 0 | 0 | 0 | 0 | 0 | 0 | 0 | 0 | 0 | 0 | 0 | 0 | 0 | 0 | 0 | 0.024026 | 0.023776 | 0.00025017 | 0 | 0.080156 | 0.05613 | 0 | 0.043539 | -0.42494 | -0.043539 | 0.036617
[9 empty] | 2014-04-21 | 4時 | 0 | 0 | 0 | 0 | 0 | 0 | 0 | 0 | 0 | 0 | 0 | 0 | 0 | 0 | 0 | 0 | 0 | 0 | 0 | 0.024026 | 0.023776 | 0.00025017 | 0 | 0.072356 | 0.04833 | 0 | 0.038588 | -0.37662 | -0.038588 | 0.033768
[9 empty] | 2014-04-21 | 5時 | 6.4274 | 0 | 0 | 0 | 0 | 0 | 0 | 0 | 0 | 0 | 0.65855 | 0 | 0 | 0 | 0 | 0 | 0 | 0 | 0 | 0.024026 | 0.023776 | 0.00025017 | 0 | 0.080156 | 0.05613 | 0 | -0.26935 | 2.6289 | 0.26935 | 0.34951
[9 empty] | 2014-04-21 | 6時 | 1.2941 | 0 | 0 | 0 | 0 | 0 | 0 | 0 | 0 | 0 | 0.13259 | 0 | 0 | 0 | 0 | 0 | 0 | 0 | 0 | 0.03053 | 0.023776 | 0.0067545 | 0.018231 | 0.30998 | 0.26122 | 0 | 0.058561 | -0.57155 | -0.058561 | 0.25142
[9 empty] | 2014-04-21 | 7時 | 0.70194 | 0 | 0 | 0 | 0 | 0 | 0 | 0 | 0 | 0 | 0.07192 | 0 | 0 | 0 | 0 | 0 | 0 | 0 | 0 | 0.024857 | 0.023776 | 0.0010807 | 0.11469 | 0.3877 | 0.24816 | 0 | 0.10924 | -1.0662 | -0.10924 | 0.27846
[9 empty] | 2014-04-21 | 8時 | 0.54404 | 0 | 0 | 0 | 0 | 0 | 0 | 0 | 0 | 0 | 0.055742 | 0 | 0 | 0 | 0 | 0 | 0 | 0 | 0 | 0.024857 | 0.023776 | 0.0010807 | 0.064563 | 0.2343 | 0.14488 | 0 | 0.063786 | -0.62256 | -0.063786 | 0.17051
[9 empty] | 2014-04-21 | 9時 | 0 | 0 | 0 | 0 | 0 | 0 | 0 | 0 | 0 | 0 | 0 | 0 | 0 | 0 | 0 | 0 | 0 | 0 | 0 | 0.024026 | 0.023776 | 0.00025017 | 0.16544 | 0.52635 | 0.33688 | 0 | 0.25332 | -2.4724 | -0.25332 | 0.27303
[9 empty] | 2014-04-21 | 10時 | 0 | 0 | 0 | 0 | 0 | 0 | 0 | 0 | 0 | 0 | 0 | 0 | 0 | 0 | 0 | 0 | 0 | 0 | 0 | 0.024446 | 0.023776 | 0.00067044 | 0.053027 | 0.1258 | 0.04833 | 0 | 0.05301 | -0.51738 | -0.05301 | 0.072793
[9 empty] | 2014-04-21 | 11時 | 0.51105 | 0 | 0 | 0 | 0 | 0 | 0 | 0 | 0 | 0 | 0.052361 | 0 | 0 | 0 | 0 | 0 | 0 | 0 | 0 | 0.024026 | 0.023776 | 0.00025017 | 0.0026381 | 0.082794 | 0.05613 | 0 | 0.0060167 | -0.058723 | -0.0060167 | 0.076778
[9 empty] | 2014-04-21 | 12時 | 0.50002 | 0 | 0 | 0 | 0 | 0 | 0 | 0 | 0 | 0 | 0.051231 | 0 | 0 | 0 | 0 | 0 | 0 | 0 | 0 | 0.03053 | 0.023776 | 0.0067545 | 0.029502 | 0.33286 | 0.27283 | 0 | 0.12627 | -1.2324 | -0.12627 | 0.2066
[9 empty] | 2014-04-21 | 13時 | 0 | 0 | 0 | 0 | 0 | 0 | 0 | 0 | 0 | 0 | 0 | 0 | 0 | 0 | 0 | 0 | 0 | 0 | 0 | 0.024446 | 0.023776 | 0.00067044 | 0.058042 | 0.13082 | 0.04833 | 0 | 0.054366 | -0.53061 | -0.054366 | 0.076452
[9 empty] | 2014-04-21 | 14時 | 0 | 0 | 0 | 0 | 0 | 0 | 0 | 0 | 0 | 0 | 0 | 0 | 0 | 0 | 0 | 0 | 0 | 0 | 0 | 0.024026 | 0.023776 | 0.00025017 | 0.024487 | 0.10464 | 0.05613 | 0 | 0.050142 | -0.48939 | -0.050142 | 0.054501
[9 empty] | 2014-04-21 | 15時 | 0.50448 | 0 | 0 | 0 | 0 | 0 | 0 | 0 | 0 | 0 | 0.051689 | 0 | 0 | 0 | 0 | 0 | 0 | 0 | 0 | 0.024026 | 0.023776 | 0.00025017 | 0 | 0.080156 | 0.05613 | 0 | 0.0057973 | -0.056581 | -0.0057973 | 0.074359
[9 empty] | 2014-04-21 | 16時 | 0.52239 | 0 | 0 | 0 | 0 | 0 | 0 | 0 | 0 | 0 | 0.053523 | 0 | 0 | 0 | 0 | 0 | 0 | 0 | 0 | 0.024446 | 0.023776 | 0.00067044 | 0.033816 | 0.10659 | 0.04833 | 0 | 0.008747 | -0.08537 | -0.008747 | 0.097846
[9 empty] | 2014-04-21 | 17時 | 1.3609 | 0 | 0 | 0 | 0 | 0 | 0 | 0 | 0 | 0 | 0.13944 | 0 | 0 | 0 | 0 | 0 | 0 | 0 | 0 | 0.024446 | 0.023776 | 0.00067044 | 0.056835 | 0.28621 | 0.20493 | 0 | 0.024474 | -0.23887 | -0.024474 | 0.26174
[9 empty] | 2014-04-21 | 18時 | 0.9224 | 0 | 0 | 0 | 0 | 0 | 0 | 0 | 0 | 0 | 0.094508 | 0 | 0 | 0 | 0 | 0 | 0 | 0 | 0 | 0.036624 | 0.023776 | 0.012849 | 0.066494 | 0.4419 | 0.33878 | 0 | 0.10782 | -1.0523 | -0.10782 | 0.33407
[9 empty] | 2014-04-21 | 19時 | 1.5402 | 0 | 0 | 0 | 0 | 0 | 0 | 0 | 0 | 0 | 0.15781 | 0 | 0 | 0 | 0 | 0 | 0 | 0 | 0 | 0.036624 | 0.023776 | 0.012849 | 0.16307 | 0.33458 | 0.13488 | 0 | 0.041704 | -0.40703 | -0.041704 | 0.29287
[9 empty] | 2014-04-21 | 20時 | 1.8163 | 0 | 0 | 0 | 0 | 0 | 0 | 0 | 0 | 0 | 0.1861 | 0 | 0 | 0 | 0 | 0 | 0 | 0 | 0 | 0.024446 | 0.023776 | 0.00067044 | 0.088224 | 0.24028 | 0.12761 | 0 | -0.044958 | 0.43879 | 0.044958 | 0.28524
[9 empty] | 2014-04-21 | 21時 | 2.8825 | 0 | 0 | 0 | 0 | 0 | 0 | 0 | 0 | 0 | 0.29534 | 0 | 0 | 0 | 0 | 0 | 0 | 0 | 0 | 0.024446 | 0.023776 | 0.00067044 | 0.14284 | 0.35471 | 0.18743 | 0 | 0.0051997 | -0.050749 | -0.0051997 | 0.34951
[9 empty] | 2014-04-21 | 22時 | 2.2409 | 0 | 0 | 0 | 0 | 0 | 0 | 0 | 0 | 0 | 0.2296 | 0 | 0 | 0 | 0 | 0 | 0 | 0 | 0 | 0.036344 | 0.023776 | 0.012568 | 0.16493 | 0.39307 | 0.19179 | 0 | 0.043557 | -0.42511 | -0.043557 | 0.34951
[9 empty] | 2014-04-21 | 23時 | 0 | 0 | 0 | 0 | 0 | 0 | 0 | 0 | 0 | 0 | 0 | 0 | 0 | 0 | 0 | 0 | 0 | 0 | 0 | 0.037175 | 0.023776 | 0.013399 | 0.17268 | 0.42753 | 0.21768 | 0 | 0.18332 | -1.7892 | -0.18332 | 0.24421
[9 empty] | 2014-04-22 | 0時 | 0 | 0 | 0 | 0 | 0 | 0 | 0 | 0 | 0 | 0 | 0 | 0 | 0 | 0 | 0 | 0 | 0 | 0 | 0 | 0.024026 | 0.023776 | 0.00025017 | 0 | 0.18186 | 0.15783 | 0 | 0.11235 | -1.0965 | -0.11235 | 0.069505
[9 empty] | 2014-04-22 | 1時 | 0 | 0 | 0 | 0 | 0 | 0 | 0 | 0 | 0 | 0 | 0 | 0 | 0 | 0 | 0 | 0 | 0 | 0 | 0 | 0.024026 | 0.023776 | 0.00025017 | 0 | 0.072356 | 0.04833 | 0 | 0.04094 | -0.39958 | -0.04094 | 0.031416
[9 empty] | 2014-04-22 | 2時 | 0 | 0 | 0 | 0 | 0 | 0 | 0 | 0 | 0 | 0 | 0 | 0 | 0 | 0 | 0 | 0 | 0 | 0 | 0 | 0.024026 | 0.023776 | 0.00025017 | 0 | 0.080156 | 0.05613 | 0 | 0.046027 | -0.44922 | -0.046027 | 0.034129
[9 empty] | 2014-04-22 | 3時 | 0 | 0 | 0 | 0 | 0 | 0 | 0 | 0 | 0 | 0 | 0 | 0 | 0 | 0 | 0 | 0 | 0 | 0 | 0 | 0.024026 | 0.023776 | 0.00025017 | 0 | 0.080156 | 0.05613 | 0 | 0.046027 | -0.44922 | -0.046027 | 0.034129
[9 empty] | 2014-04-22 | 4時 | 0 | 0 | 0 | 0 | 0 | 0 | 0 | 0 | 0 | 0 | 0 | 0 | 0 | 0 | 0 | 0 | 0 | 0 | 0 | 0.024026 | 0.023776 | 0.00025017 | 0 | 0.072356 | 0.04833 | 0 | 0.04094 | -0.39958 | -0.04094 | 0.031416
[9 empty] | 2014-04-22 | 5時 | 0 | 0 | 0 | 0 | 0 | 0 | 0 | 0 | 0 | 0 | 0 | 0 | 0 | 0 | 0 | 0 | 0 | 0 | 0 | 0.024026 | 0.023776 | 0.00025017 | 0 | 0.080156 | 0.05613 | 0 | 0.046027 | -0.44922 | -0.046027 | 0.034129
[9 empty] | 2014-04-22 | 6時 | 0 | 0 | 0 | 0 | 0 | 0 | 0 | 0 | 0 | 0 | 0 | 0 | 0 | 0 | 0 | 0 | 0 | 0 | 0 | 0.024026 | 0.023776 | 0.00025017 | 0 | 0.080156 | 0.05613 | 0 | 0.046027 | -0.44922 | -0.046027 | 0.034129
[9 empty] | 2014-04-22 | 7時 | 7.7323 | 0 | 0 | 0 | 0 | 0 | 0 | 0 | 0 | 0 | 0.79224 | 0 | 0 | 0 | 0 | 0 | 0 | 0 | 0 | 0.024857 | 0.023776 | 0.0010807 | 0.023666 | 0.23404 | 0.18552 | 0 | -0.098101 | 0.95746 | 0.098101 | 0.33215
[9 empty] | 2014-04-22 | 8時 | 4.1627 | 0 | 0 | 0 | 0 | 0 | 0 | 0 | 0 | 0 | 0.42651 | 0 | 0 | 0 | 0 | 0 | 0 | 0 | 0 | 0.031371 | 0.023776 | 0.0075951 | 0.11401 | 0.4267 | 0.28132 | 0 | 0.094551 | -0.92282 | -0.094551 | 0.33215
[9 empty] | 2014-04-22 | 9時 | 2.6623 | 0 | 0 | 0 | 0 | 0 | 0 | 0 | 0 | 0 | 0.27278 | 0 | 0 | 0 | 0 | 0 | 0 | 0 | 0 | 0.024446 | 0.023776 | 0.00067044 | 0.22373 | 0.50028 | 0.2521 | 0 | 0.16813 | -1.641 | -0.16813 | 0.33215
[9 empty] | 2014-04-22 | 10時 | 2.4343 | 0 | 0 | 0 | 0 | 0 | 0 | 0 | 0 | 0 | 0.24941 | 0 | 0 | 0 | 0 | 0 | 0 | 0 | 0 | 0.024857 | 0.023776 | 0.0010807 | 0.18888 | 0.44125 | 0.22751 | 0 | 0.1091 | -1.0648 | -0.1091 | 0.33215
[9 empty] | 2014-04-22 | 11時 | 1.6642 | 0 | 0 | 0 | 0 | 0 | 0 | 0 | 0 | 0 | 0.17051 | 0 | 0 | 0 | 0 | 0 | 0 | 0 | 0 | 0.024446 | 0.023776 | 0.00067044 | 0.17015 | 0.4299 | 0.23531 | 0 | 0.097754 | -0.95408 | -0.097754 | 0.33215
[9 empty] | 2014-04-22 | 12時 | 0.81895 | 0 | 0 | 0 | 0 | 0 | 0 | 0 | 0 | 0 | 0.083909 | 0 | 0 | 0 | 0 | 0 | 0 | 0 | 0 | 0.03053 | 0.023776 | 0.0067545 | 0.15008 | 0.45344 | 0.27283 | 0 | 0.15081 | -1.4719 | -0.15081 | 0.30263
[9 empty] | 2014-04-22 | 13時 | 0 | 0 | 0 | 0 | 0 | 0 | 0 | 0 | 0 | 0 | 0 | 0 | 0 | 0 | 0 | 0 | 0 | 0 | 0 | 0.024446 | 0.023776 | 0.00067044 | 0.093998 | 0.16677 | 0.04833 | 0 | 0.06969 | -0.68018 | -0.06969 | 0.097085
[9 empty] | 2014-04-22 | 14時 | 0 | 0 | 0 | 0 | 0 | 0 | 0 | 0 | 0 | 0 | 0 | 0 | 0 | 0 | 0 | 0 | 0 | 0 | 0 | 0.024026 | 0.023776 | 0.00025017 | 0 | 0.080156 | 0.05613 | 0 | 0.046027 | -0.44922 | -0.046027 | 0.034129
[9 empty] | 2014-04-22 | 15時 | 2.3325 | 0 | 0 | 0 | 0 | 0 | 0 | 0 | 0 | 0 | 0.23898 | 0 | 0 | 0 | 0 | 0 | 0 | 0 | 0 | 0.024026 | 0.023776 | 0.00025017 | 0 | 0.080156 | 0.05613 | 0 | -0.1202 | 1.1731 | 0.1202 | 0.20036
[9 empty] | 2014-04-22 | 16時 | 2.1089 | 0 | 0 | 0 | 0 | 0 | 0 | 0 | 0 | 0 | 0.21607 | 0 | 0 | 0 | 0 | 0 | 0 | 0 | 0 | 0.024857 | 0.023776 | 0.0010807 | 0.070329 | 0.37035 | 0.27516 | 0 | 0.038201 | -0.37284 | -0.038201 | 0.33215
[9 empty] | 2014-04-22 | 17時 | 2.3271 | 0 | 0 | 0 | 0 | 0 | 0 | 0 | 0 | 0 | 0.23844 | 0 | 0 | 0 | 0 | 0 | 0 | 0 | 0 | 0.036624 | 0.023776 | 0.012849 | 0.13006 | 0.44491 | 0.27822 | 0 | 0.11276 | -1.1006 | -0.11276 | 0.33215
[9 empty] | 2014-04-22 | 18時 | 1.0395 | 0 | 0 | 0 | 0 | 0 | 0 | 0 | 0 | 0 | 0.1065 | 0 | 0 | 0 | 0 | 0 | 0 | 0 | 0 | 0.036624 | 0.023776 | 0.012849 | 0.15964 | 0.41407 | 0.21781 | 0 | 0.08193 | -0.79963 | -0.08193 | 0.33215
[9 empty] | 2014-04-22 | 19時 | 3.5442 | 0 | 0 | 0 | 0 | 0 | 0 | 0 | 0 | 0 | 0.36313 | 0 | 0 | 0 | 0 | 0 | 0 | 0 | 0 | 0.024026 | 0.023776 | 0.00025017 | 0.067685 | 0.2273 | 0.13559 | 0 | -0.057582 | 0.562 | 0.057582 | 0.28489
[9 empty] | 2014-04-22 | 20時 | 3.0469 | 0 | 0 | 0 | 0 | 0 | 0 | 0 | 0 | 0 | 0.31218 | 0 | 0 | 0 | 0 | 0 | 0 | 0 | 0 | 0.024446 | 0.023776 | 0.00067044 | 0.14104 | 0.29311 | 0.12762 | 0 | -0.03904 | 0.38103 | 0.03904 | 0.33215
[9 empty] | 2014-04-22 | 21時 | 3.132 | 0 | 0 | 0 | 0 | 0 | 0 | 0 | 0 | 0 | 0.3209 | 0 | 0 | 0 | 0 | 0 | 0 | 0 | 0 | 0.036344 | 0.023776 | 0.012568 | 0.16291 | 0.4405 | 0.24124 | 0 | 0.10835 | -1.0575 | -0.10835 | 0.33215
[9 empty] | 2014-04-22 | 22時 | 0 | 0 | 0 | 0 | 0 | 0 | 0 | 0 | 0 | 0 | 0 | 0 | 0 | 0 | 0 | 0 | 0 | 0 | 0 | 0.036764 | 0.023776 | 0.012989 | 0.16493 | 0.38136 | 0.17966 | 0 | 0.14663 | -1.4311 | -0.14663 | 0.23472
[9 empty] | 2014-04-22 | 23時 | 0 | 0 | 0 | 0 | 0 | 0 | 0 | 0 | 0 | 0 | 0 | 0 | 0 | 0 | 0 | 0 | 0 | 0 | 0 | 0.03039 | 0.023776 | 0.0066144 | 0.1312 | 0.31942 | 0.15783 | 0 | 0.15422 | -1.5051 | -0.15422 | 0.1652
[9 empty] | 2014-04-23 | 0時 | 0 | 0 | 0 | 0 | 0 | 0 | 0 | 0 | 0 | 0 | 0 | 0 | 0 | 0 | 0 | 0 | 0 | 0 | 0 | 0.024026 | 0.023776 | 0.00025017 | 0 | 0.18186 | 0.15783 | 0 | 0.1012 | -0.98774 | -0.1012 | 0.080653
[9 empty] | 2014-04-23 | 1時 | 0 | 0 | 0 | 0 | 0 | 0 | 0 | 0 | 0 | 0 | 0 | 0 | 0 | 0 | 0 | 0 | 0 | 0 | 0 | 0.024026 | 0.023776 | 0.00025017 | 0 | 0.072356 | 0.04833 | 0 | 0.034776 | -0.33941 | -0.034776 | 0.037581
[9 empty] | 2014-04-23 | 2時 | 0 | 0 | 0 | 0 | 0 | 0 | 0 | 0 | 0 | 0 | 0 | 0 | 0 | 0 | 0 | 0 | 0 | 0 | 0 | 0.024026 | 0.023776 | 0.00025017 | 0 | 0.080156 | 0.05613 | 0 | 0.039507 | -0.38559 | -0.039507 | 0.040649
[9 empty] | 2014-04-23 | 3時 | 0 | 0 | 0 | 0 | 0 | 0 | 0 | 0 | 0 | 0 | 0 | 0 | 0 | 0 | 0 | 0 | 0 | 0 | 0 | 0.024026 | 0.023776 | 0.00025017 | 0 | 0.080156 | 0.05613 | 0 | 0.039507 | -0.38559 | -0.039507 | 0.040649
[9 empty] | 2014-04-23 | 4時 | 0 | 0 | 0 | 0 | 0 | 0 | 0 | 0 | 0 | 0 | 0 | 0 | 0 | 0 | 0 | 0 | 0 | 0 | 0 | 0.024026 | 0.023776 | 0.00025017 | 0 | 0.072356 | 0.04833 | 0 | 0.034776 | -0.33941 | -0.034776 | 0.037581
[9 empty] | 2014-04-23 | 5時 | 0 | 0 | 0 | 0 | 0 | 0 | 0 | 0 | 0 | 0 | 0 | 0 | 0 | 0 | 0 | 0 | 0 | 0 | 0 | 0.024026 | 0.023776 | 0.00025017 | 0 | 0.080156 | 0.05613 | 0 | 0.039507 | -0.38559 | -0.039507 | 0.040649
[9 empty] | 2014-04-23 | 6時 | 0 | 0 | 0 | 0 | 0 | 0 | 0 | 0 | 0 | 0 | 0 | 0 | 0 | 0 | 0 | 0 | 0 | 0 | 0 | 0.024026 | 0.023776 | 0.00025017 | 0 | 0.080156 | 0.05613 | 0 | 0.039507 | -0.38559 | -0.039507 | 0.040649
[9 empty] | 2014-04-23 | 7時 | 5.9138 | 0 | 0 | 0 | 0 | 0 | 0 | 0 | 0 | 0 | 0.60592 | 0 | 0 | 0 | 0 | 0 | 0 | 0 | 0 | 0.024857 | 0.023776 | 0.0010807 | 0.023666 | 0.23404 | 0.18552 | 0 | -0.14361 | 1.4017 | 0.14361 | 0.37766
[9 empty] | 2014-04-23 | 8時 | 2.6041 | 0 | 0 | 0 | 0 | 0 | 0 | 0 | 0 | 0 | 0.26681 | 0 | 0 | 0 | 0 | 0 | 0 | 0 | 0 | 0.031371 | 0.023776 | 0.0075951 | 0.11401 | 0.4267 | 0.28132 | 0 | 0.04904 | -0.47863 | -0.04904 | 0.37766
[9 empty] | 2014-04-23 | 9時 | 2.1669 | 0 | 0 | 0 | 0 | 0 | 0 | 0 | 0 | 0 | 0.22202 | 0 | 0 | 0 | 0 | 0 | 0 | 0 | 0 | 0.024446 | 0.023776 | 0.00067044 | 0.22373 | 0.50028 | 0.2521 | 0 | 0.12262 | -1.1968 | -0.12262 | 0.37766
[9 empty] | 2014-04-23 | 10時 | 2.1486 | 0 | 0 | 0 | 0 | 0 | 0 | 0 | 0 | 0 | 0.22015 | 0 | 0 | 0 | 0 | 0 | 0 | 0 | 0 | 0.024857 | 0.023776 | 0.0010807 | 0.18888 | 0.44125 | 0.22751 | 0 | 0.063591 | -0.62065 | -0.063591 | 0.37766
[9 empty] | 2014-04-23 | 11時 | 1.3382 | 0 | 0 | 0 | 0 | 0 | 0 | 0 | 0 | 0 | 0.13711 | 0 | 0 | 0 | 0 | 0 | 0 | 0 | 0 | 0.024446 | 0.023776 | 0.00067044 | 0.17015 | 0.4299 | 0.23531 | 0 | 0.054318 | -0.53014 | -0.054318 | 0.37558
[9 empty] | 2014-04-23 | 12時 | 0.52669 | 0 | 0 | 0 | 0 | 0 | 0 | 0 | 0 | 0 | 0.053965 | 0 | 0 | 0 | 0 | 0 | 0 | 0 | 0 | 0.03053 | 0.023776 | 0.0067545 | 0.15008 | 0.45344 | 0.27283 | 0 | 0.13271 | -1.2953 | -0.13271 | 0.32073
[9 empty] | 2014-04-23 | 13時 | 0 | 0 | 0 | 0 | 0 | 0 | 0 | 0 | 0 | 0 | 0 | 0 | 0 | 0 | 0 | 0 | 0 | 0 | 0 | 0.024446 | 0.023776 | 0.00067044 | 0.093998 | 0.16677 | 0.04833 | 0 | 0.054934 | -0.53615 | -0.054934 | 0.11184
[9 empty] | 2014-04-23 | 14時 | 0 | 0 | 0 | 0 | 0 | 0 | 0 | 0 | 0 | 0 | 0 | 0 | 0 | 0 | 0 | 0 | 0 | 0 | 0 | 0.024026 | 0.023776 | 0.00025017 | 0 | 0.080156 | 0.05613 | 0 | 0.039507 | -0.38559 | -0.039507 | 0.040649
[9 empty] | 2014-04-23 | 15時 | 1.3353 | 0 | 0 | 0 | 0 | 0 | 0 | 0 | 0 | 0 | 0.13682 | 0 | 0 | 0 | 0 | 0 | 0 | 0 | 0 | 0.024026 | 0.023776 | 0.00025017 | 0 | 0.080156 | 0.05613 | 0 | -0.068113 | 0.66478 | 0.068113 | 0.14827
[9 empty] | 2014-04-23 | 16時 | 1.3455 | 0 | 0 | 0 | 0 | 0 | 0 | 0 | 0 | 0 | 0.13786 | 0 | 0 | 0 | 0 | 0 | 0 | 0 | 0 | 0.024857 | 0.023776 | 0.0010807 | 0.070329 | 0.37035 | 0.27516 | 0 | -0.0073107 | 0.071352 | 0.0073107 | 0.37766
[9 empty] | 2014-04-23 | 17時 | 1.6681 | 0 | 0 | 0 | 0 | 0 | 0 | 0 | 0 | 0 | 0.17091 | 0 | 0 | 0 | 0 | 0 | 0 | 0 | 0 | 0.036624 | 0.023776 | 0.012849 | 0.13006 | 0.44491 | 0.27822 | 0 | 0.067252 | -0.65638 | -0.067252 | 0.37766
[9 empty] | 2014-04-23 | 18時 | 0.6708 | 0 | 0 | 0 | 0 | 0 | 0 | 0 | 0 | 0 | 0.068729 | 0 | 0 | 0 | 0 | 0 | 0 | 0 | 0 | 0.036624 | 0.023776 | 0.012849 | 0.15964 | 0.41407 | 0.21781 | 0 | 0.039108 | -0.3817 | -0.039108 | 0.37497
[9 empty] | 2014-04-23 | 19時 | 2.6614 | 0 | 0 | 0 | 0 | 0 | 0 | 0 | 0 | 0 | 0.27269 | 0 | 0 | 0 | 0 | 0 | 0 | 0 | 0 | 0.024026 | 0.023776 | 0.00025017 | 0.067685 | 0.2273 | 0.13559 | 0 | -0.10232 | 0.99861 | 0.10232 | 0.32962
[9 empty] | 2014-04-23 | 20時 | 2.897 | 0 | 0 | 0 | 0 | 0 | 0 | 0 | 0 | 0 | 0.29682 | 0 | 0 | 0 | 0 | 0 | 0 | 0 | 0 | 0.024446 | 0.023776 | 0.00067044 | 0.14104 | 0.29311 | 0.12762 | 0 | -0.084551 | 0.82522 | 0.084551 | 0.37766
[9 empty] | 2014-04-23 | 21時 | 2.9694 | 0 | 0 | 0 | 0 | 0 | 0 | 0 | 0 | 0 | 0.30424 | 0 | 0 | 0 | 0 | 0 | 0 | 0 | 0 | 0.036344 | 0.023776 | 0.012568 | 0.16291 | 0.4405 | 0.24124 | 0 | 0.062839 | -0.61331 | -0.062839 | 0.37766
[9 empty] | 2014-04-23 | 22時 | 0 | 0 | 0 | 0 | 0 | 0 | 0 | 0 | 0 | 0 | 0 | 0 | 0 | 0 | 0 | 0 | 0 | 0 | 0 | 0.036764 | 0.023776 | 0.012989 | 0.16493 | 0.38136 | 0.17966 | 0 | 0.11387 | -1.1113 | -0.11387 | 0.26749
[9 empty] | 2014-04-23 | 23時 | 0 | 0 | 0 | 0 | 0 | 0 | 0 | 0 | 0 | 0 | 0 | 0 | 0 | 0 | 0 | 0 | 0 | 0 | 0 | 0.03039 | 0.023776 | 0.0066144 | 0.1312 | 0.31942 | 0.15783 | 0 | 0.13055 | -1.2741 | -0.13055 | 0.18887
[9 empty] | 2014-04-24 | 0時 | 0 | 0 | 0 | 0 | 0 | 0 | 0 | 0 | 0 | 0 | 0 | 0 | 0 | 0 | 0 | 0 | 0 | 0 | 0 | 0.024026 | 0.023776 | 0.00025017 | 0.045276 | 0.22713 | 0.15783 | 0 | 0.13052 | -1.2739 | -0.13052 | 0.096614
[9 empty] | 2014-04-24 | 1時 | 0 | 0 | 0 | 0 | 0 | 0 | 0 | 0 | 0 | 0 | 0 | 0 | 0 | 0 | 0 | 0 | 0 | 0 | 0 | 0.024026 | 0.023776 | 0.00025017 | 0 | 0.072356 | 0.04833 | 0 | 0.042713 | -0.41688 | -0.042713 | 0.029644
[9 empty] | 2014-04-24 | 2時 | 0 | 0 | 0 | 0 | 0 | 0 | 0 | 0 | 0 | 0 | 0 | 0 | 0 | 0 | 0 | 0 | 0 | 0 | 0 | 0.024026 | 0.023776 | 0.00025017 | 0 | 0.080156 | 0.05613 | 0 | 0.047902 | -0.46752 | -0.047902 | 0.032255
[9 empty] | 2014-04-24 | 3時 | 0 | 0 | 0 | 0 | 0 | 0 | 0 | 0 | 0 | 0 | 0 | 0 | 0 | 0 | 0 | 0 | 0 | 0 | 0 | 0.024026 | 0.023776 | 0.00025017 | 0 | 0.080156 | 0.05613 | 0 | 0.047902 | -0.46752 | -0.047902 | 0.032255
[9 empty] | 2014-04-24 | 4時 | 0 | 0 | 0 | 0 | 0 | 0 | 0 | 0 | 0 | 0 | 0 | 0 | 0 | 0 | 0 | 0 | 0 | 0 | 0 | 0.024026 | 0.023776 | 0.00025017 | 0 | 0.072356 | 0.04833 | 0 | 0.042713 | -0.41688 | -0.042713 | 0.029644
[9 empty] | 2014-04-24 | 5時 | 11.8365 | 0 | 0 | 0 | 0 | 0 | 0 | 0 | 0 | 0 | 1.2128 | 0 | 0 | 0 | 0 | 0 | 0 | 0 | 0 | 0.024026 | 0.023776 | 0.00025017 | 0 | 0.080156 | 0.05613 | 0 | -0.2389 | 2.3317 | 0.2389 | 0.31906
[9 empty] | 2014-04-24 | 6時 | 2.7814 | 0 | 0 | 0 | 0 | 0 | 0 | 0 | 0 | 0 | 0.28498 | 0 | 0 | 0 | 0 | 0 | 0 | 0 | 0 | 0.03053 | 0.023776 | 0.0067545 | 0.018231 | 0.30998 | 0.26122 | 0 | -0.0090761 | 0.088583 | 0.0090761 | 0.31906
[9 empty] | 2014-04-24 | 7時 | 1.4628 | 0 | 0 | 0 | 0 | 0 | 0 | 0 | 0 | 0 | 0.14988 | 0 | 0 | 0 | 0 | 0 | 0 | 0 | 0 | 0.024857 | 0.023776 | 0.0010807 | 0.11469 | 0.3877 | 0.24816 | 0 | 0.081596 | -0.79637 | -0.081596 | 0.30611
[9 empty] | 2014-04-24 | 8時 | 0.92136 | 0 | 0 | 0 | 0 | 0 | 0 | 0 | 0 | 0 | 0.094402 | 0 | 0 | 0 | 0 | 0 | 0 | 0 | 0 | 0.024857 | 0.023776 | 0.0010807 | 0.064563 | 0.2343 | 0.14488 | 0 | 0.053439 | -0.52156 | -0.053439 | 0.18086
[9 empty] | 2014-04-24 | 9時 | 0 | 0 | 0 | 0 | 0 | 0 | 0 | 0 | 0 | 0 | 0 | 0 | 0 | 0 | 0 | 0 | 0 | 0 | 0 | 0.024026 | 0.023776 | 0.00025017 | 0.16544 | 0.52635 | 0.33688 | 0 | 0.27739 | -2.7073 | -0.27739 | 0.24896
[9 empty] | 2014-04-24 | 10時 | 0 | 0 | 0 | 0 | 0 | 0 | 0 | 0 | 0 | 0 | 0 | 0 | 0 | 0 | 0 | 0 | 0 | 0 | 0 | 0.024446 | 0.023776 | 0.00067044 | 0.053027 | 0.1258 | 0.04833 | 0 | 0.060389 | -0.5894 | -0.060389 | 0.065415
[9 empty] | 2014-04-24 | 11時 | 0.80477 | 0 | 0 | 0 | 0 | 0 | 0 | 0 | 0 | 0 | 0.082456 | 0 | 0 | 0 | 0 | 0 | 0 | 0 | 0 | 0.024026 | 0.023776 | 0.00025017 | 0.0026381 | 0.082794 | 0.05613 | 0 | -0.0064141 | 0.062602 | 0.0064141 | 0.089208
[9 empty] | 2014-04-24 | 12時 | 0.55261 | 0 | 0 | 0 | 0 | 0 | 0 | 0 | 0 | 0 | 0.056619 | 0 | 0 | 0 | 0 | 0 | 0 | 0 | 0 | 0.03053 | 0.023776 | 0.0067545 | 0.029502 | 0.33286 | 0.27283 | 0 | 0.1412 | -1.3781 | -0.1412 | 0.19167
[9 empty] | 2014-04-24 | 13時 | 0 | 0 | 0 | 0 | 0 | 0 | 0 | 0 | 0 | 0 | 0 | 0 | 0 | 0 | 0 | 0 | 0 | 0 | 0 | 0.024446 | 0.023776 | 0.00067044 | 0.058042 | 0.13082 | 0.04833 | 0 | 0.06205 | -0.60561 | -0.06205 | 0.068769
[9 empty] | 2014-04-24 | 14時 | 0 | 0 | 0 | 0 | 0 | 0 | 0 | 0 | 0 | 0 | 0 | 0 | 0 | 0 | 0 | 0 | 0 | 0 | 0 | 0.024026 | 0.023776 | 0.00025017 | 0.024487 | 0.10464 | 0.05613 | 0 | 0.055996 | -0.54652 | -0.055996 | 0.048647
[9 empty] | 2014-04-24 | 15時 | 0.99618 | 0 | 0 | 0 | 0 | 0 | 0 | 0 | 0 | 0 | 0.10207 | 0 | 0 | 0 | 0 | 0 | 0 | 0 | 0 | 0.024026 | 0.023776 | 0.00025017 | 0 | 0.080156 | 0.05613 | 0 | -0.020412 | 0.19922 | 0.020412 | 0.10057
[9 empty] | 2014-04-24 | 16時 | 0.89192 | 0 | 0 | 0 | 0 | 0 | 0 | 0 | 0 | 0 | 0.091385 | 0 | 0 | 0 | 0 | 0 | 0 | 0 | 0 | 0.024446 | 0.023776 | 0.00067044 | 0.033816 | 0.10659 | 0.04833 | 0 | -0.0071259 | 0.069549 | 0.0071259 | 0.11372
[9 empty] | 2014-04-24 | 17時 | 2.6812 | 0 | 0 | 0 | 0 | 0 | 0 | 0 | 0 | 0 | 0.27471 | 0 | 0 | 0 | 0 | 0 | 0 | 0 | 0 | 0.024446 | 0.023776 | 0.00067044 | 0.056835 | 0.28621 | 0.20493 | 0 | -0.032848 | 0.3206 | 0.032848 | 0.31906
[9 empty] | 2014-04-24 | 18時 | 1.9385 | 0 | 0 | 0 | 0 | 0 | 0 | 0 | 0 | 0 | 0.19862 | 0 | 0 | 0 | 0 | 0 | 0 | 0 | 0 | 0.036624 | 0.023776 | 0.012849 | 0.066494 | 0.4419 | 0.33878 | 0 | 0.12284 | -1.1989 | -0.12284 | 0.31906
[9 empty] | 2014-04-24 | 19時 | 2.495 | 0 | 0 | 0 | 0 | 0 | 0 | 0 | 0 | 0 | 0.25564 | 0 | 0 | 0 | 0 | 0 | 0 | 0 | 0 | 0.036624 | 0.023776 | 0.012849 | 0.16307 | 0.33458 | 0.13488 | 0 | 0.063873 | -0.6234 | -0.063873 | 0.2707
[9 empty] | 2014-04-24 | 20時 | 2.7523 | 0 | 0 | 0 | 0 | 0 | 0 | 0 | 0 | 0 | 0.282 | 0 | 0 | 0 | 0 | 0 | 0 | 0 | 0 | 0.024446 | 0.023776 | 0.00067044 | 0.088224 | 0.24028 | 0.12761 | 0 | -0.078779 | 0.76888 | 0.078779 | 0.31906
[9 empty] | 2014-04-24 | 21時 | 3.7193 | 0 | 0 | 0 | 0 | 0 | 0 | 0 | 0 | 0 | 0.38107 | 0 | 0 | 0 | 0 | 0 | 0 | 0 | 0 | 0.024446 | 0.023776 | 0.00067044 | 0.14284 | 0.35471 | 0.18743 | 0 | 0.035652 | -0.34796 | -0.035652 | 0.31906
[9 empty] | 2014-04-24 | 22時 | 2.7724 | 0 | 0 | 0 | 0 | 0 | 0 | 0 | 0 | 0 | 0.28405 | 0 | 0 | 0 | 0 | 0 | 0 | 0 | 0 | 0.036344 | 0.023776 | 0.012568 | 0.16493 | 0.39307 | 0.19179 | 0 | 0.074009 | -0.72233 | -0.074009 | 0.31906
[9 empty] | 2014-04-24 | 23時 | 0 | 0 | 0 | 0 | 0 | 0 | 0 | 0 | 0 | 0 | 0 | 0 | 0 | 0 | 0 | 0 | 0 | 0 | 0 | 0.037175 | 0.023776 | 0.013399 | 0.17268 | 0.42753 | 0.21768 | 0 | 0.205 | -2.0008 | -0.205 | 0.22254
[9 empty] | 2014-04-25 | 0時 | 0 | 0 | 0 | 0 | 0 | 0 | 0 | 0 | 0 | 0 | 0 | 0 | 0 | 0 | 0 | 0 | 0 | 0 | 0 | 0.024026 | 0.023776 | 0.00025017 | 0.045276 | 0.22713 | 0.15783 | 0 | 0.14586 | -1.4236 | -0.14586 | 0.081273
[9 empty] | 2014-04-25 | 1時 | 0 | 0 | 0 | 0 | 0 | 0 | 0 | 0 | 0 | 0 | 0 | 0 | 0 | 0 | 0 | 0 | 0 | 0 | 0 | 0.024026 | 0.023776 | 0.00025017 | 0 | 0.072356 | 0.04833 | 0 | 0.048906 | -0.47732 | -0.048906 | 0.02345
[9 empty] | 2014-04-25 | 2時 | 0 | 0 | 0 | 0 | 0 | 0 | 0 | 0 | 0 | 0 | 0 | 0 | 0 | 0 | 0 | 0 | 0 | 0 | 0 | 0.024026 | 0.023776 | 0.00025017 | 0 | 0.080156 | 0.05613 | 0 | 0.054452 | -0.53145 | -0.054452 | 0.025705
[9 empty] | 2014-04-25 | 3時 | 0 | 0 | 0 | 0 | 0 | 0 | 0 | 0 | 0 | 0 | 0 | 0 | 0 | 0 | 0 | 0 | 0 | 0 | 0 | 0.024026 | 0.023776 | 0.00025017 | 0 | 0.080156 | 0.05613 | 0 | 0.054452 | -0.53145 | -0.054452 | 0.025705
[9 empty] | 2014-04-25 | 4時 | 0 | 0 | 0 | 0 | 0 | 0 | 0 | 0 | 0 | 0 | 0 | 0 | 0 | 0 | 0 | 0 | 0 | 0 | 0 | 0.024026 | 0.023776 | 0.00025017 | 0 | 0.072356 | 0.04833 | 0 | 0.048906 | -0.47732 | -0.048906 | 0.02345
[9 empty] | 2014-04-25 | 5時 | 9.3451 | 0 | 0 | 0 | 0 | 0 | 0 | 0 | 0 | 0 | 0.95749 | 0 | 0 | 0 | 0 | 0 | 0 | 0 | 0 | 0.024026 | 0.023776 | 0.00025017 | 0 | 0.080156 | 0.05613 | 0 | -0.19318 | 1.8854 | 0.19318 | 0.27333
[9 empty] | 2014-04-25 | 6時 | 2.0132 | 0 | 0 | 0 | 0 | 0 | 0 | 0 | 0 | 0 | 0.20627 | 0 | 0 | 0 | 0 | 0 | 0 | 0 | 0 | 0.03053 | 0.023776 | 0.0067545 | 0.018231 | 0.30998 | 0.26122 | 0 | 0.071702 | -0.69981 | -0.071702 | 0.23828
[9 empty] | 2014-04-25 | 7時 | 1.4603 | 0 | 0 | 0 | 0 | 0 | 0 | 0 | 0 | 0 | 0.14962 | 0 | 0 | 0 | 0 | 0 | 0 | 0 | 0 | 0.024857 | 0.023776 | 0.0010807 | 0.11469 | 0.3877 | 0.24816 | 0 | 0.1257 | -1.2268 | -0.1257 | 0.26201
[9 empty] | 2014-04-25 | 8時 | 1.0942 | 0 | 0 | 0 | 0 | 0 | 0 | 0 | 0 | 0 | 0.11211 | 0 | 0 | 0 | 0 | 0 | 0 | 0 | 0 | 0.024857 | 0.023776 | 0.0010807 | 0.064563 | 0.2343 | 0.14488 | 0 | 0.070053 | -0.68372 | -0.070053 | 0.16424
[9 empty] | 2014-04-25 | 9時 | 0 | 0 | 0 | 0 | 0 | 0 | 0 | 0 | 0 | 0 | 0 | 0 | 0 | 0 | 0 | 0 | 0 | 0 | 0 | 0.024026 | 0.023776 | 0.00025017 | 0.16544 | 0.52635 | 0.33688 | 0 | 0.31354 | -3.0602 | -0.31354 | 0.21281
[9 empty] | 2014-04-25 | 10時 | 0 | 0 | 0 | 0 | 0 | 0 | 0 | 0 | 0 | 0 | 0 | 0 | 0 | 0 | 0 | 0 | 0 | 0 | 0 | 0.024446 | 0.023776 | 0.00067044 | 0.053027 | 0.1258 | 0.04833 | 0 | 0.071468 | -0.69753 | -0.071468 | 0.054335
[9 empty] | 2014-04-25 | 11時 | 1.4274 | 0 | 0 | 0 | 0 | 0 | 0 | 0 | 0 | 0 | 0.14625 | 0 | 0 | 0 | 0 | 0 | 0 | 0 | 0 | 0.024026 | 0.023776 | 0.00025017 | 0.0026381 | 0.082794 | 0.05613 | 0 | -0.028951 | 0.28257 | 0.028951 | 0.11175
[9 empty] | 2014-04-25 | 12時 | 0.91726 | 0 | 0 | 0 | 0 | 0 | 0 | 0 | 0 | 0 | 0.093981 | 0 | 0 | 0 | 0 | 0 | 0 | 0 | 0 | 0.03053 | 0.023776 | 0.0067545 | 0.029502 | 0.33286 | 0.27283 | 0 | 0.14793 | -1.4438 | -0.14793 | 0.18493
[9 empty] | 2014-04-25 | 13時 | 0 | 0 | 0 | 0 | 0 | 0 | 0 | 0 | 0 | 0 | 0 | 0 | 0 | 0 | 0 | 0 | 0 | 0 | 0 | 0.024446 | 0.023776 | 0.00067044 | 0.058042 | 0.13082 | 0.04833 | 0 | 0.073587 | -0.71821 | -0.073587 | 0.057231
[9 empty] | 2014-04-25 | 14時 | 0 | 0 | 0 | 0 | 0 | 0 | 0 | 0 | 0 | 0 | 0 | 0 | 0 | 0 | 0 | 0 | 0 | 0 | 0 | 0.024026 | 0.023776 | 0.00025017 | 0.024487 | 0.10464 | 0.05613 | 0 | 0.064785 | -0.6323 | -0.064785 | 0.039858
[9 empty] | 2014-04-25 | 15時 | 1.8687 | 0 | 0 | 0 | 0 | 0 | 0 | 0 | 0 | 0 | 0.19147 | 0 | 0 | 0 | 0 | 0 | 0 | 0 | 0 | 0.024026 | 0.023776 | 0.00025017 | 0 | 0.080156 | 0.05613 | 0 | -0.056194 | 0.54845 | 0.056194 | 0.13635
[9 empty] | 2014-04-25 | 16時 | 1.1658 | 0 | 0 | 0 | 0 | 0 | 0 | 0 | 0 | 0 | 0.11945 | 0 | 0 | 0 | 0 | 0 | 0 | 0 | 0 | 0.024446 | 0.023776 | 0.00067044 | 0.033816 | 0.10659 | 0.04833 | 0 | -0.0056667 | 0.055307 | 0.0056667 | 0.11226
[9 empty] | 2014-04-25 | 17時 | 3.1067 | 0 | 0 | 0 | 0 | 0 | 0 | 0 | 0 | 0 | 0.31831 | 0 | 0 | 0 | 0 | 0 | 0 | 0 | 0 | 0.024446 | 0.023776 | 0.00067044 | 0.056835 | 0.28621 | 0.20493 | 0 | 0.012876 | -0.12567 | -0.012876 | 0.27333
[9 empty] | 2014-04-25 | 18時 | 1.8658 | 0 | 0 | 0 | 0 | 0 | 0 | 0 | 0 | 0 | 0.19117 | 0 | 0 | 0 | 0 | 0 | 0 | 0 | 0 | 0.036624 | 0.023776 | 0.012849 | 0.066494 | 0.4419 | 0.33878 | 0 | 0.16856 | -1.6452 | -0.16856 | 0.27333
[9 empty] | 2014-04-25 | 19時 | 2.5302 | 0 | 0 | 0 | 0 | 0 | 0 | 0 | 0 | 0 | 0.25924 | 0 | 0 | 0 | 0 | 0 | 0 | 0 | 0 | 0.036624 | 0.023776 | 0.012849 | 0.16307 | 0.33458 | 0.13488 | 0 | 0.1093 | -1.0668 | -0.1093 | 0.22528
[9 empty] | 2014-04-25 | 20時 | 2.4936 | 0 | 0 | 0 | 0 | 0 | 0 | 0 | 0 | 0 | 0.25549 | 0 | 0 | 0 | 0 | 0 | 0 | 0 | 0 | 0.024446 | 0.023776 | 0.00067044 | 0.088224 | 0.24028 | 0.12761 | 0 | -0.022295 | 0.2176 | 0.022295 | 0.26258
[9 empty] | 2014-04-25 | 21時 | 3.2946 | 0 | 0 | 0 | 0 | 0 | 0 | 0 | 0 | 0 | 0.33757 | 0 | 0 | 0 | 0 | 0 | 0 | 0 | 0 | 0.024446 | 0.023776 | 0.00067044 | 0.14284 | 0.35471 | 0.18743 | 0 | 0.081376 | -0.79423 | -0.081376 | 0.27333
[9 empty] | 2014-04-25 | 22時 | 2.3552 | 0 | 0 | 0 | 0 | 0 | 0 | 0 | 0 | 0 | 0.24131 | 0 | 0 | 0 | 0 | 0 | 0 | 0 | 0 | 0.036344 | 0.023776 | 0.012568 | 0.16493 | 0.39307 | 0.19179 | 0 | 0.11973 | -1.1686 | -0.11973 | 0.27333
[9 empty] | 2014-04-25 | 23時 | 0 | 0 | 0 | 0 | 0 | 0 | 0 | 0 | 0 | 0 | 0 | 0 | 0 | 0 | 0 | 0 | 0 | 0 | 0 | 0.037175 | 0.023776 | 0.013399 | 0.17268 | 0.42753 | 0.21768 | 0 | 0.23754 | -2.3183 | -0.23754 | 0.19
[9 empty] | 2014-04-26 | 0時 | 0 | 0 | 0 | 0 | 0 | 0 | 0 | 0 | 0 | 0 | 0 | 0 | 0 | 0 | 0 | 0 | 0 | 0 | 0 | 0.024026 | 0.023776 | 0.00025017 | 0.045276 | 0.22713 | 0.15783 | 0 | 0.11745 | -1.1464 | -0.11745 | 0.10968
[9 empty] | 2014-04-26 | 1時 | 0 | 0 | 0 | 0 | 0 | 0 | 0 | 0 | 0 | 0 | 0 | 0 | 0 | 0 | 0 | 0 | 0 | 0 | 0 | 0.024026 | 0.023776 | 0.00025017 | 0 | 0.072356 | 0.04833 | 0 | 0.037439 | -0.3654 | -0.037439 | 0.034918
[9 empty] | 2014-04-26 | 2時 | 0 | 0 | 0 | 0 | 0 | 0 | 0 | 0 | 0 | 0 | 0 | 0 | 0 | 0 | 0 | 0 | 0 | 0 | 0 | 0.024026 | 0.023776 | 0.00025017 | 0 | 0.080156 | 0.05613 | 0 | 0.042324 | -0.41308 | -0.042324 | 0.037833
[9 empty] | 2014-04-26 | 3時 | 0 | 0 | 0 | 0 | 0 | 0 | 0 | 0 | 0 | 0 | 0 | 0 | 0 | 0 | 0 | 0 | 0 | 0 | 0 | 0.024026 | 0.023776 | 0.00025017 | 0 | 0.080156 | 0.05613 | 0 | 0.042324 | -0.41308 | -0.042324 | 0.037833
[9 empty] | 2014-04-26 | 4時 | 0 | 0 | 0 | 0 | 0 | 0 | 0 | 0 | 0 | 0 | 0 | 0 | 0 | 0 | 0 | 0 | 0 | 0 | 0 | 0.024026 | 0.023776 | 0.00025017 | 0 | 0.072356 | 0.04833 | 0 | 0.037439 | -0.3654 | -0.037439 | 0.034918
[9 empty] | 2014-04-26 | 5時 | 6.601 | 0 | 0 | 0 | 0 | 0 | 0 | 0 | 0 | 0 | 0.67633 | 0 | 0 | 0 | 0 | 0 | 0 | 0 | 0 | 0.024026 | 0.023776 | 0.00025017 | 0 | 0.080156 | 0.05613 | 0 | -0.27784 | 2.7117 | 0.27784 | 0.358
[9 empty] | 2014-04-26 | 6時 | 1.6182 | 0 | 0 | 0 | 0 | 0 | 0 | 0 | 0 | 0 | 0.1658 | 0 | 0 | 0 | 0 | 0 | 0 | 0 | 0 | 0.03053 | 0.023776 | 0.0067545 | 0.018231 | 0.30998 | 0.26122 | 0 | 0.027544 | -0.26883 | -0.027544 | 0.28244
[9 empty] | 2014-04-26 | 7時 | 0.77018 | 0 | 0 | 0 | 0 | 0 | 0 | 0 | 0 | 0 | 0.078911 | 0 | 0 | 0 | 0 | 0 | 0 | 0 | 0 | 0.024857 | 0.023776 | 0.0010807 | 0.11469 | 0.3877 | 0.24816 | 0 | 0.097185 | -0.94852 | -0.097185 | 0.29052
[9 empty] | 2014-04-26 | 8時 | 0.51673 | 0 | 0 | 0 | 0 | 0 | 0 | 0 | 0 | 0 | 0.052943 | 0 | 0 | 0 | 0 | 0 | 0 | 0 | 0 | 0.024857 | 0.023776 | 0.0010807 | 0.064563 | 0.2343 | 0.14488 | 0 | 0.061551 | -0.60074 | -0.061551 | 0.17275
[9 empty] | 2014-04-26 | 9時 | 0 | 0 | 0 | 0 | 0 | 0 | 0 | 0 | 0 | 0 | 0 | 0 | 0 | 0 | 0 | 0 | 0 | 0 | 0 | 0.024026 | 0.023776 | 0.00025017 | 0.16544 | 0.52635 | 0.33688 | 0 | 0.24661 | -2.4069 | -0.24661 | 0.27974
[9 empty] | 2014-04-26 | 10時 | 0 | 0 | 0 | 0 | 0 | 0 | 0 | 0 | 0 | 0 | 0 | 0 | 0 | 0 | 0 | 0 | 0 | 0 | 0 | 0.024446 | 0.023776 | 0.00067044 | 0.053027 | 0.1258 | 0.04833 | 0 | 0.050954 | -0.49731 | -0.050954 | 0.074849
[9 empty] | 2014-04-26 | 11時 | 0.50988 | 0 | 0 | 0 | 0 | 0 | 0 | 0 | 0 | 0 | 0.052242 | 0 | 0 | 0 | 0 | 0 | 0 | 0 | 0 | 0.024026 | 0.023776 | 0.00025017 | 0.0026381 | 0.082794 | 0.05613 | 0 | 0.0039577 | -0.038628 | -0.0039577 | 0.078837
[9 empty] | 2014-04-26 | 12時 | 0.50126 | 0 | 0 | 0 | 0 | 0 | 0 | 0 | 0 | 0 | 0.051358 | 0 | 0 | 0 | 0 | 0 | 0 | 0 | 0 | 0.03053 | 0.023776 | 0.0067545 | 0.029502 | 0.33286 | 0.27283 | 0 | 0.12101 | -1.181 | -0.12101 | 0.21186
[9 empty] | 2014-04-26 | 13時 | 0 | 0 | 0 | 0 | 0 | 0 | 0 | 0 | 0 | 0 | 0 | 0 | 0 | 0 | 0 | 0 | 0 | 0 | 0 | 0.024446 | 0.023776 | 0.00067044 | 0.058042 | 0.13082 | 0.04833 | 0 | 0.052225 | -0.50972 | -0.052225 | 0.078593
[9 empty] | 2014-04-26 | 14時 | 0 | 0 | 0 | 0 | 0 | 0 | 0 | 0 | 0 | 0 | 0 | 0 | 0 | 0 | 0 | 0 | 0 | 0 | 0 | 0.024026 | 0.023776 | 0.00025017 | 0.024487 | 0.10464 | 0.05613 | 0 | 0.048511 | -0.47347 | -0.048511 | 0.056132
[9 empty] | 2014-04-26 | 15時 | 0.49546 | 0 | 0 | 0 | 0 | 0 | 0 | 0 | 0 | 0 | 0.050764 | 0 | 0 | 0 | 0 | 0 | 0 | 0 | 0 | 0.024026 | 0.023776 | 0.00025017 | 0 | 0.080156 | 0.05613 | 0 | 0.0043958 | -0.042903 | -0.0043958 | 0.07576
[9 empty] | 2014-04-26 | 16時 | 0.49489 | 0 | 0 | 0 | 0 | 0 | 0 | 0 | 0 | 0 | 0.050706 | 0 | 0 | 0 | 0 | 0 | 0 | 0 | 0 | 0.024446 | 0.023776 | 0.00067044 | 0.033816 | 0.10659 | 0.04833 | 0 | 0.008214 | -0.080169 | -0.008214 | 0.098379
[9 empty] | 2014-04-26 | 17時 | 1.287 | 0 | 0 | 0 | 0 | 0 | 0 | 0 | 0 | 0 | 0.13187 | 0 | 0 | 0 | 0 | 0 | 0 | 0 | 0 | 0.024446 | 0.023776 | 0.00067044 | 0.056835 | 0.28621 | 0.20493 | 0 | 0.023685 | -0.23117 | -0.023685 | 0.26253
[9 empty] | 2014-04-26 | 18時 | 0.51615 | 0 | 0 | 0 | 0 | 0 | 0 | 0 | 0 | 0 | 0.052884 | 0 | 0 | 0 | 0 | 0 | 0 | 0 | 0 | 0.036624 | 0.023776 | 0.012849 | 0.066494 | 0.4419 | 0.33878 | 0 | 0.13079 | -1.2766 | -0.13079 | 0.3111
[9 empty] | 2014-04-26 | 19時 | 1.3107 | 0 | 0 | 0 | 0 | 0 | 0 | 0 | 0 | 0 | 0.13429 | 0 | 0 | 0 | 0 | 0 | 0 | 0 | 0 | 0.036624 | 0.023776 | 0.012849 | 0.16307 | 0.33458 | 0.13488 | 0 | 0.049825 | -0.4863 | -0.049825 | 0.28475
[9 empty] | 2014-04-26 | 20時 | 1.2981 | 0 | 0 | 0 | 0 | 0 | 0 | 0 | 0 | 0 | 0.133 | 0 | 0 | 0 | 0 | 0 | 0 | 0 | 0 | 0.024446 | 0.023776 | 0.00067044 | 0.088224 | 0.24028 | 0.12761 | 0 | -0.012273 | 0.11978 | 0.012273 | 0.25255
[9 empty] | 2014-04-26 | 21時 | 2.1004 | 0 | 0 | 0 | 0 | 0 | 0 | 0 | 0 | 0 | 0.21521 | 0 | 0 | 0 | 0 | 0 | 0 | 0 | 0 | 0.024446 | 0.023776 | 0.00067044 | 0.14284 | 0.35471 | 0.18743 | 0 | -0.0032854 | 0.032066 | 0.0032854 | 0.358
[9 empty] | 2014-04-26 | 22時 | 1.3622 | 0 | 0 | 0 | 0 | 0 | 0 | 0 | 0 | 0 | 0.13957 | 0 | 0 | 0 | 0 | 0 | 0 | 0 | 0 | 0.036344 | 0.023776 | 0.012568 | 0.16493 | 0.39307 | 0.19179 | 0 | 0.050054 | -0.48853 | -0.050054 | 0.34301
[9 empty] | 2014-04-26 | 23時 | 0 | 0 | 0 | 0 | 0 | 0 | 0 | 0 | 0 | 0 | 0 | 0 | 0 | 0 | 0 | 0 | 0 | 0 | 0 | 0.037175 | 0.023776 | 0.013399 | 0.17268 | 0.42753 | 0.21768 | 0 | 0.17728 | -1.7303 | -0.17728 | 0.25025
[9 empty] | 2014-04-27 | 0時 | 0 | 0 | 0 | 0 | 0 | 0 | 0 | 0 | 0 | 0 | 0 | 0 | 0 | 0 | 0 | 0 | 0 | 0 | 0 | 0.024026 | 0.023776 | 0.00025017 | 0.045276 | 0.22713 | 0.15783 | 0 | 0.10098 | -0.9856 | -0.10098 | 0.12615
[9 empty] | 2014-04-27 | 1時 | 0 | 0 | 0 | 0 | 0 | 0 | 0 | 0 | 0 | 0 | 0 | 0 | 0 | 0 | 0 | 0 | 0 | 0 | 0 | 0.024026 | 0.023776 | 0.00025017 | 0 | 0.072356 | 0.04833 | 0 | 0.030789 | -0.3005 | -0.030789 | 0.041568
[9 empty] | 2014-04-27 | 2時 | 0 | 0 | 0 | 0 | 0 | 0 | 0 | 0 | 0 | 0 | 0 | 0 | 0 | 0 | 0 | 0 | 0 | 0 | 0 | 0.024026 | 0.023776 | 0.00025017 | 0 | 0.080156 | 0.05613 | 0 | 0.035291 | -0.34444 | -0.035291 | 0.044865
[9 empty] | 2014-04-27 | 3時 | 0 | 0 | 0 | 0 | 0 | 0 | 0 | 0 | 0 | 0 | 0 | 0 | 0 | 0 | 0 | 0 | 0 | 0 | 0 | 0.024026 | 0.023776 | 0.00025017 | 0 | 0.080156 | 0.05613 | 0 | 0.035291 | -0.34444 | -0.035291 | 0.044865
[9 empty] | 2014-04-27 | 4時 | 0 | 0 | 0 | 0 | 0 | 0 | 0 | 0 | 0 | 0 | 0 | 0 | 0 | 0 | 0 | 0 | 0 | 0 | 0 | 0.024026 | 0.023776 | 0.00025017 | 0 | 0.072356 | 0.04833 | 0 | 0.030789 | -0.3005 | -0.030789 | 0.041568
[9 empty] | 2014-04-27 | 5時 | 2.4913 | 0 | 0 | 0 | 0 | 0 | 0 | 0 | 0 | 0 | 0.25526 | 0 | 0 | 0 | 0 | 0 | 0 | 0 | 0 | 0.024026 | 0.023776 | 0.00025017 | 0 | 0.080156 | 0.05613 | 0 | -0.18048 | 1.7615 | 0.18048 | 0.26063
[9 empty] | 2014-04-27 | 6時 | 0.61351 | 0 | 0 | 0 | 0 | 0 | 0 | 0 | 0 | 0 | 0.06286 | 0 | 0 | 0 | 0 | 0 | 0 | 0 | 0 | 0.03053 | 0.023776 | 0.0067545 | 0.018231 | 0.30998 | 0.26122 | 0 | 0.075389 | -0.7358 | -0.075389 | 0.23459
[9 empty] | 2014-04-27 | 7時 | 0.50977 | 0 | 0 | 0 | 0 | 0 | 0 | 0 | 0 | 0 | 0.052231 | 0 | 0 | 0 | 0 | 0 | 0 | 0 | 0 | 0.024857 | 0.023776 | 0.0010807 | 0.11469 | 0.3877 | 0.24816 | 0 | 0.079508 | -0.776 | -0.079508 | 0.3082
[9 empty] | 2014-04-27 | 8時 | 0.50099 | 0 | 0 | 0 | 0 | 0 | 0 | 0 | 0 | 0 | 0.051331 | 0 | 0 | 0 | 0 | 0 | 0 | 0 | 0 | 0.024857 | 0.023776 | 0.0010807 | 0.064563 | 0.2343 | 0.14488 | 0 | 0.038157 | -0.37241 | -0.038157 | 0.19614
[9 empty] | 2014-04-27 | 9時 | 0 | 0 | 0 | 0 | 0 | 0 | 0 | 0 | 0 | 0 | 0 | 0 | 0 | 0 | 0 | 0 | 0 | 0 | 0 | 0.024026 | 0.023776 | 0.00025017 | 0.16544 | 0.52635 | 0.33688 | 0 | 0.20779 | -2.0281 | -0.20779 | 0.31856
[9 empty] | 2014-04-27 | 10時 | 0 | 0 | 0 | 0 | 0 | 0 | 0 | 0 | 0 | 0 | 0 | 0 | 0 | 0 | 0 | 0 | 0 | 0 | 0 | 0.024446 | 0.023776 | 0.00067044 | 0.053027 | 0.1258 | 0.04833 | 0 | 0.039058 | -0.38121 | -0.039058 | 0.086745
[9 empty] | 2014-04-27 | 11時 | 0.47268 | 0 | 0 | 0 | 0 | 0 | 0 | 0 | 0 | 0 | 0.04843 | 0 | 0 | 0 | 0 | 0 | 0 | 0 | 0 | 0.024026 | 0.023776 | 0.00025017 | 0.0026381 | 0.082794 | 0.05613 | 0 | -0.0052405 | 0.051148 | 0.0052405 | 0.088035
[9 empty] | 2014-04-27 | 12時 | 0 | 0 | 0 | 0 | 0 | 0 | 0 | 0 | 0 | 0 | 0 | 0 | 0 | 0 | 0 | 0 | 0 | 0 | 0 | 0.03053 | 0.023776 | 0.0067545 | 0.029502 | 0.33286 | 0.27283 | 0 | 0.13452 | -1.313 | -0.13452 | 0.19834
[9 empty] | 2014-04-27 | 13時 | 0 | 0 | 0 | 0 | 0 | 0 | 0 | 0 | 0 | 0 | 0 | 0 | 0 | 0 | 0 | 0 | 0 | 0 | 0 | 0.024446 | 0.023776 | 0.00067044 | 0.058042 | 0.13082 | 0.04833 | 0 | 0.039837 | -0.38881 | -0.039837 | 0.090981
[9 empty] | 2014-04-27 | 14時 | 0 | 0 | 0 | 0 | 0 | 0 | 0 | 0 | 0 | 0 | 0 | 0 | 0 | 0 | 0 | 0 | 0 | 0 | 0 | 0.024026 | 0.023776 | 0.00025017 | 0.024487 | 0.10464 | 0.05613 | 0 | 0.039075 | -0.38137 | -0.039075 | 0.065569
[9 empty] | 2014-04-27 | 15時 | 0 | 0 | 0 | 0 | 0 | 0 | 0 | 0 | 0 | 0 | 0 | 0 | 0 | 0 | 0 | 0 | 0 | 0 | 0 | 0.024026 | 0.023776 | 0.00025017 | 0 | 0.080156 | 0.05613 | 0 | 0.035291 | -0.34444 | -0.035291 | 0.044865
[9 empty] | 2014-04-27 | 16時 | 0 | 0 | 0 | 0 | 0 | 0 | 0 | 0 | 0 | 0 | 0 | 0 | 0 | 0 | 0 | 0 | 0 | 0 | 0 | 0.024446 | 0.023776 | 0.00067044 | 0.033816 | 0.10659 | 0.04833 | 0 | 0.036088 | -0.35222 | -0.036088 | 0.070505
[9 empty] | 2014-04-27 | 17時 | 0 | 0 | 0 | 0 | 0 | 0 | 0 | 0 | 0 | 0 | 0 | 0 | 0 | 0 | 0 | 0 | 0 | 0 | 0 | 0.024446 | 0.023776 | 0.00067044 | 0.056835 | 0.28621 | 0.20493 | 0 | 0.098625 | -0.96258 | -0.098625 | 0.18759
[9 empty] | 2014-04-27 | 18時 | 0 | 0 | 0 | 0 | 0 | 0 | 0 | 0 | 0 | 0 | 0 | 0 | 0 | 0 | 0 | 0 | 0 | 0 | 0 | 0.036624 | 0.023776 | 0.012849 | 0.066494 | 0.4419 | 0.33878 | 0 | 0.13256 | -1.2938 | -0.13256 | 0.30933
[9 empty] | 2014-04-27 | 19時 | 0 | 0 | 0 | 0 | 0 | 0 | 0 | 0 | 0 | 0 | 0 | 0 | 0 | 0 | 0 | 0 | 0 | 0 | 0 | 0.036624 | 0.023776 | 0.012849 | 0.16307 | 0.33458 | 0.13488 | 0 | 0.11677 | -1.1397 | -0.11677 | 0.2178
[9 empty] | 2014-04-27 | 20時 | 1.3068 | 0 | 0 | 0 | 0 | 0 | 0 | 0 | 0 | 0 | 0.1339 | 0 | 0 | 0 | 0 | 0 | 0 | 0 | 0 | 0.024446 | 0.023776 | 0.00067044 | 0.088224 | 0.24028 | 0.12761 | 0 | -0.048275 | 0.47117 | 0.048275 | 0.28856
[9 empty] | 2014-04-27 | 21時 | 2.1367 | 0 | 0 | 0 | 0 | 0 | 0 | 0 | 0 | 0 | 0.21892 | 0 | 0 | 0 | 0 | 0 | 0 | 0 | 0 | 0.024446 | 0.023776 | 0.00067044 | 0.14284 | 0.35471 | 0.18743 | 0 | -0.05238 | 0.51123 | 0.05238 | 0.40709
[9 empty] | 2014-04-27 | 22時 | 1.3548 | 0 | 0 | 0 | 0 | 0 | 0 | 0 | 0 | 0 | 0.13882 | 0 | 0 | 0 | 0 | 0 | 0 | 0 | 0 | 0.036344 | 0.023776 | 0.012568 | 0.16493 | 0.39307 | 0.19179 | 0 | 0.0035666 | -0.03481 | -0.0035666 | 0.3895
[9 empty] | 2014-04-27 | 23時 | 0 | 0 | 0 | 0 | 0 | 0 | 0 | 0 | 0 | 0 | 0 | 0 | 0 | 0 | 0 | 0 | 0 | 0 | 0 | 0.037175 | 0.023776 | 0.013399 | 0.17268 | 0.42753 | 0.21768 | 0 | 0.14235 | -1.3893 | -0.14235 | 0.28519
[9 empty] | 2014-04-28 | 0時 | 0 | 0 | 0 | 0 | 0 | 0 | 0 | 0 | 0 | 0 | 0 | 0 | 0 | 0 | 0 | 0 | 0 | 0 | 0 | 0.024026 | 0.023776 | 0.00025017 | 0.045276 | 0.22713 | 0.15783 | 0 | 0.089035 | -0.86898 | -0.089035 | 0.1381
[9 empty] | 2014-04-28 | 1時 | 0 | 0 | 0 | 0 | 0 | 0 | 0 | 0 | 0 | 0 | 0 | 0 | 0 | 0 | 0 | 0 | 0 | 0 | 0 | 0.024026 | 0.023776 | 0.00025017 | 0 | 0.072356 | 0.04833 | 0 | 0.025965 | -0.25342 | -0.025965 | 0.046391
[9 empty] | 2014-04-28 | 2時 | 0 | 0 | 0 | 0 | 0 | 0 | 0 | 0 | 0 | 0 | 0 | 0 | 0 | 0 | 0 | 0 | 0 | 0 | 0 | 0.024026 | 0.023776 | 0.00025017 | 0 | 0.080156 | 0.05613 | 0 | 0.030189 | -0.29465 | -0.030189 | 0.049967
[9 empty] | 2014-04-28 | 3時 | 0 | 0 | 0 | 0 | 0 | 0 | 0 | 0 | 0 | 0 | 0 | 0 | 0 | 0 | 0 | 0 | 0 | 0 | 0 | 0.024026 | 0.023776 | 0.00025017 | 0 | 0.080156 | 0.05613 | 0 | 0.030189 | -0.29465 | -0.030189 | 0.049967
[9 empty] | 2014-04-28 | 4時 | 0 | 0 | 0 | 0 | 0 | 0 | 0 | 0 | 0 | 0 | 0 | 0 | 0 | 0 | 0 | 0 | 0 | 0 | 0 | 0.024026 | 0.023776 | 0.00025017 | 0 | 0.072356 | 0.04833 | 0 | 0.025965 | -0.25342 | -0.025965 | 0.046391
[9 empty] | 2014-04-28 | 5時 | 2.9137 | 0 | 0 | 0 | 0 | 0 | 0 | 0 | 0 | 0 | 0.29854 | 0 | 0 | 0 | 0 | 0 | 0 | 0 | 0 | 0.024026 | 0.023776 | 0.00025017 | 0 | 0.080156 | 0.05613 | 0 | -0.24342 | 2.3758 | 0.24342 | 0.32358
[9 empty] | 2014-04-28 | 6時 | 0.54415 | 0 | 0 | 0 | 0 | 0 | 0 | 0 | 0 | 0 | 0.055753 | 0 | 0 | 0 | 0 | 0 | 0 | 0 | 0 | 0.03053 | 0.023776 | 0.0067545 | 0.018231 | 0.30998 | 0.26122 | 0 | 0.06082 | -0.5936 | -0.06082 | 0.24916
[9 empty] | 2014-04-28 | 7時 | 0.51367 | 0 | 0 | 0 | 0 | 0 | 0 | 0 | 0 | 0 | 0.052631 | 0 | 0 | 0 | 0 | 0 | 0 | 0 | 0 | 0.024857 | 0.023776 | 0.0010807 | 0.11469 | 0.3877 | 0.24816 | 0 | 0.05186 | -0.50615 | -0.05186 | 0.33584
[9 empty] | 2014-04-28 | 8時 | 0.49155 | 0 | 0 | 0 | 0 | 0 | 0 | 0 | 0 | 0 | 0.050363 | 0 | 0 | 0 | 0 | 0 | 0 | 0 | 0 | 0.024857 | 0.023776 | 0.0010807 | 0.064563 | 0.2343 | 0.14488 | 0 | 0.0212 | -0.20692 | -0.0212 | 0.2131
[9 empty] | 2014-04-28 | 9時 | 0 | 0 | 0 | 0 | 0 | 0 | 0 | 0 | 0 | 0 | 0 | 0 | 0 | 0 | 0 | 0 | 0 | 0 | 0 | 0.024026 | 0.023776 | 0.00025017 | 0.16544 | 0.52635 | 0.33688 | 0 | 0.17964 | -1.7533 | -0.17964 | 0.34671
[9 empty] | 2014-04-28 | 10時 | 0 | 0 | 0 | 0 | 0 | 0 | 0 | 0 | 0 | 0 | 0 | 0 | 0 | 0 | 0 | 0 | 0 | 0 | 0 | 0.024446 | 0.023776 | 0.00067044 | 0.053027 | 0.1258 | 0.04833 | 0 | 0.030429 | -0.29699 | -0.030429 | 0.095374
[9 empty] | 2014-04-28 | 11時 | 0 | 0 | 0 | 0 | 0 | 0 | 0 | 0 | 0 | 0 | 0 | 0 | 0 | 0 | 0 | 0 | 0 | 0 | 0 | 0.024026 | 0.023776 | 0.00025017 | 0.0026381 | 0.082794 | 0.05613 | 0 | 0.030408 | -0.29678 | -0.030408 | 0.052386
[9 empty] | 2014-04-28 | 12時 | 0 | 0 | 0 | 0 | 0 | 0 | 0 | 0 | 0 | 0 | 0 | 0 | 0 | 0 | 0 | 0 | 0 | 0 | 0 | 0.03053 | 0.023776 | 0.0067545 | 0.029502 | 0.33286 | 0.27283 | 0 | 0.1165 | -1.137 | -0.1165 | 0.21637
[9 empty] | 2014-04-28 | 13時 | 0 | 0 | 0 | 0 | 0 | 0 | 0 | 0 | 0 | 0 | 0 | 0 | 0 | 0 | 0 | 0 | 0 | 0 | 0 | 0.024446 | 0.023776 | 0.00067044 | 0.058042 | 0.13082 | 0.04833 | 0 | 0.030851 | -0.30111 | -0.030851 | 0.099967
[9 empty] | 2014-04-28 | 14時 | 0 | 0 | 0 | 0 | 0 | 0 | 0 | 0 | 0 | 0 | 0 | 0 | 0 | 0 | 0 | 0 | 0 | 0 | 0 | 0.024026 | 0.023776 | 0.00025017 | 0.024487 | 0.10464 | 0.05613 | 0 | 0.032229 | -0.31456 | -0.032229 | 0.072414
[9 empty] | 2014-04-28 | 15時 | 0 | 0 | 0 | 0 | 0 | 0 | 0 | 0 | 0 | 0 | 0 | 0 | 0 | 0 | 0 | 0 | 0 | 0 | 0 | 0.024026 | 0.023776 | 0.00025017 | 0 | 0.080156 | 0.05613 | 0 | 0.030189 | -0.29465 | -0.030189 | 0.049967
[9 empty] | 2014-04-28 | 16時 | 0 | 0 | 0 | 0 | 0 | 0 | 0 | 0 | 0 | 0 | 0 | 0 | 0 | 0 | 0 | 0 | 0 | 0 | 0 | 0.024446 | 0.023776 | 0.00067044 | 0.033816 | 0.10659 | 0.04833 | 0 | 0.028827 | -0.28135 | -0.028827 | 0.077766
[9 empty] | 2014-04-28 | 17時 | 0 | 0 | 0 | 0 | 0 | 0 | 0 | 0 | 0 | 0 | 0 | 0 | 0 | 0 | 0 | 0 | 0 | 0 | 0 | 0.024446 | 0.023776 | 0.00067044 | 0.056835 | 0.28621 | 0.20493 | 0 | 0.081502 | -0.79546 | -0.081502 | 0.20471
[9 empty] | 2014-04-28 | 18時 | 0 | 0 | 0 | 0 | 0 | 0 | 0 | 0 | 0 | 0 | 0 | 0 | 0 | 0 | 0 | 0 | 0 | 0 | 0 | 0.036624 | 0.023776 | 0.012849 | 0.066494 | 0.4419 | 0.33878 | 0 | 0.10519 | -1.0266 | -0.10519 | 0.33671
[9 empty] | 2014-04-28 | 19時 | 0 | 0 | 0 | 0 | 0 | 0 | 0 | 0 | 0 | 0 | 0 | 0 | 0 | 0 | 0 | 0 | 0 | 0 | 0 | 0.036624 | 0.023776 | 0.012849 | 0.16307 | 0.33458 | 0.13488 | 0 | 0.093204 | -0.90967 | -0.093204 | 0.24137
[9 empty] | 2014-04-28 | 20時 | 0 | 0 | 0 | 0 | 0 | 0 | 0 | 0 | 0 | 0 | 0 | 0 | 0 | 0 | 0 | 0 | 0 | 0 | 0 | 0.024446 | 0.023776 | 0.00067044 | 0.088224 | 0.24028 | 0.12761 | 0 | 0.048838 | -0.47666 | -0.048838 | 0.19144
[9 empty] | 2014-04-28 | 21時 | 0 | 0 | 0 | 0 | 0 | 0 | 0 | 0 | 0 | 0 | 0 | 0 | 0 | 0 | 0 | 0 | 0 | 0 | 0 | 0.024446 | 0.023776 | 0.00067044 | 0.14284 | 0.35471 | 0.18743 | 0 | 0.079503 | -0.77595 | -0.079503 | 0.27521
[9 empty] | 2014-04-28 | 22時 | 0 | 0 | 0 | 0 | 0 | 0 | 0 | 0 | 0 | 0 | 0 | 0 | 0 | 0 | 0 | 0 | 0 | 0 | 0 | 0.036344 | 0.023776 | 0.012568 | 0.16493 | 0.39307 | 0.19179 | 0 | 0.096687 | -0.94367 | -0.096687 | 0.29638
[9 empty] | 2014-04-28 | 23時 | 0 | 0 | 0 | 0 | 0 | 0 | 0 | 0 | 0 | 0 | 0 | 0 | 0 | 0 | 0 | 0 | 0 | 0 | 0 | 0.037175 | 0.023776 | 0.013399 | 0.17268 | 0.42753 | 0.21768 | 0 | 0.117 | -1.1419 | -0.117 | 0.31053
[9 empty] | 2014-04-29 | 0時 | 0 | 0 | 0 | 0 | 0 | 0 | 0 | 0 | 0 | 0 | 0 | 0 | 0 | 0 | 0 | 0 | 0 | 0 | 0 | 0.024026 | 0.023776 | 0.00025017 | 0 | 0.18186 | 0.15783 | 0 | 0.10474 | -1.0222 | -0.10474 | 0.077119
[9 empty] | 2014-04-29 | 1時 | 0 | 0 | 0 | 0 | 0 | 0 | 0 | 0 | 0 | 0 | 0 | 0 | 0 | 0 | 0 | 0 | 0 | 0 | 0 | 0.024026 | 0.023776 | 0.00025017 | 0 | 0.072356 | 0.04833 | 0 | 0.03673 | -0.35849 | -0.03673 | 0.035626
[9 empty] | 2014-04-29 | 2時 | 0 | 0 | 0 | 0 | 0 | 0 | 0 | 0 | 0 | 0 | 0 | 0 | 0 | 0 | 0 | 0 | 0 | 0 | 0 | 0.024026 | 0.023776 | 0.00025017 | 0 | 0.080156 | 0.05613 | 0 | 0.041574 | -0.40577 | -0.041574 | 0.038582
[9 empty] | 2014-04-29 | 3時 | 0 | 0 | 0 | 0 | 0 | 0 | 0 | 0 | 0 | 0 | 0 | 0 | 0 | 0 | 0 | 0 | 0 | 0 | 0 | 0.024026 | 0.023776 | 0.00025017 | 0 | 0.080156 | 0.05613 | 0 | 0.041574 | -0.40577 | -0.041574 | 0.038582
[9 empty] | 2014-04-29 | 4時 | 0 | 0 | 0 | 0 | 0 | 0 | 0 | 0 | 0 | 0 | 0 | 0 | 0 | 0 | 0 | 0 | 0 | 0 | 0 | 0.024026 | 0.023776 | 0.00025017 | 0 | 0.072356 | 0.04833 | 0 | 0.03673 | -0.35849 | -0.03673 | 0.035626
[9 empty] | 2014-04-29 | 5時 | 0 | 0 | 0 | 0 | 0 | 0 | 0 | 0 | 0 | 0 | 0 | 0 | 0 | 0 | 0 | 0 | 0 | 0 | 0 | 0.024026 | 0.023776 | 0.00025017 | 0 | 0.080156 | 0.05613 | 0 | 0.041574 | -0.40577 | -0.041574 | 0.038582
[9 empty] | 2014-04-29 | 6時 | 0 | 0 | 0 | 0 | 0 | 0 | 0 | 0 | 0 | 0 | 0 | 0 | 0 | 0 | 0 | 0 | 0 | 0 | 0 | 0.024026 | 0.023776 | 0.00025017 | 0 | 0.080156 | 0.05613 | 0 | 0.041574 | -0.40577 | -0.041574 | 0.038582
[9 empty] | 2014-04-29 | 7時 | 1.4075 | 0 | 0 | 0 | 0 | 0 | 0 | 0 | 0 | 0 | 0.14421 | 0 | 0 | 0 | 0 | 0 | 0 | 0 | 0 | 0.024857 | 0.023776 | 0.0010807 | 0.023666 | 0.23404 | 0.18552 | 0 | -0.0073733 | 0.071963 | 0.0073733 | 0.24142
[9 empty] | 2014-04-29 | 8時 | 2.0586 | 0 | 0 | 0 | 0 | 0 | 0 | 0 | 0 | 0 | 0.21092 | 0 | 0 | 0 | 0 | 0 | 0 | 0 | 0 | 0.031371 | 0.023776 | 0.0075951 | 0.11401 | 0.4267 | 0.28132 | 0 | 0.063469 | -0.61946 | -0.063469 | 0.36323
[9 empty] | 2014-04-29 | 9時 | 1.2663 | 0 | 0 | 0 | 0 | 0 | 0 | 0 | 0 | 0 | 0.12975 | 0 | 0 | 0 | 0 | 0 | 0 | 0 | 0 | 0.024446 | 0.023776 | 0.00067044 | 0.22373 | 0.50028 | 0.2521 | 0 | 0.13705 | -1.3376 | -0.13705 | 0.36323
[9 empty] | 2014-04-29 | 10時 | 0 | 0 | 0 | 0 | 0 | 0 | 0 | 0 | 0 | 0 | 0 | 0 | 0 | 0 | 0 | 0 | 0 | 0 | 0 | 0.024857 | 0.023776 | 0.0010807 | 0.18888 | 0.44125 | 0.22751 | 0 | 0.17027 | -1.6619 | -0.17027 | 0.27098
[9 empty] | 2014-04-29 | 11時 | 0 | 0 | 0 | 0 | 0 | 0 | 0 | 0 | 0 | 0 | 0 | 0 | 0 | 0 | 0 | 0 | 0 | 0 | 0 | 0.024446 | 0.023776 | 0.00067044 | 0.17015 | 0.4299 | 0.23531 | 0 | 0.17257 | -1.6843 | -0.17257 | 0.25733
[9 empty] | 2014-04-29 | 12時 | 0 | 0 | 0 | 0 | 0 | 0 | 0 | 0 | 0 | 0 | 0 | 0 | 0 | 0 | 0 | 0 | 0 | 0 | 0 | 0.03053 | 0.023776 | 0.0067545 | 0.15008 | 0.45344 | 0.27283 | 0 | 0.18594 | -1.8148 | -0.18594 | 0.26751
[9 empty] | 2014-04-29 | 13時 | 0 | 0 | 0 | 0 | 0 | 0 | 0 | 0 | 0 | 0 | 0 | 0 | 0 | 0 | 0 | 0 | 0 | 0 | 0 | 0.024446 | 0.023776 | 0.00067044 | 0.093998 | 0.16677 | 0.04833 | 0 | 0.059612 | -0.58182 | -0.059612 | 0.10716
[9 empty] | 2014-04-29 | 14時 | 0 | 0 | 0 | 0 | 0 | 0 | 0 | 0 | 0 | 0 | 0 | 0 | 0 | 0 | 0 | 0 | 0 | 0 | 0 | 0.024026 | 0.023776 | 0.00025017 | 0 | 0.080156 | 0.05613 | 0 | 0.041574 | -0.40577 | -0.041574 | 0.038582
[9 empty] | 2014-04-29 | 15時 | 1.2811 | 0 | 0 | 0 | 0 | 0 | 0 | 0 | 0 | 0 | 0.13126 | 0 | 0 | 0 | 0 | 0 | 0 | 0 | 0 | 0.024026 | 0.023776 | 0.00025017 | 0 | 0.080156 | 0.05613 | 0 | -0.057887 | 0.56498 | 0.057887 | 0.13804
[9 empty] | 2014-04-29 | 16時 | 1.2889 | 0 | 0 | 0 | 0 | 0 | 0 | 0 | 0 | 0 | 0.13206 | 0 | 0 | 0 | 0 | 0 | 0 | 0 | 0 | 0.024857 | 0.023776 | 0.0010807 | 0.070329 | 0.37035 | 0.27516 | 0 | 0.0071188 | -0.069479 | -0.0071188 | 0.36323
[9 empty] | 2014-04-29 | 17時 | 1.2983 | 0 | 0 | 0 | 0 | 0 | 0 | 0 | 0 | 0 | 0.13302 | 0 | 0 | 0 | 0 | 0 | 0 | 0 | 0 | 0.036624 | 0.023776 | 0.012849 | 0.13006 | 0.44491 | 0.27822 | 0 | 0.081681 | -0.79721 | -0.081681 | 0.36323
[9 empty] | 2014-04-29 | 18時 | 0.51233 | 0 | 0 | 0 | 0 | 0 | 0 | 0 | 0 | 0 | 0.052493 | 0 | 0 | 0 | 0 | 0 | 0 | 0 | 0 | 0.036624 | 0.023776 | 0.012849 | 0.15964 | 0.41407 | 0.21781 | 0 | 0.065739 | -0.64162 | -0.065739 | 0.34834
[9 empty] | 2014-04-29 | 19時 | 2.0925 | 0 | 0 | 0 | 0 | 0 | 0 | 0 | 0 | 0 | 0.21439 | 0 | 0 | 0 | 0 | 0 | 0 | 0 | 0 | 0.024026 | 0.023776 | 0.00025017 | 0.067685 | 0.2273 | 0.13559 | 0 | -0.046372 | 0.45259 | 0.046372 | 0.27368
[9 empty] | 2014-04-29 | 20時 | 2.0932 | 0 | 0 | 0 | 0 | 0 | 0 | 0 | 0 | 0 | 0.21447 | 0 | 0 | 0 | 0 | 0 | 0 | 0 | 0 | 0.024446 | 0.023776 | 0.00067044 | 0.14104 | 0.29311 | 0.12762 | 0 | -0.06804 | 0.66407 | 0.06804 | 0.36115
[9 empty] | 2014-04-29 | 21時 | 2.1006 | 0 | 0 | 0 | 0 | 0 | 0 | 0 | 0 | 0 | 0.21522 | 0 | 0 | 0 | 0 | 0 | 0 | 0 | 0 | 0.036344 | 0.023776 | 0.012568 | 0.16291 | 0.4405 | 0.24124 | 0 | 0.077269 | -0.75414 | -0.077269 | 0.36323
[9 empty] | 2014-04-29 | 22時 | 0 | 0 | 0 | 0 | 0 | 0 | 0 | 0 | 0 | 0 | 0 | 0 | 0 | 0 | 0 | 0 | 0 | 0 | 0 | 0.036764 | 0.023776 | 0.012989 | 0.16493 | 0.38136 | 0.17966 | 0 | 0.12425 | -1.2127 | -0.12425 | 0.2571
[9 empty] | 2014-04-29 | 23時 | 0 | 0 | 0 | 0 | 0 | 0 | 0 | 0 | 0 | 0 | 0 | 0 | 0 | 0 | 0 | 0 | 0 | 0 | 0 | 0.03039 | 0.023776 | 0.0066144 | 0.1312 | 0.31942 | 0.15783 | 0 | 0.13805 | -1.3474 | -0.13805 | 0.18137
[9 empty] | 2014-04-30 | 0時 | 0 | 0 | 0 | 0 | 0 | 0 | 0 | 0 | 0 | 0 | 0 | 0 | 0 | 0 | 0 | 0 | 0 | 0 | 0 | 0.024026 | 0.023776 | 0.00025017 | 0 | 0.18186 | 0.15783 | 0 | 0.11182 | -1.0914 | -0.11182 | 0.070033
[9 empty] | 2014-04-30 | 1時 | 0 | 0 | 0 | 0 | 0 | 0 | 0 | 0 | 0 | 0 | 0 | 0 | 0 | 0 | 0 | 0 | 0 | 0 | 0 | 0.024026 | 0.023776 | 0.00025017 | 0 | 0.072356 | 0.04833 | 0 | 0.040648 | -0.39673 | -0.040648 | 0.031708
[9 empty] | 2014-04-30 | 2時 | 0 | 0 | 0 | 0 | 0 | 0 | 0 | 0 | 0 | 0 | 0 | 0 | 0 | 0 | 0 | 0 | 0 | 0 | 0 | 0.024026 | 0.023776 | 0.00025017 | 0 | 0.080156 | 0.05613 | 0 | 0.045718 | -0.44621 | -0.045718 | 0.034438
[9 empty] | 2014-04-30 | 3時 | 0 | 0 | 0 | 0 | 0 | 0 | 0 | 0 | 0 | 0 | 0 | 0 | 0 | 0 | 0 | 0 | 0 | 0 | 0 | 0.024026 | 0.023776 | 0.00025017 | 0 | 0.080156 | 0.05613 | 0 | 0.045718 | -0.44621 | -0.045718 | 0.034438
[9 empty] | 2014-04-30 | 4時 | 0 | 0 | 0 | 0 | 0 | 0 | 0 | 0 | 0 | 0 | 0 | 0 | 0 | 0 | 0 | 0 | 0 | 0 | 0 | 0.024026 | 0.023776 | 0.00025017 | 0 | 0.072356 | 0.04833 | 0 | 0.040648 | -0.39673 | -0.040648 | 0.031708
[9 empty] | 2014-04-30 | 5時 | 0 | 0 | 0 | 0 | 0 | 0 | 0 | 0 | 0 | 0 | 0 | 0 | 0 | 0 | 0 | 0 | 0 | 0 | 0 | 0.024026 | 0.023776 | 0.00025017 | 0 | 0.080156 | 0.05613 | 0 | 0.045718 | -0.44621 | -0.045718 | 0.034438
[9 empty] | 2014-04-30 | 6時 | 0 | 0 | 0 | 0 | 0 | 0 | 0 | 0 | 0 | 0 | 0 | 0 | 0 | 0 | 0 | 0 | 0 | 0 | 0 | 0.024446 | 0.023776 | 0.00067044 | 0.018231 | 0.15865 | 0.11597 | 0 | 0.079761 | -0.77847 | -0.079761 | 0.078886
[9 empty] | 2014-04-30 | 7時 | 1.8062 | 0 | 0 | 0 | 0 | 0 | 0 | 0 | 0 | 0 | 0.18506 | 0 | 0 | 0 | 0 | 0 | 0 | 0 | 0 | 0.024446 | 0.023776 | 0.00067044 | 0.054439 | 0.34926 | 0.27038 | 0 | 0.059457 | -0.5803 | -0.059457 | 0.28981
[9 empty] | 2014-04-30 | 8時 | 2.0477 | 0 | 0 | 0 | 0 | 0 | 0 | 0 | 0 | 0 | 0.2098 | 0 | 0 | 0 | 0 | 0 | 0 | 0 | 0 | 0.037875 | 0.023776 | 0.014099 | 0.13781 | 0.50836 | 0.33267 | 0 | 0.17406 | -1.6988 | -0.17406 | 0.3343
[9 empty] | 2014-04-30 | 9時 | 1.2854 | 0 | 0 | 0 | 0 | 0 | 0 | 0 | 0 | 0 | 0.1317 | 0 | 0 | 0 | 0 | 0 | 0 | 0 | 0 | 0.024026 | 0.023776 | 0.00025017 | 0.072039 | 0.15219 | 0.05613 | 0 | -0.024837 | 0.24241 | 0.024837 | 0.17703
[9 empty] | 2014-04-30 | 10時 | 1.2886 | 0 | 0 | 0 | 0 | 0 | 0 | 0 | 0 | 0 | 0.13203 | 0 | 0 | 0 | 0 | 0 | 0 | 0 | 0 | 0.024026 | 0.023776 | 0.00025017 | 0 | 0.072356 | 0.04833 | 0 | -0.051762 | 0.5052 | 0.051762 | 0.12412
[9 empty] | 2014-04-30 | 11時 | 0.49858 | 0 | 0 | 0 | 0 | 0 | 0 | 0 | 0 | 0 | 0.051084 | 0 | 0 | 0 | 0 | 0 | 0 | 0 | 0 | 0.024026 | 0.023776 | 0.00025017 | 0 | 0.080156 | 0.05613 | 0 | 0.0099716 | -0.097323 | -0.0099716 | 0.070185
[9 empty] | 2014-04-30 | 12時 | 0.49064 | 0 | 0 | 0 | 0 | 0 | 0 | 0 | 0 | 0 | 0.05027 | 0 | 0 | 0 | 0 | 0 | 0 | 0 | 0 | 0.024026 | 0.023776 | 0.00025017 | 0 | 0.080156 | 0.05613 | 0 | 0.010541 | -0.10288 | -0.010541 | 0.069615
[9 empty] | 2014-04-30 | 13時 | 0 | 0 | 0 | 0 | 0 | 0 | 0 | 0 | 0 | 0 | 0 | 0 | 0 | 0 | 0 | 0 | 0 | 0 | 0 | 0.024026 | 0.023776 | 0.00025017 | 0 | 0.072356 | 0.04833 | 0 | 0.040648 | -0.39673 | -0.040648 | 0.031708
[9 empty] | 2014-04-30 | 14時 | 0 | 0 | 0 | 0 | 0 | 0 | 0 | 0 | 0 | 0 | 0 | 0 | 0 | 0 | 0 | 0 | 0 | 0 | 0 | 0.024026 | 0.023776 | 0.00025017 | 0 | 0.080156 | 0.05613 | 0 | 0.045718 | -0.44621 | -0.045718 | 0.034438
[9 empty] | 2014-04-30 | 15時 | 0.48333 | 0 | 0 | 0 | 0 | 0 | 0 | 0 | 0 | 0 | 0.049521 | 0 | 0 | 0 | 0 | 0 | 0 | 0 | 0 | 0.024026 | 0.023776 | 0.00025017 | 0 | 0.080156 | 0.05613 | 0 | 0.011065 | -0.108 | -0.011065 | 0.069091
[9 empty] | 2014-04-30 | 16時 | 0 | 0 | 0 | 0 | 0 | 0 | 0 | 0 | 0 | 0 | 0 | 0 | 0 | 0 | 0 | 0 | 0 | 0 | 0 | 0.024026 | 0.023776 | 0.00025017 | 0 | 0.072356 | 0.04833 | 0 | 0.040648 | -0.39673 | -0.040648 | 0.031708
[9 empty] | 2014-04-30 | 17時 | 0.49794 | 0 | 0 | 0 | 0 | 0 | 0 | 0 | 0 | 0 | 0.051018 | 0 | 0 | 0 | 0 | 0 | 0 | 0 | 0 | 0.024026 | 0.023776 | 0.00025017 | 0 | 0.080156 | 0.05613 | 0 | 0.010017 | -0.09777 | -0.010017 | 0.070139
[9 empty] | 2014-04-30 | 18時 | 0 | 0 | 0 | 0 | 0 | 0 | 0 | 0 | 0 | 0 | 0 | 0 | 0 | 0 | 0 | 0 | 0 | 0 | 0 | 0.024026 | 0.023776 | 0.00025017 | 0 | 0.080156 | 0.05613 | 0 | 0.045718 | -0.44621 | -0.045718 | 0.034438
[9 empty] | 2014-04-30 | 19時 | 2.0749 | 0 | 0 | 0 | 0 | 0 | 0 | 0 | 0 | 0 | 0.21259 | 0 | 0 | 0 | 0 | 0 | 0 | 0 | 0 | 0.024026 | 0.023776 | 0.00025017 | 0 | 0.072356 | 0.04833 | 0 | -0.10815 | 1.0556 | 0.10815 | 0.18051
[9 empty] | 2014-04-30 | 20時 | 2.093 | 0 | 0 | 0 | 0 | 0 | 0 | 0 | 0 | 0 | 0.21445 | 0 | 0 | 0 | 0 | 0 | 0 | 0 | 0 | 0.024857 | 0.023776 | 0.0010807 | 0.035316 | 0.26512 | 0.20494 | 0 | -0.069183 | 0.67522 | 0.069183 | 0.3343
[9 empty] | 2014-04-30 | 21時 | 2.1284 | 0 | 0 | 0 | 0 | 0 | 0 | 0 | 0 | 0 | 0.21808 | 0 | 0 | 0 | 0 | 0 | 0 | 0 | 0 | 0.024446 | 0.023776 | 0.00067044 | 0.091389 | 0.35706 | 0.24122 | 0 | 0.022758 | -0.22212 | -0.022758 | 0.3343
[9 empty] | 2014-04-30 | 22時 | 0 | 0 | 0 | 0 | 0 | 0 | 0 | 0 | 0 | 0 | 0 | 0 | 0 | 0 | 0 | 0 | 0 | 0 | 0 | 0.030811 | 0.023776 | 0.0070347 | 0.16493 | 0.2469 | 0.051159 | 0 | 0.086535 | -0.84459 | -0.086535 | 0.16036
[9 empty] | 2014-04-30 | 23時 | 0 | 0 | 0 | 0 | 0 | 0 | 0 | 0 | 0 | 0 | 0 | 0 | 0 | 0 | 0 | 0 | 0 | 0 | 0 | 0.036344 | 0.023776 | 0.012568 | 0.13218 | 0.38619 | 0.21767 | 0 | 0.18363 | -1.7922 | -0.18363 | 0.20257
[9 empty] | 2014-05-01 | 0時 | 0 | 0 | 0 | 0 | 0 | 0 | 0 | 0 | 0 | 0 | 0 | 0 | 0 | 0 | 0 | 0 | 0 | 0 | 0 | 0.024026 | 0.023776 | 0.00025017 | 0.045276 | 0.22713 | 0.15783 | 0 | 0.092393 | -0.90176 | -0.092393 | 0.13474
[9 empty] | 2014-05-01 | 1時 | 0 | 0 | 0 | 0 | 0 | 0 | 0 | 0 | 0 | 0 | 0 | 0 | 0 | 0 | 0 | 0 | 0 | 0 | 0 | 0.024026 | 0.023776 | 0.00025017 | 0 | 0.072356 | 0.04833 | 0 | 0.027321 | -0.26665 | -0.027321 | 0.045036
[9 empty] | 2014-05-01 | 2時 | 0 | 0 | 0 | 0 | 0 | 0 | 0 | 0 | 0 | 0 | 0 | 0 | 0 | 0 | 0 | 0 | 0 | 0 | 0 | 0.024026 | 0.023776 | 0.00025017 | 0 | 0.080156 | 0.05613 | 0 | 0.031623 | -0.30864 | -0.031623 | 0.048533
[9 empty] | 2014-05-01 | 3時 | 0 | 0 | 0 | 0 | 0 | 0 | 0 | 0 | 0 | 0 | 0 | 0 | 0 | 0 | 0 | 0 | 0 | 0 | 0 | 0.024026 | 0.023776 | 0.00025017 | 0 | 0.080156 | 0.05613 | 0 | 0.031623 | -0.30864 | -0.031623 | 0.048533
[9 empty] | 2014-05-01 | 4時 | 0 | 0 | 0 | 0 | 0 | 0 | 0 | 0 | 0 | 0 | 0 | 0 | 0 | 0 | 0 | 0 | 0 | 0 | 0 | 0.024026 | 0.023776 | 0.00025017 | 0 | 0.072356 | 0.04833 | 0 | 0.027321 | -0.26665 | -0.027321 | 0.045036
[9 empty] | 2014-05-01 | 5時 | 3.1883 | 0 | 0 | 0 | 0 | 0 | 0 | 0 | 0 | 0 | 0.32667 | 0 | 0 | 0 | 0 | 0 | 0 | 0 | 0 | 0.024026 | 0.023776 | 0.00025017 | 0 | 0.080156 | 0.05613 | 0 | -0.26124 | 2.5497 | 0.26124 | 0.34139
[9 empty] | 2014-05-01 | 6時 | 0.72599 | 0 | 0 | 0 | 0 | 0 | 0 | 0 | 0 | 0 | 0.074384 | 0 | 0 | 0 | 0 | 0 | 0 | 0 | 0 | 0.03053 | 0.023776 | 0.0067545 | 0.018231 | 0.30998 | 0.26122 | 0 | 0.049901 | -0.48703 | -0.049901 | 0.26008
[9 empty] | 2014-05-01 | 7時 | 0.52615 | 0 | 0 | 0 | 0 | 0 | 0 | 0 | 0 | 0 | 0.053909 | 0 | 0 | 0 | 0 | 0 | 0 | 0 | 0 | 0.024857 | 0.023776 | 0.0010807 | 0.11469 | 0.3877 | 0.24816 | 0 | 0.058389 | -0.56988 | -0.058389 | 0.32932
[9 empty] | 2014-05-01 | 8時 | 0.49431 | 0 | 0 | 0 | 0 | 0 | 0 | 0 | 0 | 0 | 0.050647 | 0 | 0 | 0 | 0 | 0 | 0 | 0 | 0 | 0.024857 | 0.023776 | 0.0010807 | 0.064563 | 0.2343 | 0.14488 | 0 | 0.025942 | -0.25319 | -0.025942 | 0.20836
[9 empty] | 2014-05-01 | 9時 | 0 | 0 | 0 | 0 | 0 | 0 | 0 | 0 | 0 | 0 | 0 | 0 | 0 | 0 | 0 | 0 | 0 | 0 | 0 | 0.024026 | 0.023776 | 0.00025017 | 0.16544 | 0.52635 | 0.33688 | 0 | 0.18755 | -1.8305 | -0.18755 | 0.3388
[9 empty] | 2014-05-01 | 10時 | 0 | 0 | 0 | 0 | 0 | 0 | 0 | 0 | 0 | 0 | 0 | 0 | 0 | 0 | 0 | 0 | 0 | 0 | 0 | 0.024446 | 0.023776 | 0.00067044 | 0.053027 | 0.1258 | 0.04833 | 0 | 0.032855 | -0.32066 | -0.032855 | 0.092949
[9 empty] | 2014-05-01 | 11時 | 0 | 0 | 0 | 0 | 0 | 0 | 0 | 0 | 0 | 0 | 0 | 0 | 0 | 0 | 0 | 0 | 0 | 0 | 0 | 0.024026 | 0.023776 | 0.00025017 | 0.0026381 | 0.082794 | 0.05613 | 0 | 0.031895 | -0.31129 | -0.031895 | 0.0509
[9 empty] | 2014-05-01 | 12時 | 0 | 0 | 0 | 0 | 0 | 0 | 0 | 0 | 0 | 0 | 0 | 0 | 0 | 0 | 0 | 0 | 0 | 0 | 0 | 0.03053 | 0.023776 | 0.0067545 | 0.029502 | 0.33286 | 0.27283 | 0 | 0.12156 | -1.1865 | -0.12156 | 0.2113
[9 empty] | 2014-05-01 | 13時 | 0 | 0 | 0 | 0 | 0 | 0 | 0 | 0 | 0 | 0 | 0 | 0 | 0 | 0 | 0 | 0 | 0 | 0 | 0 | 0.024446 | 0.023776 | 0.00067044 | 0.058042 | 0.13082 | 0.04833 | 0 | 0.033377 | -0.32576 | -0.033377 | 0.097442
[9 empty] | 2014-05-01 | 14時 | 0 | 0 | 0 | 0 | 0 | 0 | 0 | 0 | 0 | 0 | 0 | 0 | 0 | 0 | 0 | 0 | 0 | 0 | 0 | 0.024026 | 0.023776 | 0.00025017 | 0.024487 | 0.10464 | 0.05613 | 0 | 0.034153 | -0.33333 | -0.034153 | 0.07049
[9 empty] | 2014-05-01 | 15時 | 0 | 0 | 0 | 0 | 0 | 0 | 0 | 0 | 0 | 0 | 0 | 0 | 0 | 0 | 0 | 0 | 0 | 0 | 0 | 0.024026 | 0.023776 | 0.00025017 | 0 | 0.080156 | 0.05613 | 0 | 0.031623 | -0.30864 | -0.031623 | 0.048533
[9 empty] | 2014-05-01 | 16時 | 0 | 0 | 0 | 0 | 0 | 0 | 0 | 0 | 0 | 0 | 0 | 0 | 0 | 0 | 0 | 0 | 0 | 0 | 0 | 0.024446 | 0.023776 | 0.00067044 | 0.033816 | 0.10659 | 0.04833 | 0 | 0.030868 | -0.30127 | -0.030868 | 0.075725
[9 empty] | 2014-05-01 | 17時 | 0 | 0 | 0 | 0 | 0 | 0 | 0 | 0 | 0 | 0 | 0 | 0 | 0 | 0 | 0 | 0 | 0 | 0 | 0 | 0.024446 | 0.023776 | 0.00067044 | 0.056835 | 0.28621 | 0.20493 | 0 | 0.086315 | -0.84243 | -0.086315 | 0.1999
[9 empty] | 2014-05-01 | 18時 | 0 | 0 | 0 | 0 | 0 | 0 | 0 | 0 | 0 | 0 | 0 | 0 | 0 | 0 | 0 | 0 | 0 | 0 | 0 | 0.036624 | 0.023776 | 0.012849 | 0.066494 | 0.4419 | 0.33878 | 0 | 0.11288 | -1.1017 | -0.11288 | 0.32902
[9 empty] | 2014-05-01 | 19時 | 0 | 0 | 0 | 0 | 0 | 0 | 0 | 0 | 0 | 0 | 0 | 0 | 0 | 0 | 0 | 0 | 0 | 0 | 0 | 0.036624 | 0.023776 | 0.012849 | 0.16307 | 0.33458 | 0.13488 | 0 | 0.099323 | -0.96939 | -0.099323 | 0.23525
[9 empty] | 2014-05-01 | 20時 | 0 | 0 | 0 | 0 | 0 | 0 | 0 | 0 | 0 | 0 | 0 | 0 | 0 | 0 | 0 | 0 | 0 | 0 | 0 | 0.024446 | 0.023776 | 0.00067044 | 0.088224 | 0.24028 | 0.12761 | 0 | 0.053361 | -0.5208 | -0.053361 | 0.18692
[9 empty] | 2014-05-01 | 21時 | 0 | 0 | 0 | 0 | 0 | 0 | 0 | 0 | 0 | 0 | 0 | 0 | 0 | 0 | 0 | 0 | 0 | 0 | 0 | 0.024446 | 0.023776 | 0.00067044 | 0.14284 | 0.35471 | 0.18743 | 0 | 0.085854 | -0.83794 | -0.085854 | 0.26886
[9 empty] | 2014-05-01 | 22時 | 0 | 0 | 0 | 0 | 0 | 0 | 0 | 0 | 0 | 0 | 0 | 0 | 0 | 0 | 0 | 0 | 0 | 0 | 0 | 0.036344 | 0.023776 | 0.012568 | 0.16493 | 0.39307 | 0.19179 | 0 | 0.1035 | -1.0102 | -0.1035 | 0.28957
[9 empty] | 2014-05-01 | 23時 | 0 | 0 | 0 | 0 | 0 | 0 | 0 | 0 | 0 | 0 | 0 | 0 | 0 | 0 | 0 | 0 | 0 | 0 | 0 | 0.037175 | 0.023776 | 0.013399 | 0.17268 | 0.42753 | 0.21768 | 0 | 0.12412 | -1.2115 | -0.12412 | 0.30341
[9 empty] | 2014-05-02 | 0時 | 0 | 0 | 0 | 0 | 0 | 0 | 0 | 0 | 0 | 0 | 0 | 0 | 0 | 0 | 0 | 0 | 0 | 0 | 0 | 0.024026 | 0.023776 | 0.00025017 | 0.045276 | 0.22713 | 0.15783 | 0 | 0.12058 | -1.1769 | -0.12058 | 0.10655
[9 empty] | 2014-05-02 | 1時 | 0 | 0 | 0 | 0 | 0 | 0 | 0 | 0 | 0 | 0 | 0 | 0 | 0 | 0 | 0 | 0 | 0 | 0 | 0 | 0.024026 | 0.023776 | 0.00025017 | 0 | 0.072356 | 0.04833 | 0 | 0.038701 | -0.37772 | -0.038701 | 0.033656
[9 empty] | 2014-05-02 | 2時 | 0 | 0 | 0 | 0 | 0 | 0 | 0 | 0 | 0 | 0 | 0 | 0 | 0 | 0 | 0 | 0 | 0 | 0 | 0 | 0.024026 | 0.023776 | 0.00025017 | 0 | 0.080156 | 0.05613 | 0 | 0.043659 | -0.42611 | -0.043659 | 0.036498
[9 empty] | 2014-05-02 | 3時 | 0 | 0 | 0 | 0 | 0 | 0 | 0 | 0 | 0 | 0 | 0 | 0 | 0 | 0 | 0 | 0 | 0 | 0 | 0 | 0.024026 | 0.023776 | 0.00025017 | 0 | 0.080156 | 0.05613 | 0 | 0.043659 | -0.42611 | -0.043659 | 0.036498
[9 empty] | 2014-05-02 | 4時 | 0 | 0 | 0 | 0 | 0 | 0 | 0 | 0 | 0 | 0 | 0 | 0 | 0 | 0 | 0 | 0 | 0 | 0 | 0 | 0.024026 | 0.023776 | 0.00025017 | 0 | 0.072356 | 0.04833 | 0 | 0.038701 | -0.37772 | -0.038701 | 0.033656
[9 empty] | 2014-05-02 | 5時 | 0.51541 | 0 | 0 | 0 | 0 | 0 | 0 | 0 | 0 | 0 | 0.052808 | 0 | 0 | 0 | 0 | 0 | 0 | 0 | 0 | 0.024026 | 0.023776 | 0.00025017 | 0 | 0.080156 | 0.05613 | 0 | 0.0051872 | -0.050627 | -0.0051872 | 0.074969
[9 empty] | 2014-05-02 | 6時 | 0.50153 | 0 | 0 | 0 | 0 | 0 | 0 | 0 | 0 | 0 | 0.051386 | 0 | 0 | 0 | 0 | 0 | 0 | 0 | 0 | 0.03053 | 0.023776 | 0.0067545 | 0.018231 | 0.30998 | 0.26122 | 0 | 0.11833 | -1.1549 | -0.11833 | 0.19165
[9 empty] | 2014-05-02 | 7時 | 0.49743 | 0 | 0 | 0 | 0 | 0 | 0 | 0 | 0 | 0 | 0.050966 | 0 | 0 | 0 | 0 | 0 | 0 | 0 | 0 | 0.024857 | 0.023776 | 0.0010807 | 0.11469 | 0.3877 | 0.24816 | 0 | 0.12518 | -1.2217 | -0.12518 | 0.26253
[9 empty] | 2014-05-02 | 8時 | 0.49597 | 0 | 0 | 0 | 0 | 0 | 0 | 0 | 0 | 0 | 0.050817 | 0 | 0 | 0 | 0 | 0 | 0 | 0 | 0 | 0.024857 | 0.023776 | 0.0010807 | 0.064563 | 0.2343 | 0.14488 | 0 | 0.067799 | -0.66172 | -0.067799 | 0.1665
[9 empty] | 2014-05-02 | 9時 | 0 | 0 | 0 | 0 | 0 | 0 | 0 | 0 | 0 | 0 | 0 | 0 | 0 | 0 | 0 | 0 | 0 | 0 | 0 | 0.024026 | 0.023776 | 0.00025017 | 0.16544 | 0.52635 | 0.33688 | 0 | 0.25397 | -2.4788 | -0.25397 | 0.27237
[9 empty] | 2014-05-02 | 10時 | 0 | 0 | 0 | 0 | 0 | 0 | 0 | 0 | 0 | 0 | 0 | 0 | 0 | 0 | 0 | 0 | 0 | 0 | 0 | 0.024446 | 0.023776 | 0.00067044 | 0.053027 | 0.1258 | 0.04833 | 0 | 0.053212 | -0.51935 | -0.053212 | 0.072591
[9 empty] | 2014-05-02 | 11時 | 0.48602 | 0 | 0 | 0 | 0 | 0 | 0 | 0 | 0 | 0 | 0.049797 | 0 | 0 | 0 | 0 | 0 | 0 | 0 | 0 | 0.024026 | 0.023776 | 0.00025017 | 0.0026381 | 0.082794 | 0.05613 | 0 | 0.0080957 | -0.079014 | -0.0080957 | 0.074699
[9 empty] | 2014-05-02 | 12時 | 0 | 0 | 0 | 0 | 0 | 0 | 0 | 0 | 0 | 0 | 0 | 0 | 0 | 0 | 0 | 0 | 0 | 0 | 0 | 0.03053 | 0.023776 | 0.0067545 | 0.029502 | 0.33286 | 0.27283 | 0 | 0.1641 | -1.6016 | -0.1641 | 0.16877
[9 empty] | 2014-05-02 | 13時 | 0 | 0 | 0 | 0 | 0 | 0 | 0 | 0 | 0 | 0 | 0 | 0 | 0 | 0 | 0 | 0 | 0 | 0 | 0 | 0.024446 | 0.023776 | 0.00067044 | 0.058042 | 0.13082 | 0.04833 | 0 | 0.054576 | -0.53266 | -0.054576 | 0.076242
[9 empty] | 2014-05-02 | 14時 | 0 | 0 | 0 | 0 | 0 | 0 | 0 | 0 | 0 | 0 | 0 | 0 | 0 | 0 | 0 | 0 | 0 | 0 | 0 | 0.024026 | 0.023776 | 0.00025017 | 0.024487 | 0.10464 | 0.05613 | 0 | 0.050303 | -0.49095 | -0.050303 | 0.054341
[9 empty] | 2014-05-02 | 15時 | 0 | 0 | 0 | 0 | 0 | 0 | 0 | 0 | 0 | 0 | 0 | 0 | 0 | 0 | 0 | 0 | 0 | 0 | 0 | 0.024026 | 0.023776 | 0.00025017 | 0 | 0.080156 | 0.05613 | 0 | 0.043659 | -0.42611 | -0.043659 | 0.036498
[9 empty] | 2014-05-02 | 16時 | 0 | 0 | 0 | 0 | 0 | 0 | 0 | 0 | 0 | 0 | 0 | 0 | 0 | 0 | 0 | 0 | 0 | 0 | 0 | 0.024446 | 0.023776 | 0.00067044 | 0.033816 | 0.10659 | 0.04833 | 0 | 0.047998 | -0.46846 | -0.047998 | 0.058595
[9 empty] | 2014-05-02 | 17時 | 0 | 0 | 0 | 0 | 0 | 0 | 0 | 0 | 0 | 0 | 0 | 0 | 0 | 0 | 0 | 0 | 0 | 0 | 0 | 0.024446 | 0.023776 | 0.00067044 | 0.056835 | 0.28621 | 0.20493 | 0 | 0.12671 | -1.2367 | -0.12671 | 0.1595
[9 empty] | 2014-05-02 | 18時 | 0.51985 | 0 | 0 | 0 | 0 | 0 | 0 | 0 | 0 | 0 | 0.053263 | 0 | 0 | 0 | 0 | 0 | 0 | 0 | 0 | 0.036624 | 0.023776 | 0.012849 | 0.066494 | 0.4419 | 0.33878 | 0 | 0.13867 | -1.3534 | -0.13867 | 0.30323
[9 empty] | 2014-05-02 | 19時 | 1.3254 | 0 | 0 | 0 | 0 | 0 | 0 | 0 | 0 | 0 | 0.1358 | 0 | 0 | 0 | 0 | 0 | 0 | 0 | 0 | 0.036624 | 0.023776 | 0.012849 | 0.16307 | 0.33458 | 0.13488 | 0 | 0.055962 | -0.54619 | -0.055962 | 0.27861
[9 empty] | 2014-05-02 | 20時 | 1.3397 | 0 | 0 | 0 | 0 | 0 | 0 | 0 | 0 | 0 | 0.13726 | 0 | 0 | 0 | 0 | 0 | 0 | 0 | 0 | 0.024446 | 0.023776 | 0.00067044 | 0.088224 | 0.24028 | 0.12761 | 0 | -0.0086931 | 0.084844 | 0.0086931 | 0.24897
[9 empty] | 2014-05-02 | 21時 | 2.1633 | 0 | 0 | 0 | 0 | 0 | 0 | 0 | 0 | 0 | 0.22165 | 0 | 0 | 0 | 0 | 0 | 0 | 0 | 0 | 0.024446 | 0.023776 | 0.00067044 | 0.14284 | 0.35471 | 0.18743 | 0 | 0.0060327 | -0.058879 | -0.0060327 | 0.34868
[9 empty] | 2014-05-02 | 22時 | 1.3661 | 0 | 0 | 0 | 0 | 0 | 0 | 0 | 0 | 0 | 0.13997 | 0 | 0 | 0 | 0 | 0 | 0 | 0 | 0 | 0.036344 | 0.023776 | 0.012568 | 0.16493 | 0.39307 | 0.19179 | 0 | 0.058706 | -0.57297 | -0.058706 | 0.33436
[9 empty] | 2014-05-02 | 23時 | 0 | 0 | 0 | 0 | 0 | 0 | 0 | 0 | 0 | 0 | 0 | 0 | 0 | 0 | 0 | 0 | 0 | 0 | 0 | 0.037175 | 0.023776 | 0.013399 | 0.17268 | 0.42753 | 0.21768 | 0 | 0.18392 | -1.795 | -0.18392 | 0.24362
[9 empty] | 2014-05-03 | 0時 | 0 | 0 | 0 | 0 | 0 | 0 | 0 | 0 | 0 | 0 | 0 | 0 | 0 | 0 | 0 | 0 | 0 | 0 | 0 | 0.024026 | 0.023776 | 0.00025017 | 0 | 0.18186 | 0.15783 | 0 | 0.12368 | -1.2071 | -0.12368 | 0.058176
[9 empty] | 2014-05-03 | 1時 | 0 | 0 | 0 | 0 | 0 | 0 | 0 | 0 | 0 | 0 | 0 | 0 | 0 | 0 | 0 | 0 | 0 | 0 | 0 | 0.024026 | 0.023776 | 0.00025017 | 0 | 0.072356 | 0.04833 | 0 | 0.047205 | -0.46072 | -0.047205 | 0.025151
[9 empty] | 2014-05-03 | 2時 | 0 | 0 | 0 | 0 | 0 | 0 | 0 | 0 | 0 | 0 | 0 | 0 | 0 | 0 | 0 | 0 | 0 | 0 | 0 | 0.024026 | 0.023776 | 0.00025017 | 0 | 0.080156 | 0.05613 | 0 | 0.052652 | -0.51389 | -0.052652 | 0.027504
[9 empty] | 2014-05-03 | 3時 | 0 | 0 | 0 | 0 | 0 | 0 | 0 | 0 | 0 | 0 | 0 | 0 | 0 | 0 | 0 | 0 | 0 | 0 | 0 | 0.024026 | 0.023776 | 0.00025017 | 0 | 0.080156 | 0.05613 | 0 | 0.052652 | -0.51389 | -0.052652 | 0.027504
[9 empty] | 2014-05-03 | 4時 | 0 | 0 | 0 | 0 | 0 | 0 | 0 | 0 | 0 | 0 | 0 | 0 | 0 | 0 | 0 | 0 | 0 | 0 | 0 | 0.024026 | 0.023776 | 0.00025017 | 0 | 0.072356 | 0.04833 | 0 | 0.047205 | -0.46072 | -0.047205 | 0.025151
[9 empty] | 2014-05-03 | 5時 | 0 | 0 | 0 | 0 | 0 | 0 | 0 | 0 | 0 | 0 | 0 | 0 | 0 | 0 | 0 | 0 | 0 | 0 | 0 | 0.024026 | 0.023776 | 0.00025017 | 0 | 0.080156 | 0.05613 | 0 | 0.052652 | -0.51389 | -0.052652 | 0.027504
[9 empty] | 2014-05-03 | 6時 | 0 | 0 | 0 | 0 | 0 | 0 | 0 | 0 | 0 | 0 | 0 | 0 | 0 | 0 | 0 | 0 | 0 | 0 | 0 | 0.024446 | 0.023776 | 0.00067044 | 0.018231 | 0.15865 | 0.11597 | 0 | 0.092842 | -0.90614 | -0.092842 | 0.065805
[9 empty] | 2014-05-03 | 7時 | 2.1469 | 0 | 0 | 0 | 0 | 0 | 0 | 0 | 0 | 0 | 0.21997 | 0 | 0 | 0 | 0 | 0 | 0 | 0 | 0 | 0.024446 | 0.023776 | 0.00067044 | 0.054439 | 0.34926 | 0.27038 | 0 | 0.080651 | -0.78716 | -0.080651 | 0.26861
[9 empty] | 2014-05-03 | 8時 | 2.1516 | 0 | 0 | 0 | 0 | 0 | 0 | 0 | 0 | 0 | 0.22045 | 0 | 0 | 0 | 0 | 0 | 0 | 0 | 0 | 0.037875 | 0.023776 | 0.014099 | 0.13781 | 0.50836 | 0.33267 | 0 | 0.22246 | -2.1713 | -0.22246 | 0.28589
[9 empty] | 2014-05-03 | 9時 | 2.0912 | 0 | 0 | 0 | 0 | 0 | 0 | 0 | 0 | 0 | 0.21427 | 0 | 0 | 0 | 0 | 0 | 0 | 0 | 0 | 0.024026 | 0.023776 | 0.00025017 | 0.072039 | 0.15219 | 0.05613 | 0 | -0.047986 | 0.46835 | 0.047986 | 0.20018
[9 empty] | 2014-05-03 | 10時 | 0.50668 | 0 | 0 | 0 | 0 | 0 | 0 | 0 | 0 | 0 | 0.051914 | 0 | 0 | 0 | 0 | 0 | 0 | 0 | 0 | 0.024026 | 0.023776 | 0.00025017 | 0 | 0.072356 | 0.04833 | 0 | 0.015901 | -0.1552 | -0.015901 | 0.056455
[9 empty] | 2014-05-03 | 11時 | 1.2866 | 0 | 0 | 0 | 0 | 0 | 0 | 0 | 0 | 0 | 0.13183 | 0 | 0 | 0 | 0 | 0 | 0 | 0 | 0 | 0.024026 | 0.023776 | 0.00025017 | 0 | 0.080156 | 0.05613 | 0 | -0.026854 | 0.26209 | 0.026854 | 0.10701
[9 empty] | 2014-05-03 | 12時 | 0.51195 | 0 | 0 | 0 | 0 | 0 | 0 | 0 | 0 | 0 | 0.052454 | 0 | 0 | 0 | 0 | 0 | 0 | 0 | 0 | 0.024026 | 0.023776 | 0.00025017 | 0 | 0.080156 | 0.05613 | 0 | 0.021023 | -0.20519 | -0.021023 | 0.059133
[9 empty] | 2014-05-03 | 13時 | 0 | 0 | 0 | 0 | 0 | 0 | 0 | 0 | 0 | 0 | 0 | 0 | 0 | 0 | 0 | 0 | 0 | 0 | 0 | 0.024026 | 0.023776 | 0.00025017 | 0 | 0.072356 | 0.04833 | 0 | 0.047205 | -0.46072 | -0.047205 | 0.025151
[9 empty] | 2014-05-03 | 14時 | 0 | 0 | 0 | 0 | 0 | 0 | 0 | 0 | 0 | 0 | 0 | 0 | 0 | 0 | 0 | 0 | 0 | 0 | 0 | 0.024026 | 0.023776 | 0.00025017 | 0 | 0.080156 | 0.05613 | 0 | 0.052652 | -0.51389 | -0.052652 | 0.027504
[9 empty] | 2014-05-03 | 15時 | 1.2883 | 0 | 0 | 0 | 0 | 0 | 0 | 0 | 0 | 0 | 0.132 | 0 | 0 | 0 | 0 | 0 | 0 | 0 | 0 | 0.024026 | 0.023776 | 0.00025017 | 0 | 0.080156 | 0.05613 | 0 | -0.026956 | 0.26309 | 0.026956 | 0.10711
[9 empty] | 2014-05-03 | 16時 | 1.2866 | 0 | 0 | 0 | 0 | 0 | 0 | 0 | 0 | 0 | 0.13183 | 0 | 0 | 0 | 0 | 0 | 0 | 0 | 0 | 0.024026 | 0.023776 | 0.00025017 | 0 | 0.072356 | 0.04833 | 0 | -0.032301 | 0.31526 | 0.032301 | 0.10466
[9 empty] | 2014-05-03 | 17時 | 1.2926 | 0 | 0 | 0 | 0 | 0 | 0 | 0 | 0 | 0 | 0.13244 | 0 | 0 | 0 | 0 | 0 | 0 | 0 | 0 | 0.024026 | 0.023776 | 0.00025017 | 0 | 0.080156 | 0.05613 | 0 | -0.027224 | 0.26571 | 0.027224 | 0.10738
[9 empty] | 2014-05-03 | 18時 | 0.52199 | 0 | 0 | 0 | 0 | 0 | 0 | 0 | 0 | 0 | 0.053482 | 0 | 0 | 0 | 0 | 0 | 0 | 0 | 0 | 0.024026 | 0.023776 | 0.00025017 | 0 | 0.080156 | 0.05613 | 0 | 0.020403 | -0.19914 | -0.020403 | 0.059753
[9 empty] | 2014-05-03 | 19時 | 2.1265 | 0 | 0 | 0 | 0 | 0 | 0 | 0 | 0 | 0 | 0.21788 | 0 | 0 | 0 | 0 | 0 | 0 | 0 | 0 | 0.024026 | 0.023776 | 0.00025017 | 0 | 0.072356 | 0.04833 | 0 | -0.084204 | 0.82183 | 0.084204 | 0.15656
[9 empty] | 2014-05-03 | 20時 | 2.1358 | 0 | 0 | 0 | 0 | 0 | 0 | 0 | 0 | 0 | 0.21884 | 0 | 0 | 0 | 0 | 0 | 0 | 0 | 0 | 0.024857 | 0.023776 | 0.0010807 | 0.035316 | 0.26512 | 0.20494 | 0 | -0.020778 | 0.20279 | 0.020778 | 0.28589
[9 empty] | 2014-05-03 | 21時 | 2.1477 | 0 | 0 | 0 | 0 | 0 | 0 | 0 | 0 | 0 | 0.22005 | 0 | 0 | 0 | 0 | 0 | 0 | 0 | 0 | 0.024446 | 0.023776 | 0.00067044 | 0.091389 | 0.35706 | 0.24122 | 0 | 0.071163 | -0.69455 | -0.071163 | 0.28589
[9 empty] | 2014-05-03 | 22時 | 0 | 0 | 0 | 0 | 0 | 0 | 0 | 0 | 0 | 0 | 0 | 0 | 0 | 0 | 0 | 0 | 0 | 0 | 0 | 0.030811 | 0.023776 | 0.0070347 | 0.16493 | 0.2469 | 0.051159 | 0 | 0.11088 | -1.0822 | -0.11088 | 0.13601
[9 empty] | 2014-05-03 | 23時 | 0 | 0 | 0 | 0 | 0 | 0 | 0 | 0 | 0 | 0 | 0 | 0 | 0 | 0 | 0 | 0 | 0 | 0 | 0 | 0.036344 | 0.023776 | 0.012568 | 0.13218 | 0.38619 | 0.21767 | 0 | 0.21381 | -2.0868 | -0.21381 | 0.17238
[9 empty] | 2014-05-04 | 0時 | 0 | 0 | 0 | 0 | 0 | 0 | 0 | 0 | 0 | 0 | 0 | 0 | 0 | 0 | 0 | 0 | 0 | 0 | 0 | 0.024026 | 0.023776 | 0.00025017 | 0 | 0.18186 | 0.15783 | 0 | 0.12572 | -1.227 | -0.12572 | 0.056135
[9 empty] | 2014-05-04 | 1時 | 0 | 0 | 0 | 0 | 0 | 0 | 0 | 0 | 0 | 0 | 0 | 0 | 0 | 0 | 0 | 0 | 0 | 0 | 0 | 0.024026 | 0.023776 | 0.00025017 | 0 | 0.072356 | 0.04833 | 0 | 0.048334 | -0.47174 | -0.048334 | 0.024023
[9 empty] | 2014-05-04 | 2時 | 0 | 0 | 0 | 0 | 0 | 0 | 0 | 0 | 0 | 0 | 0 | 0 | 0 | 0 | 0 | 0 | 0 | 0 | 0 | 0.024026 | 0.023776 | 0.00025017 | 0 | 0.080156 | 0.05613 | 0 | 0.053846 | -0.52554 | -0.053846 | 0.02631
[9 empty] | 2014-05-04 | 3時 | 0 | 0 | 0 | 0 | 0 | 0 | 0 | 0 | 0 | 0 | 0 | 0 | 0 | 0 | 0 | 0 | 0 | 0 | 0 | 0.024026 | 0.023776 | 0.00025017 | 0 | 0.080156 | 0.05613 | 0 | 0.053846 | -0.52554 | -0.053846 | 0.02631
[9 empty] | 2014-05-04 | 4時 | 0 | 0 | 0 | 0 | 0 | 0 | 0 | 0 | 0 | 0 | 0 | 0 | 0 | 0 | 0 | 0 | 0 | 0 | 0 | 0.024026 | 0.023776 | 0.00025017 | 0 | 0.072356 | 0.04833 | 0 | 0.048334 | -0.47174 | -0.048334 | 0.024023
[9 empty] | 2014-05-04 | 5時 | 0 | 0 | 0 | 0 | 0 | 0 | 0 | 0 | 0 | 0 | 0 | 0 | 0 | 0 | 0 | 0 | 0 | 0 | 0 | 0.024026 | 0.023776 | 0.00025017 | 0 | 0.080156 | 0.05613 | 0 | 0.053846 | -0.52554 | -0.053846 | 0.02631
[9 empty] | 2014-05-04 | 6時 | 0 | 0 | 0 | 0 | 0 | 0 | 0 | 0 | 0 | 0 | 0 | 0 | 0 | 0 | 0 | 0 | 0 | 0 | 0 | 0.024446 | 0.023776 | 0.00067044 | 0.018231 | 0.15865 | 0.11597 | 0 | 0.095094 | -0.92812 | -0.095094 | 0.063553
[9 empty] | 2014-05-04 | 7時 | 2.7435 | 0 | 0 | 0 | 0 | 0 | 0 | 0 | 0 | 0 | 0.28109 | 0 | 0 | 0 | 0 | 0 | 0 | 0 | 0 | 0.024446 | 0.023776 | 0.00067044 | 0.054439 | 0.34926 | 0.27038 | 0 | 0.071702 | -0.69981 | -0.071702 | 0.27756
[9 empty] | 2014-05-04 | 8時 | 2.2552 | 0 | 0 | 0 | 0 | 0 | 0 | 0 | 0 | 0 | 0.23107 | 0 | 0 | 0 | 0 | 0 | 0 | 0 | 0 | 0.037875 | 0.023776 | 0.014099 | 0.13781 | 0.50836 | 0.33267 | 0 | 0.2308 | -2.2526 | -0.2308 | 0.27756
[9 empty] | 2014-05-04 | 9時 | 2.0995 | 0 | 0 | 0 | 0 | 0 | 0 | 0 | 0 | 0 | 0.21512 | 0 | 0 | 0 | 0 | 0 | 0 | 0 | 0 | 0.024026 | 0.023776 | 0.00025017 | 0.072039 | 0.15219 | 0.05613 | 0 | -0.04252 | 0.415 | 0.04252 | 0.19471
[9 empty] | 2014-05-04 | 10時 | 2.0768 | 0 | 0 | 0 | 0 | 0 | 0 | 0 | 0 | 0 | 0.21279 | 0 | 0 | 0 | 0 | 0 | 0 | 0 | 0 | 0.024026 | 0.023776 | 0.00025017 | 0 | 0.072356 | 0.04833 | 0 | -0.076463 | 0.74628 | 0.076463 | 0.14882
[9 empty] | 2014-05-04 | 11時 | 1.2745 | 0 | 0 | 0 | 0 | 0 | 0 | 0 | 0 | 0 | 0.13059 | 0 | 0 | 0 | 0 | 0 | 0 | 0 | 0 | 0.024026 | 0.023776 | 0.00025017 | 0 | 0.080156 | 0.05613 | 0 | -0.022736 | 0.2219 | 0.022736 | 0.10289
[9 empty] | 2014-05-04 | 12時 | 0.48601 | 0 | 0 | 0 | 0 | 0 | 0 | 0 | 0 | 0 | 0.049796 | 0 | 0 | 0 | 0 | 0 | 0 | 0 | 0 | 0.024026 | 0.023776 | 0.00025017 | 0 | 0.080156 | 0.05613 | 0 | 0.024649 | -0.24058 | -0.024649 | 0.055507
[9 empty] | 2014-05-04 | 13時 | 0 | 0 | 0 | 0 | 0 | 0 | 0 | 0 | 0 | 0 | 0 | 0 | 0 | 0 | 0 | 0 | 0 | 0 | 0 | 0.024026 | 0.023776 | 0.00025017 | 0 | 0.072356 | 0.04833 | 0 | 0.048334 | -0.47174 | -0.048334 | 0.024023
[9 empty] | 2014-05-04 | 14時 | 0 | 0 | 0 | 0 | 0 | 0 | 0 | 0 | 0 | 0 | 0 | 0 | 0 | 0 | 0 | 0 | 0 | 0 | 0 | 0.024026 | 0.023776 | 0.00025017 | 0 | 0.080156 | 0.05613 | 0 | 0.053846 | -0.52554 | -0.053846 | 0.02631
[9 empty] | 2014-05-04 | 15時 | 1.2623 | 0 | 0 | 0 | 0 | 0 | 0 | 0 | 0 | 0 | 0.12933 | 0 | 0 | 0 | 0 | 0 | 0 | 0 | 0 | 0.024026 | 0.023776 | 0.00025017 | 0 | 0.080156 | 0.05613 | 0 | -0.021998 | 0.2147 | 0.021998 | 0.10215
[9 empty] | 2014-05-04 | 16時 | 0.49943 | 0 | 0 | 0 | 0 | 0 | 0 | 0 | 0 | 0 | 0.051171 | 0 | 0 | 0 | 0 | 0 | 0 | 0 | 0 | 0.024026 | 0.023776 | 0.00025017 | 0 | 0.072356 | 0.04833 | 0 | 0.018331 | -0.17891 | -0.018331 | 0.054025
[9 empty] | 2014-05-04 | 17時 | 1.2999 | 0 | 0 | 0 | 0 | 0 | 0 | 0 | 0 | 0 | 0.13318 | 0 | 0 | 0 | 0 | 0 | 0 | 0 | 0 | 0.024026 | 0.023776 | 0.00025017 | 0 | 0.080156 | 0.05613 | 0 | -0.024258 | 0.23676 | 0.024258 | 0.10441
[9 empty] | 2014-05-04 | 18時 | 0.52175 | 0 | 0 | 0 | 0 | 0 | 0 | 0 | 0 | 0 | 0.053458 | 0 | 0 | 0 | 0 | 0 | 0 | 0 | 0 | 0.024026 | 0.023776 | 0.00025017 | 0 | 0.080156 | 0.05613 | 0 | 0.022502 | -0.21962 | -0.022502 | 0.057654
[9 empty] | 2014-05-04 | 19時 | 2.128 | 0 | 0 | 0 | 0 | 0 | 0 | 0 | 0 | 0 | 0.21803 | 0 | 0 | 0 | 0 | 0 | 0 | 0 | 0 | 0.024026 | 0.023776 | 0.00025017 | 0 | 0.072356 | 0.04833 | 0 | -0.079538 | 0.77629 | 0.079538 | 0.15189
[9 empty] | 2014-05-04 | 20時 | 2.1726 | 0 | 0 | 0 | 0 | 0 | 0 | 0 | 0 | 0 | 0.2226 | 0 | 0 | 0 | 0 | 0 | 0 | 0 | 0 | 0.024857 | 0.023776 | 0.0010807 | 0.035316 | 0.26512 | 0.20494 | 0 | -0.012445 | 0.12146 | 0.012445 | 0.27756
[9 empty] | 2014-05-04 | 21時 | 2.2093 | 0 | 0 | 0 | 0 | 0 | 0 | 0 | 0 | 0 | 0.22636 | 0 | 0 | 0 | 0 | 0 | 0 | 0 | 0 | 0.024446 | 0.023776 | 0.00067044 | 0.091389 | 0.35706 | 0.24122 | 0 | 0.079496 | -0.77588 | -0.079496 | 0.27756
[9 empty] | 2014-05-04 | 22時 | 0 | 0 | 0 | 0 | 0 | 0 | 0 | 0 | 0 | 0 | 0 | 0 | 0 | 0 | 0 | 0 | 0 | 0 | 0 | 0.030811 | 0.023776 | 0.0070347 | 0.16493 | 0.2469 | 0.051159 | 0 | 0.11508 | -1.1232 | -0.11508 | 0.13182
[9 empty] | 2014-05-04 | 23時 | 0 | 0 | 0 | 0 | 0 | 0 | 0 | 0 | 0 | 0 | 0 | 0 | 0 | 0 | 0 | 0 | 0 | 0 | 0 | 0.036344 | 0.023776 | 0.012568 | 0.13218 | 0.38619 | 0.21767 | 0 | 0.21901 | -2.1375 | -0.21901 | 0.16718
[9 empty] | 2014-05-05 | 0時 | 0 | 0 | 0 | 0 | 0 | 0 | 0 | 0 | 0 | 0 | 0 | 0 | 0 | 0 | 0 | 0 | 0 | 0 | 0 | 0.024026 | 0.023776 | 0.00025017 | 0 | 0.18186 | 0.15783 | 0 | 0.11415 | -1.1141 | -0.11415 | 0.067705
[9 empty] | 2014-05-05 | 1時 | 0 | 0 | 0 | 0 | 0 | 0 | 0 | 0 | 0 | 0 | 0 | 0 | 0 | 0 | 0 | 0 | 0 | 0 | 0 | 0.024026 | 0.023776 | 0.00025017 | 0 | 0.072356 | 0.04833 | 0 | 0.041936 | -0.40929 | -0.041936 | 0.030421
[9 empty] | 2014-05-05 | 2時 | 0 | 0 | 0 | 0 | 0 | 0 | 0 | 0 | 0 | 0 | 0 | 0 | 0 | 0 | 0 | 0 | 0 | 0 | 0 | 0.024026 | 0.023776 | 0.00025017 | 0 | 0.080156 | 0.05613 | 0 | 0.04708 | -0.4595 | -0.04708 | 0.033077
[9 empty] | 2014-05-05 | 3時 | 0 | 0 | 0 | 0 | 0 | 0 | 0 | 0 | 0 | 0 | 0 | 0 | 0 | 0 | 0 | 0 | 0 | 0 | 0 | 0.024026 | 0.023776 | 0.00025017 | 0 | 0.080156 | 0.05613 | 0 | 0.04708 | -0.4595 | -0.04708 | 0.033077
[9 empty] | 2014-05-05 | 4時 | 0 | 0 | 0 | 0 | 0 | 0 | 0 | 0 | 0 | 0 | 0 | 0 | 0 | 0 | 0 | 0 | 0 | 0 | 0 | 0.024026 | 0.023776 | 0.00025017 | 0 | 0.072356 | 0.04833 | 0 | 0.041936 | -0.40929 | -0.041936 | 0.030421
[9 empty] | 2014-05-05 | 5時 | 0 | 0 | 0 | 0 | 0 | 0 | 0 | 0 | 0 | 0 | 0 | 0 | 0 | 0 | 0 | 0 | 0 | 0 | 0 | 0.024026 | 0.023776 | 0.00025017 | 0 | 0.080156 | 0.05613 | 0 | 0.04708 | -0.4595 | -0.04708 | 0.033077
[9 empty] | 2014-05-05 | 6時 | 0 | 0 | 0 | 0 | 0 | 0 | 0 | 0 | 0 | 0 | 0 | 0 | 0 | 0 | 0 | 0 | 0 | 0 | 0 | 0.024026 | 0.023776 | 0.00025017 | 0 | 0.080156 | 0.05613 | 0 | 0.04708 | -0.4595 | -0.04708 | 0.033077
[9 empty] | 2014-05-05 | 7時 | 3.2659 | 0 | 0 | 0 | 0 | 0 | 0 | 0 | 0 | 0 | 0.33463 | 0 | 0 | 0 | 0 | 0 | 0 | 0 | 0 | 0.024857 | 0.023776 | 0.0010807 | 0.023666 | 0.23404 | 0.18552 | 0 | -0.090751 | 0.88573 | 0.090751 | 0.3248
[9 empty] | 2014-05-05 | 8時 | 2.2322 | 0 | 0 | 0 | 0 | 0 | 0 | 0 | 0 | 0 | 0.22871 | 0 | 0 | 0 | 0 | 0 | 0 | 0 | 0 | 0.031371 | 0.023776 | 0.0075951 | 0.11401 | 0.4267 | 0.28132 | 0 | 0.1019 | -0.99455 | -0.1019 | 0.3248
[9 empty] | 2014-05-05 | 9時 | 2.1068 | 0 | 0 | 0 | 0 | 0 | 0 | 0 | 0 | 0 | 0.21586 | 0 | 0 | 0 | 0 | 0 | 0 | 0 | 0 | 0.024446 | 0.023776 | 0.00067044 | 0.22373 | 0.50028 | 0.2521 | 0 | 0.17548 | -1.7127 | -0.17548 | 0.3248
[9 empty] | 2014-05-05 | 10時 | 2.0986 | 0 | 0 | 0 | 0 | 0 | 0 | 0 | 0 | 0 | 0.21502 | 0 | 0 | 0 | 0 | 0 | 0 | 0 | 0 | 0.024857 | 0.023776 | 0.0010807 | 0.18888 | 0.44125 | 0.22751 | 0 | 0.11645 | -1.1366 | -0.11645 | 0.3248
[9 empty] | 2014-05-05 | 11時 | 1.2976 | 0 | 0 | 0 | 0 | 0 | 0 | 0 | 0 | 0 | 0.13295 | 0 | 0 | 0 | 0 | 0 | 0 | 0 | 0 | 0.024446 | 0.023776 | 0.00067044 | 0.17015 | 0.4299 | 0.23531 | 0 | 0.10974 | -1.071 | -0.10974 | 0.32016
[9 empty] | 2014-05-05 | 12時 | 0.51343 | 0 | 0 | 0 | 0 | 0 | 0 | 0 | 0 | 0 | 0.052606 | 0 | 0 | 0 | 0 | 0 | 0 | 0 | 0 | 0.03053 | 0.023776 | 0.0067545 | 0.15008 | 0.45344 | 0.27283 | 0 | 0.17885 | -1.7456 | -0.17885 | 0.27459
[9 empty] | 2014-05-05 | 13時 | 0 | 0 | 0 | 0 | 0 | 0 | 0 | 0 | 0 | 0 | 0 | 0 | 0 | 0 | 0 | 0 | 0 | 0 | 0 | 0.024446 | 0.023776 | 0.00067044 | 0.093998 | 0.16677 | 0.04833 | 0 | 0.072073 | -0.70343 | -0.072073 | 0.094702
[9 empty] | 2014-05-05 | 14時 | 0 | 0 | 0 | 0 | 0 | 0 | 0 | 0 | 0 | 0 | 0 | 0 | 0 | 0 | 0 | 0 | 0 | 0 | 0 | 0.024026 | 0.023776 | 0.00025017 | 0 | 0.080156 | 0.05613 | 0 | 0.04708 | -0.4595 | -0.04708 | 0.033077
[9 empty] | 2014-05-05 | 15時 | 1.313 | 0 | 0 | 0 | 0 | 0 | 0 | 0 | 0 | 0 | 0.13453 | 0 | 0 | 0 | 0 | 0 | 0 | 0 | 0 | 0.024026 | 0.023776 | 0.00025017 | 0 | 0.080156 | 0.05613 | 0 | -0.044524 | 0.43456 | 0.044524 | 0.12468
[9 empty] | 2014-05-05 | 16時 | 1.3248 | 0 | 0 | 0 | 0 | 0 | 0 | 0 | 0 | 0 | 0.13574 | 0 | 0 | 0 | 0 | 0 | 0 | 0 | 0 | 0.024857 | 0.023776 | 0.0010807 | 0.070329 | 0.37035 | 0.27516 | 0 | 0.04555 | -0.44457 | -0.04555 | 0.3248
[9 empty] | 2014-05-05 | 17時 | 1.3511 | 0 | 0 | 0 | 0 | 0 | 0 | 0 | 0 | 0 | 0.13843 | 0 | 0 | 0 | 0 | 0 | 0 | 0 | 0 | 0.036624 | 0.023776 | 0.012849 | 0.13006 | 0.44491 | 0.27822 | 0 | 0.12011 | -1.1723 | -0.12011 | 0.3248
[9 empty] | 2014-05-05 | 18時 | 0.54735 | 0 | 0 | 0 | 0 | 0 | 0 | 0 | 0 | 0 | 0.056081 | 0 | 0 | 0 | 0 | 0 | 0 | 0 | 0 | 0.036624 | 0.023776 | 0.012849 | 0.15964 | 0.41407 | 0.21781 | 0 | 0.10022 | -0.97813 | -0.10022 | 0.31386
[9 empty] | 2014-05-05 | 19時 | 2.2282 | 0 | 0 | 0 | 0 | 0 | 0 | 0 | 0 | 0 | 0.22829 | 0 | 0 | 0 | 0 | 0 | 0 | 0 | 0 | 0.024026 | 0.023776 | 0.00025017 | 0.067685 | 0.2273 | 0.13559 | 0 | -0.020413 | 0.19923 | 0.020413 | 0.24772
[9 empty] | 2014-05-05 | 20時 | 2.4103 | 0 | 0 | 0 | 0 | 0 | 0 | 0 | 0 | 0 | 0.24696 | 0 | 0 | 0 | 0 | 0 | 0 | 0 | 0 | 0.024446 | 0.023776 | 0.00067044 | 0.14104 | 0.29311 | 0.12762 | 0 | -0.03169 | 0.3093 | 0.03169 | 0.3248
[9 empty] | 2014-05-05 | 21時 | 2.5844 | 0 | 0 | 0 | 0 | 0 | 0 | 0 | 0 | 0 | 0.2648 | 0 | 0 | 0 | 0 | 0 | 0 | 0 | 0 | 0.036344 | 0.023776 | 0.012568 | 0.16291 | 0.4405 | 0.24124 | 0 | 0.1157 | -1.1292 | -0.1157 | 0.3248
[9 empty] | 2014-05-05 | 22時 | 0 | 0 | 0 | 0 | 0 | 0 | 0 | 0 | 0 | 0 | 0 | 0 | 0 | 0 | 0 | 0 | 0 | 0 | 0 | 0.036764 | 0.023776 | 0.012989 | 0.16493 | 0.38136 | 0.17966 | 0 | 0.15192 | -1.4828 | -0.15192 | 0.22943
[9 empty] | 2014-05-05 | 23時 | 0 | 0 | 0 | 0 | 0 | 0 | 0 | 0 | 0 | 0 | 0 | 0 | 0 | 0 | 0 | 0 | 0 | 0 | 0 | 0.03039 | 0.023776 | 0.0066144 | 0.1312 | 0.31942 | 0.15783 | 0 | 0.15804 | -1.5424 | -0.15804 | 0.16138
[9 empty] | 2014-05-06 | 0時 | 0 | 0 | 0 | 0 | 0 | 0 | 0 | 0 | 0 | 0 | 0 | 0 | 0 | 0 | 0 | 0 | 0 | 0 | 0 | 0.024026 | 0.023776 | 0.00025017 | 0 | 0.18186 | 0.15783 | 0 | 0.11447 | -1.1172 | -0.11447 | 0.067391
[9 empty] | 2014-05-06 | 1時 | 0 | 0 | 0 | 0 | 0 | 0 | 0 | 0 | 0 | 0 | 0 | 0 | 0 | 0 | 0 | 0 | 0 | 0 | 0 | 0.024026 | 0.023776 | 0.00025017 | 0 | 0.072356 | 0.04833 | 0 | 0.042109 | -0.41098 | -0.042109 | 0.030247
[9 empty] | 2014-05-06 | 2時 | 0 | 0 | 0 | 0 | 0 | 0 | 0 | 0 | 0 | 0 | 0 | 0 | 0 | 0 | 0 | 0 | 0 | 0 | 0 | 0.024026 | 0.023776 | 0.00025017 | 0 | 0.080156 | 0.05613 | 0 | 0.047263 | -0.46129 | -0.047263 | 0.032893
[9 empty] | 2014-05-06 | 3時 | 0 | 0 | 0 | 0 | 0 | 0 | 0 | 0 | 0 | 0 | 0 | 0 | 0 | 0 | 0 | 0 | 0 | 0 | 0 | 0.024026 | 0.023776 | 0.00025017 | 0 | 0.080156 | 0.05613 | 0 | 0.047263 | -0.46129 | -0.047263 | 0.032893
[9 empty] | 2014-05-06 | 4時 | 0 | 0 | 0 | 0 | 0 | 0 | 0 | 0 | 0 | 0 | 0 | 0 | 0 | 0 | 0 | 0 | 0 | 0 | 0 | 0.024026 | 0.023776 | 0.00025017 | 0 | 0.072356 | 0.04833 | 0 | 0.042109 | -0.41098 | -0.042109 | 0.030247
[9 empty] | 2014-05-06 | 5時 | 0 | 0 | 0 | 0 | 0 | 0 | 0 | 0 | 0 | 0 | 0 | 0 | 0 | 0 | 0 | 0 | 0 | 0 | 0 | 0.024026 | 0.023776 | 0.00025017 | 0 | 0.080156 | 0.05613 | 0 | 0.047263 | -0.46129 | -0.047263 | 0.032893
[9 empty] | 2014-05-06 | 6時 | 0 | 0 | 0 | 0 | 0 | 0 | 0 | 0 | 0 | 0 | 0 | 0 | 0 | 0 | 0 | 0 | 0 | 0 | 0 | 0.024026 | 0.023776 | 0.00025017 | 0 | 0.080156 | 0.05613 | 0 | 0.047263 | -0.46129 | -0.047263 | 0.032893
[9 empty] | 2014-05-06 | 7時 | 4.3733 | 0 | 0 | 0 | 0 | 0 | 0 | 0 | 0 | 0 | 0.44809 | 0 | 0 | 0 | 0 | 0 | 0 | 0 | 0 | 0.024857 | 0.023776 | 0.0010807 | 0.023666 | 0.23404 | 0.18552 | 0 | -0.089471 | 0.87324 | 0.089471 | 0.32352
[9 empty] | 2014-05-06 | 8時 | 2.2863 | 0 | 0 | 0 | 0 | 0 | 0 | 0 | 0 | 0 | 0.23425 | 0 | 0 | 0 | 0 | 0 | 0 | 0 | 0 | 0.031371 | 0.023776 | 0.0075951 | 0.11401 | 0.4267 | 0.28132 | 0 | 0.10318 | -1.0071 | -0.10318 | 0.32352
[9 empty] | 2014-05-06 | 9時 | 2.1052 | 0 | 0 | 0 | 0 | 0 | 0 | 0 | 0 | 0 | 0.2157 | 0 | 0 | 0 | 0 | 0 | 0 | 0 | 0 | 0.024446 | 0.023776 | 0.00067044 | 0.22373 | 0.50028 | 0.2521 | 0 | 0.17676 | -1.7252 | -0.17676 | 0.32352
[9 empty] | 2014-05-06 | 10時 | 2.0856 | 0 | 0 | 0 | 0 | 0 | 0 | 0 | 0 | 0 | 0.21369 | 0 | 0 | 0 | 0 | 0 | 0 | 0 | 0 | 0.024857 | 0.023776 | 0.0010807 | 0.18888 | 0.44125 | 0.22751 | 0 | 0.11773 | -1.1491 | -0.11773 | 0.32352
[9 empty] | 2014-05-06 | 11時 | 1.3361 | 0 | 0 | 0 | 0 | 0 | 0 | 0 | 0 | 0 | 0.13689 | 0 | 0 | 0 | 0 | 0 | 0 | 0 | 0 | 0.024446 | 0.023776 | 0.00067044 | 0.17015 | 0.4299 | 0.23531 | 0 | 0.10832 | -1.0572 | -0.10832 | 0.32158
[9 empty] | 2014-05-06 | 12時 | 0.527 | 0 | 0 | 0 | 0 | 0 | 0 | 0 | 0 | 0 | 0.053996 | 0 | 0 | 0 | 0 | 0 | 0 | 0 | 0 | 0.03053 | 0.023776 | 0.0067545 | 0.15008 | 0.45344 | 0.27283 | 0 | 0.179 | -1.747 | -0.179 | 0.27445
[9 empty] | 2014-05-06 | 13時 | 0 | 0 | 0 | 0 | 0 | 0 | 0 | 0 | 0 | 0 | 0 | 0 | 0 | 0 | 0 | 0 | 0 | 0 | 0 | 0.024446 | 0.023776 | 0.00067044 | 0.093998 | 0.16677 | 0.04833 | 0 | 0.072488 | -0.70749 | -0.072488 | 0.094287
[9 empty] | 2014-05-06 | 14時 | 0 | 0 | 0 | 0 | 0 | 0 | 0 | 0 | 0 | 0 | 0 | 0 | 0 | 0 | 0 | 0 | 0 | 0 | 0 | 0.024026 | 0.023776 | 0.00025017 | 0 | 0.080156 | 0.05613 | 0 | 0.047263 | -0.46129 | -0.047263 | 0.032893
[9 empty] | 2014-05-06 | 15時 | 1.3106 | 0 | 0 | 0 | 0 | 0 | 0 | 0 | 0 | 0 | 0.13429 | 0 | 0 | 0 | 0 | 0 | 0 | 0 | 0 | 0.024026 | 0.023776 | 0.00025017 | 0 | 0.080156 | 0.05613 | 0 | -0.043828 | 0.42776 | 0.043828 | 0.12398
[9 empty] | 2014-05-06 | 16時 | 1.3197 | 0 | 0 | 0 | 0 | 0 | 0 | 0 | 0 | 0 | 0.13522 | 0 | 0 | 0 | 0 | 0 | 0 | 0 | 0 | 0.024857 | 0.023776 | 0.0010807 | 0.070329 | 0.37035 | 0.27516 | 0 | 0.046831 | -0.45707 | -0.046831 | 0.32352
[9 empty] | 2014-05-06 | 17時 | 1.3381 | 0 | 0 | 0 | 0 | 0 | 0 | 0 | 0 | 0 | 0.1371 | 0 | 0 | 0 | 0 | 0 | 0 | 0 | 0 | 0.036624 | 0.023776 | 0.012849 | 0.13006 | 0.44491 | 0.27822 | 0 | 0.12139 | -1.1848 | -0.12139 | 0.32352
[9 empty] | 2014-05-06 | 18時 | 0.53451 | 0 | 0 | 0 | 0 | 0 | 0 | 0 | 0 | 0 | 0.054765 | 0 | 0 | 0 | 0 | 0 | 0 | 0 | 0 | 0.036624 | 0.023776 | 0.012849 | 0.15964 | 0.41407 | 0.21781 | 0 | 0.10235 | -0.99893 | -0.10235 | 0.31172
[9 empty] | 2014-05-06 | 19時 | 2.1507 | 0 | 0 | 0 | 0 | 0 | 0 | 0 | 0 | 0 | 0.22036 | 0 | 0 | 0 | 0 | 0 | 0 | 0 | 0 | 0.024026 | 0.023776 | 0.00025017 | 0.067685 | 0.2273 | 0.13559 | 0 | -0.01385 | 0.13517 | 0.01385 | 0.24115
[9 empty] | 2014-05-06 | 20時 | 2.2505 | 0 | 0 | 0 | 0 | 0 | 0 | 0 | 0 | 0 | 0.23058 | 0 | 0 | 0 | 0 | 0 | 0 | 0 | 0 | 0.024446 | 0.023776 | 0.00067044 | 0.14104 | 0.29311 | 0.12762 | 0 | -0.03041 | 0.2968 | 0.03041 | 0.32352
[9 empty] | 2014-05-06 | 21時 | 2.3816 | 0 | 0 | 0 | 0 | 0 | 0 | 0 | 0 | 0 | 0.24402 | 0 | 0 | 0 | 0 | 0 | 0 | 0 | 0 | 0.036344 | 0.023776 | 0.012568 | 0.16291 | 0.4405 | 0.24124 | 0 | 0.11698 | -1.1417 | -0.11698 | 0.32352
[9 empty] | 2014-05-06 | 22時 | 0 | 0 | 0 | 0 | 0 | 0 | 0 | 0 | 0 | 0 | 0 | 0 | 0 | 0 | 0 | 0 | 0 | 0 | 0 | 0.036764 | 0.023776 | 0.012989 | 0.16493 | 0.38136 | 0.17966 | 0 | 0.15284 | -1.4918 | -0.15284 | 0.22851
[9 empty] | 2014-05-06 | 23時 | 0 | 0 | 0 | 0 | 0 | 0 | 0 | 0 | 0 | 0 | 0 | 0 | 0 | 0 | 0 | 0 | 0 | 0 | 0 | 0.03039 | 0.023776 | 0.0066144 | 0.1312 | 0.31942 | 0.15783 | 0 | 0.1587 | -1.5489 | -0.1587 | 0.16071
[9 empty] | 2014-05-07 | 0時 | 0 | 0 | 0 | 0 | 0 | 0 | 0 | 0 | 0 | 0 | 0 | 0 | 0 | 0 | 0 | 0 | 0 | 0 | 0 | 0.024026 | 0.023776 | 0.00025017 | 0 | 0.18186 | 0.15783 | 0 | 0.1072 | -1.0463 | -0.1072 | 0.074652
[9 empty] | 2014-05-07 | 1時 | 0 | 0 | 0 | 0 | 0 | 0 | 0 | 0 | 0 | 0 | 0 | 0 | 0 | 0 | 0 | 0 | 0 | 0 | 0 | 0.024026 | 0.023776 | 0.00025017 | 0 | 0.072356 | 0.04833 | 0 | 0.038094 | -0.3718 | -0.038094 | 0.034262
[9 empty] | 2014-05-07 | 2時 | 0 | 0 | 0 | 0 | 0 | 0 | 0 | 0 | 0 | 0 | 0 | 0 | 0 | 0 | 0 | 0 | 0 | 0 | 0 | 0.024026 | 0.023776 | 0.00025017 | 0 | 0.080156 | 0.05613 | 0 | 0.043017 | -0.41984 | -0.043017 | 0.03714
[9 empty] | 2014-05-07 | 3時 | 0 | 0 | 0 | 0 | 0 | 0 | 0 | 0 | 0 | 0 | 0 | 0 | 0 | 0 | 0 | 0 | 0 | 0 | 0 | 0.024026 | 0.023776 | 0.00025017 | 0 | 0.080156 | 0.05613 | 0 | 0.043017 | -0.41984 | -0.043017 | 0.03714
[9 empty] | 2014-05-07 | 4時 | 0 | 0 | 0 | 0 | 0 | 0 | 0 | 0 | 0 | 0 | 0 | 0 | 0 | 0 | 0 | 0 | 0 | 0 | 0 | 0.024026 | 0.023776 | 0.00025017 | 0 | 0.072356 | 0.04833 | 0 | 0.038094 | -0.3718 | -0.038094 | 0.034262
[9 empty] | 2014-05-07 | 5時 | 0 | 0 | 0 | 0 | 0 | 0 | 0 | 0 | 0 | 0 | 0 | 0 | 0 | 0 | 0 | 0 | 0 | 0 | 0 | 0.024026 | 0.023776 | 0.00025017 | 0 | 0.080156 | 0.05613 | 0 | 0.043017 | -0.41984 | -0.043017 | 0.03714
[9 empty] | 2014-05-07 | 6時 | 0 | 0 | 0 | 0 | 0 | 0 | 0 | 0 | 0 | 0 | 0 | 0 | 0 | 0 | 0 | 0 | 0 | 0 | 0 | 0.024026 | 0.023776 | 0.00025017 | 0 | 0.080156 | 0.05613 | 0 | 0.043017 | -0.41984 | -0.043017 | 0.03714
[9 empty] | 2014-05-07 | 7時 | 4.8657 | 0 | 0 | 0 | 0 | 0 | 0 | 0 | 0 | 0 | 0.49853 | 0 | 0 | 0 | 0 | 0 | 0 | 0 | 0 | 0.024857 | 0.023776 | 0.0010807 | 0.023666 | 0.23404 | 0.18552 | 0 | -0.11911 | 1.1625 | 0.11911 | 0.35316
[9 empty] | 2014-05-07 | 8時 | 3.014 | 0 | 0 | 0 | 0 | 0 | 0 | 0 | 0 | 0 | 0.30881 | 0 | 0 | 0 | 0 | 0 | 0 | 0 | 0 | 0.031371 | 0.023776 | 0.0075951 | 0.11401 | 0.4267 | 0.28132 | 0 | 0.073539 | -0.71774 | -0.073539 | 0.35316
[9 empty] | 2014-05-07 | 9時 | 2.2526 | 0 | 0 | 0 | 0 | 0 | 0 | 0 | 0 | 0 | 0.2308 | 0 | 0 | 0 | 0 | 0 | 0 | 0 | 0 | 0.024446 | 0.023776 | 0.00067044 | 0.22373 | 0.50028 | 0.2521 | 0 | 0.14712 | -1.4359 | -0.14712 | 0.35316
[9 empty] | 2014-05-07 | 10時 | 2.1557 | 0 | 0 | 0 | 0 | 0 | 0 | 0 | 0 | 0 | 0.22087 | 0 | 0 | 0 | 0 | 0 | 0 | 0 | 0 | 0.024857 | 0.023776 | 0.0010807 | 0.18888 | 0.44125 | 0.22751 | 0 | 0.08809 | -0.85976 | -0.08809 | 0.35316
[9 empty] | 2014-05-07 | 11時 | 1.3747 | 0 | 0 | 0 | 0 | 0 | 0 | 0 | 0 | 0 | 0.14085 | 0 | 0 | 0 | 0 | 0 | 0 | 0 | 0 | 0.024446 | 0.023776 | 0.00067044 | 0.17015 | 0.4299 | 0.23531 | 0 | 0.076741 | -0.74899 | -0.076741 | 0.35316
[9 empty] | 2014-05-07 | 12時 | 0.58384 | 0 | 0 | 0 | 0 | 0 | 0 | 0 | 0 | 0 | 0.05982 | 0 | 0 | 0 | 0 | 0 | 0 | 0 | 0 | 0.03053 | 0.023776 | 0.0067545 | 0.15008 | 0.45344 | 0.27283 | 0 | 0.14935 | -1.4577 | -0.14935 | 0.3041
[9 empty] | 2014-05-07 | 13時 | 0 | 0 | 0 | 0 | 0 | 0 | 0 | 0 | 0 | 0 | 0 | 0 | 0 | 0 | 0 | 0 | 0 | 0 | 0 | 0.024446 | 0.023776 | 0.00067044 | 0.093998 | 0.16677 | 0.04833 | 0 | 0.062877 | -0.61368 | -0.062877 | 0.1039
[9 empty] | 2014-05-07 | 14時 | 0 | 0 | 0 | 0 | 0 | 0 | 0 | 0 | 0 | 0 | 0 | 0 | 0 | 0 | 0 | 0 | 0 | 0 | 0 | 0.024026 | 0.023776 | 0.00025017 | 0 | 0.080156 | 0.05613 | 0 | 0.043017 | -0.41984 | -0.043017 | 0.03714
[9 empty] | 2014-05-07 | 15時 | 1.7807 | 0 | 0 | 0 | 0 | 0 | 0 | 0 | 0 | 0 | 0.18245 | 0 | 0 | 0 | 0 | 0 | 0 | 0 | 0 | 0.024026 | 0.023776 | 0.00025017 | 0 | 0.080156 | 0.05613 | 0 | -0.091557 | 0.8936 | 0.091557 | 0.17171
[9 empty] | 2014-05-07 | 16時 | 1.9474 | 0 | 0 | 0 | 0 | 0 | 0 | 0 | 0 | 0 | 0.19953 | 0 | 0 | 0 | 0 | 0 | 0 | 0 | 0 | 0.024857 | 0.023776 | 0.0010807 | 0.070329 | 0.37035 | 0.27516 | 0 | 0.017188 | -0.16775 | -0.017188 | 0.35316
[9 empty] | 2014-05-07 | 17時 | 2.1964 | 0 | 0 | 0 | 0 | 0 | 0 | 0 | 0 | 0 | 0.22504 | 0 | 0 | 0 | 0 | 0 | 0 | 0 | 0 | 0.036624 | 0.023776 | 0.012849 | 0.13006 | 0.44491 | 0.27822 | 0 | 0.09175 | -0.89548 | -0.09175 | 0.35316
[9 empty] | 2014-05-07 | 18時 | 0.93973 | 0 | 0 | 0 | 0 | 0 | 0 | 0 | 0 | 0 | 0.096284 | 0 | 0 | 0 | 0 | 0 | 0 | 0 | 0 | 0.036624 | 0.023776 | 0.012849 | 0.15964 | 0.41407 | 0.21781 | 0 | 0.060917 | -0.59455 | -0.060917 | 0.35316
[9 empty] | 2014-05-07 | 19時 | 3.0747 | 0 | 0 | 0 | 0 | 0 | 0 | 0 | 0 | 0 | 0.31503 | 0 | 0 | 0 | 0 | 0 | 0 | 0 | 0 | 0.024026 | 0.023776 | 0.00025017 | 0.067685 | 0.2273 | 0.13559 | 0 | -0.079765 | 0.7785 | 0.079765 | 0.30707
[9 empty] | 2014-05-07 | 20時 | 2.8432 | 0 | 0 | 0 | 0 | 0 | 0 | 0 | 0 | 0 | 0.29131 | 0 | 0 | 0 | 0 | 0 | 0 | 0 | 0 | 0.024446 | 0.023776 | 0.00067044 | 0.14104 | 0.29311 | 0.12762 | 0 | -0.060053 | 0.58611 | 0.060053 | 0.35316
[9 empty] | 2014-05-07 | 21時 | 2.9532 | 0 | 0 | 0 | 0 | 0 | 0 | 0 | 0 | 0 | 0.30258 | 0 | 0 | 0 | 0 | 0 | 0 | 0 | 0 | 0.036344 | 0.023776 | 0.012568 | 0.16291 | 0.4405 | 0.24124 | 0 | 0.087338 | -0.85242 | -0.087338 | 0.35316
[9 empty] | 2014-05-07 | 22時 | 0 | 0 | 0 | 0 | 0 | 0 | 0 | 0 | 0 | 0 | 0 | 0 | 0 | 0 | 0 | 0 | 0 | 0 | 0 | 0.036764 | 0.023776 | 0.012989 | 0.16493 | 0.38136 | 0.17966 | 0 | 0.1315 | -1.2835 | -0.1315 | 0.24985
[9 empty] | 2014-05-07 | 23時 | 0 | 0 | 0 | 0 | 0 | 0 | 0 | 0 | 0 | 0 | 0 | 0 | 0 | 0 | 0 | 0 | 0 | 0 | 0 | 0.03039 | 0.023776 | 0.0066144 | 0.1312 | 0.31942 | 0.15783 | 0 | 0.14329 | -1.3985 | -0.14329 | 0.17613
[9 empty] | 2014-05-08 | 0時 | 0 | 0 | 0 | 0 | 0 | 0 | 0 | 0 | 0 | 0 | 0 | 0 | 0 | 0 | 0 | 0 | 0 | 0 | 0 | 0.024026 | 0.023776 | 0.00025017 | 0.045276 | 0.22713 | 0.15783 | 0 | 0.12938 | -1.2627 | -0.12938 | 0.097753
[9 empty] | 2014-05-08 | 1時 | 0 | 0 | 0 | 0 | 0 | 0 | 0 | 0 | 0 | 0 | 0 | 0 | 0 | 0 | 0 | 0 | 0 | 0 | 0 | 0.024026 | 0.023776 | 0.00025017 | 0 | 0.072356 | 0.04833 | 0 | 0.042253 | -0.41239 | -0.042253 | 0.030103
[9 empty] | 2014-05-08 | 2時 | 0 | 0 | 0 | 0 | 0 | 0 | 0 | 0 | 0 | 0 | 0 | 0 | 0 | 0 | 0 | 0 | 0 | 0 | 0 | 0.024026 | 0.023776 | 0.00025017 | 0 | 0.080156 | 0.05613 | 0 | 0.047415 | -0.46277 | -0.047415 | 0.032741
[9 empty] | 2014-05-08 | 3時 | 0 | 0 | 0 | 0 | 0 | 0 | 0 | 0 | 0 | 0 | 0 | 0 | 0 | 0 | 0 | 0 | 0 | 0 | 0 | 0.024026 | 0.023776 | 0.00025017 | 0 | 0.080156 | 0.05613 | 0 | 0.047415 | -0.46277 | -0.047415 | 0.032741
[9 empty] | 2014-05-08 | 4時 | 0 | 0 | 0 | 0 | 0 | 0 | 0 | 0 | 0 | 0 | 0 | 0 | 0 | 0 | 0 | 0 | 0 | 0 | 0 | 0.024026 | 0.023776 | 0.00025017 | 0 | 0.072356 | 0.04833 | 0 | 0.042253 | -0.41239 | -0.042253 | 0.030103
[9 empty] | 2014-05-08 | 5時 | 5.6486 | 0 | 0 | 0 | 0 | 0 | 0 | 0 | 0 | 0 | 0.57875 | 0 | 0 | 0 | 0 | 0 | 0 | 0 | 0 | 0.024026 | 0.023776 | 0.00025017 | 0 | 0.080156 | 0.05613 | 0 | -0.2423 | 2.3648 | 0.2423 | 0.32245
[9 empty] | 2014-05-08 | 6時 | 1.0784 | 0 | 0 | 0 | 0 | 0 | 0 | 0 | 0 | 0 | 0.11049 | 0 | 0 | 0 | 0 | 0 | 0 | 0 | 0 | 0.03053 | 0.023776 | 0.0067545 | 0.018231 | 0.30998 | 0.26122 | 0 | 0.093293 | -0.91054 | -0.093293 | 0.21669
[9 empty] | 2014-05-08 | 7時 | 0.64207 | 0 | 0 | 0 | 0 | 0 | 0 | 0 | 0 | 0 | 0.065786 | 0 | 0 | 0 | 0 | 0 | 0 | 0 | 0 | 0.024857 | 0.023776 | 0.0010807 | 0.11469 | 0.3877 | 0.24816 | 0 | 0.13518 | -1.3194 | -0.13518 | 0.25252
[9 empty] | 2014-05-08 | 8時 | 0.53724 | 0 | 0 | 0 | 0 | 0 | 0 | 0 | 0 | 0 | 0.055045 | 0 | 0 | 0 | 0 | 0 | 0 | 0 | 0 | 0.024857 | 0.023776 | 0.0010807 | 0.064563 | 0.2343 | 0.14488 | 0 | 0.078053 | -0.7618 | -0.078053 | 0.15624
[9 empty] | 2014-05-08 | 9時 | 0 | 0 | 0 | 0 | 0 | 0 | 0 | 0 | 0 | 0 | 0 | 0 | 0 | 0 | 0 | 0 | 0 | 0 | 0 | 0.024026 | 0.023776 | 0.00025017 | 0.16544 | 0.52635 | 0.33688 | 0 | 0.27471 | -2.6811 | -0.27471 | 0.25164
[9 empty] | 2014-05-08 | 10時 | 0 | 0 | 0 | 0 | 0 | 0 | 0 | 0 | 0 | 0 | 0 | 0 | 0 | 0 | 0 | 0 | 0 | 0 | 0 | 0.024446 | 0.023776 | 0.00067044 | 0.053027 | 0.1258 | 0.04833 | 0 | 0.059566 | -0.58137 | -0.059566 | 0.066237
[9 empty] | 2014-05-08 | 11時 | 0.52688 | 0 | 0 | 0 | 0 | 0 | 0 | 0 | 0 | 0 | 0.053984 | 0 | 0 | 0 | 0 | 0 | 0 | 0 | 0 | 0.024026 | 0.023776 | 0.00025017 | 0.0026381 | 0.082794 | 0.05613 | 0 | 0.011771 | -0.11489 | -0.011771 | 0.071023
[9 empty] | 2014-05-08 | 12時 | 0.52982 | 0 | 0 | 0 | 0 | 0 | 0 | 0 | 0 | 0 | 0.054284 | 0 | 0 | 0 | 0 | 0 | 0 | 0 | 0 | 0.03053 | 0.023776 | 0.0067545 | 0.029502 | 0.33286 | 0.27283 | 0 | 0.14067 | -1.373 | -0.14067 | 0.19219
[9 empty] | 2014-05-08 | 13時 | 0 | 0 | 0 | 0 | 0 | 0 | 0 | 0 | 0 | 0 | 0 | 0 | 0 | 0 | 0 | 0 | 0 | 0 | 0 | 0.024446 | 0.023776 | 0.00067044 | 0.058042 | 0.13082 | 0.04833 | 0 | 0.061193 | -0.59725 | -0.061193 | 0.069625
[9 empty] | 2014-05-08 | 14時 | 0 | 0 | 0 | 0 | 0 | 0 | 0 | 0 | 0 | 0 | 0 | 0 | 0 | 0 | 0 | 0 | 0 | 0 | 0 | 0.024026 | 0.023776 | 0.00025017 | 0.024487 | 0.10464 | 0.05613 | 0 | 0.055343 | -0.54015 | -0.055343 | 0.0493
[9 empty] | 2014-05-08 | 15時 | 0.663 | 0 | 0 | 0 | 0 | 0 | 0 | 0 | 0 | 0 | 0.067931 | 0 | 0 | 0 | 0 | 0 | 0 | 0 | 0 | 0.024026 | 0.023776 | 0.00025017 | 0 | 0.080156 | 0.05613 | 0 | 0.0014887 | -0.01453 | -0.0014887 | 0.078668
[9 empty] | 2014-05-08 | 16時 | 0.81292 | 0 | 0 | 0 | 0 | 0 | 0 | 0 | 0 | 0 | 0.083291 | 0 | 0 | 0 | 0 | 0 | 0 | 0 | 0 | 0.024446 | 0.023776 | 0.00067044 | 0.033816 | 0.10659 | 0.04833 | 0 | -0.002966 | 0.028948 | 0.002966 | 0.10956
[9 empty] | 2014-05-08 | 17時 | 2.4194 | 0 | 0 | 0 | 0 | 0 | 0 | 0 | 0 | 0 | 0.24789 | 0 | 0 | 0 | 0 | 0 | 0 | 0 | 0 | 0.024446 | 0.023776 | 0.00067044 | 0.056835 | 0.28621 | 0.20493 | 0 | -0.028296 | 0.27617 | 0.028296 | 0.31451
[9 empty] | 2014-05-08 | 18時 | 1.5936 | 0 | 0 | 0 | 0 | 0 | 0 | 0 | 0 | 0 | 0.16327 | 0 | 0 | 0 | 0 | 0 | 0 | 0 | 0 | 0.036624 | 0.023776 | 0.012849 | 0.066494 | 0.4419 | 0.33878 | 0 | 0.11944 | -1.1658 | -0.11944 | 0.32245
[9 empty] | 2014-05-08 | 19時 | 2.191 | 0 | 0 | 0 | 0 | 0 | 0 | 0 | 0 | 0 | 0.22449 | 0 | 0 | 0 | 0 | 0 | 0 | 0 | 0 | 0.036624 | 0.023776 | 0.012849 | 0.16307 | 0.33458 | 0.13488 | 0 | 0.058805 | -0.57394 | -0.058805 | 0.27577
[9 empty] | 2014-05-08 | 20時 | 2.5037 | 0 | 0 | 0 | 0 | 0 | 0 | 0 | 0 | 0 | 0.25652 | 0 | 0 | 0 | 0 | 0 | 0 | 0 | 0 | 0.024446 | 0.023776 | 0.00067044 | 0.088224 | 0.24028 | 0.12761 | 0 | -0.070283 | 0.68596 | 0.070283 | 0.31056
[9 empty] | 2014-05-08 | 21時 | 3.3769 | 0 | 0 | 0 | 0 | 0 | 0 | 0 | 0 | 0 | 0.34599 | 0 | 0 | 0 | 0 | 0 | 0 | 0 | 0 | 0.024446 | 0.023776 | 0.00067044 | 0.14284 | 0.35471 | 0.18743 | 0 | 0.032257 | -0.31483 | -0.032257 | 0.32245
[9 empty] | 2014-05-08 | 22時 | 2.5177 | 0 | 0 | 0 | 0 | 0 | 0 | 0 | 0 | 0 | 0.25797 | 0 | 0 | 0 | 0 | 0 | 0 | 0 | 0 | 0.036344 | 0.023776 | 0.012568 | 0.16493 | 0.39307 | 0.19179 | 0 | 0.070614 | -0.68919 | -0.070614 | 0.32245
[9 empty] | 2014-05-08 | 23時 | 0 | 0 | 0 | 0 | 0 | 0 | 0 | 0 | 0 | 0 | 0 | 0 | 0 | 0 | 0 | 0 | 0 | 0 | 0 | 0.037175 | 0.023776 | 0.013399 | 0.17268 | 0.42753 | 0.21768 | 0 | 0.20258 | -1.9772 | -0.20258 | 0.22495
[9 empty] | 2014-05-09 | 0時 | 0 | 0 | 0 | 0 | 0 | 0 | 0 | 0 | 0 | 0 | 0 | 0 | 0 | 0 | 0 | 0 | 0 | 0 | 0 | 0.024026 | 0.023776 | 0.00025017 | 0.045276 | 0.22713 | 0.15783 | 0 | 0.13691 | -1.3363 | -0.13691 | 0.090221
[9 empty] | 2014-05-09 | 1時 | 0 | 0 | 0 | 0 | 0 | 0 | 0 | 0 | 0 | 0 | 0 | 0 | 0 | 0 | 0 | 0 | 0 | 0 | 0 | 0.024026 | 0.023776 | 0.00025017 | 0 | 0.072356 | 0.04833 | 0 | 0.045294 | -0.44206 | -0.045294 | 0.027063
[9 empty] | 2014-05-09 | 2時 | 0 | 0 | 0 | 0 | 0 | 0 | 0 | 0 | 0 | 0 | 0 | 0 | 0 | 0 | 0 | 0 | 0 | 0 | 0 | 0.024026 | 0.023776 | 0.00025017 | 0 | 0.080156 | 0.05613 | 0 | 0.050631 | -0.49416 | -0.050631 | 0.029525
[9 empty] | 2014-05-09 | 3時 | 0 | 0 | 0 | 0 | 0 | 0 | 0 | 0 | 0 | 0 | 0 | 0 | 0 | 0 | 0 | 0 | 0 | 0 | 0 | 0.024026 | 0.023776 | 0.00025017 | 0 | 0.080156 | 0.05613 | 0 | 0.050631 | -0.49416 | -0.050631 | 0.029525
[9 empty] | 2014-05-09 | 4時 | 0 | 0 | 0 | 0 | 0 | 0 | 0 | 0 | 0 | 0 | 0 | 0 | 0 | 0 | 0 | 0 | 0 | 0 | 0 | 0.024026 | 0.023776 | 0.00025017 | 0 | 0.072356 | 0.04833 | 0 | 0.045294 | -0.44206 | -0.045294 | 0.027063
[9 empty] | 2014-05-09 | 5時 | 6.9932 | 0 | 0 | 0 | 0 | 0 | 0 | 0 | 0 | 0 | 0.71652 | 0 | 0 | 0 | 0 | 0 | 0 | 0 | 0 | 0.024026 | 0.023776 | 0.00025017 | 0 | 0.080156 | 0.05613 | 0 | -0.21985 | 2.1457 | 0.21985 | 0.30001
[9 empty] | 2014-05-09 | 6時 | 1.2618 | 0 | 0 | 0 | 0 | 0 | 0 | 0 | 0 | 0 | 0.12928 | 0 | 0 | 0 | 0 | 0 | 0 | 0 | 0 | 0.03053 | 0.023776 | 0.0067545 | 0.018231 | 0.30998 | 0.26122 | 0 | 0.096858 | -0.94533 | -0.096858 | 0.21313
[9 empty] | 2014-05-09 | 7時 | 0.77142 | 0 | 0 | 0 | 0 | 0 | 0 | 0 | 0 | 0 | 0.079039 | 0 | 0 | 0 | 0 | 0 | 0 | 0 | 0 | 0.024857 | 0.023776 | 0.0010807 | 0.11469 | 0.3877 | 0.24816 | 0 | 0.14462 | -1.4115 | -0.14462 | 0.24308
[9 empty] | 2014-05-09 | 8時 | 0.55401 | 0 | 0 | 0 | 0 | 0 | 0 | 0 | 0 | 0 | 0.056763 | 0 | 0 | 0 | 0 | 0 | 0 | 0 | 0 | 0.024857 | 0.023776 | 0.0010807 | 0.064563 | 0.2343 | 0.14488 | 0 | 0.088383 | -0.86262 | -0.088383 | 0.14591
[9 empty] | 2014-05-09 | 9時 | 0 | 0 | 0 | 0 | 0 | 0 | 0 | 0 | 0 | 0 | 0 | 0 | 0 | 0 | 0 | 0 | 0 | 0 | 0 | 0.024026 | 0.023776 | 0.00025017 | 0.16544 | 0.52635 | 0.33688 | 0 | 0.29245 | -2.8544 | -0.29245 | 0.23389
[9 empty] | 2014-05-09 | 10時 | 0 | 0 | 0 | 0 | 0 | 0 | 0 | 0 | 0 | 0 | 0 | 0 | 0 | 0 | 0 | 0 | 0 | 0 | 0 | 0.024446 | 0.023776 | 0.00067044 | 0.053027 | 0.1258 | 0.04833 | 0 | 0.065006 | -0.63446 | -0.065006 | 0.060798
[9 empty] | 2014-05-09 | 11時 | 0.50387 | 0 | 0 | 0 | 0 | 0 | 0 | 0 | 0 | 0 | 0.051626 | 0 | 0 | 0 | 0 | 0 | 0 | 0 | 0 | 0.024026 | 0.023776 | 0.00025017 | 0.0026381 | 0.082794 | 0.05613 | 0 | 0.019017 | -0.1856 | -0.019017 | 0.063778
[9 empty] | 2014-05-09 | 12時 | 0.49651 | 0 | 0 | 0 | 0 | 0 | 0 | 0 | 0 | 0 | 0.050872 | 0 | 0 | 0 | 0 | 0 | 0 | 0 | 0 | 0.03053 | 0.023776 | 0.0067545 | 0.029502 | 0.33286 | 0.27283 | 0 | 0.15663 | -1.5287 | -0.15663 | 0.17624
[9 empty] | 2014-05-09 | 13時 | 0 | 0 | 0 | 0 | 0 | 0 | 0 | 0 | 0 | 0 | 0 | 0 | 0 | 0 | 0 | 0 | 0 | 0 | 0 | 0.024446 | 0.023776 | 0.00067044 | 0.058042 | 0.13082 | 0.04833 | 0 | 0.066858 | -0.65253 | -0.066858 | 0.063961
[9 empty] | 2014-05-09 | 14時 | 0 | 0 | 0 | 0 | 0 | 0 | 0 | 0 | 0 | 0 | 0 | 0 | 0 | 0 | 0 | 0 | 0 | 0 | 0 | 0.024026 | 0.023776 | 0.00025017 | 0.024487 | 0.10464 | 0.05613 | 0 | 0.059658 | -0.58227 | -0.059658 | 0.044985
[9 empty] | 2014-05-09 | 15時 | 0.50132 | 0 | 0 | 0 | 0 | 0 | 0 | 0 | 0 | 0 | 0.051364 | 0 | 0 | 0 | 0 | 0 | 0 | 0 | 0 | 0.024026 | 0.023776 | 0.00025017 | 0 | 0.080156 | 0.05613 | 0 | 0.01821 | -0.17773 | -0.01821 | 0.061947
[9 empty] | 2014-05-09 | 16時 | 0.50181 | 0 | 0 | 0 | 0 | 0 | 0 | 0 | 0 | 0 | 0.051415 | 0 | 0 | 0 | 0 | 0 | 0 | 0 | 0 | 0.024446 | 0.023776 | 0.00067044 | 0.033816 | 0.10659 | 0.04833 | 0 | 0.025469 | -0.24858 | -0.025469 | 0.081124
[9 empty] | 2014-05-09 | 17時 | 1.3037 | 0 | 0 | 0 | 0 | 0 | 0 | 0 | 0 | 0 | 0.13358 | 0 | 0 | 0 | 0 | 0 | 0 | 0 | 0 | 0.024446 | 0.023776 | 0.00067044 | 0.056835 | 0.28621 | 0.20493 | 0 | 0.065781 | -0.64203 | -0.065781 | 0.22043
[9 empty] | 2014-05-09 | 18時 | 0.53942 | 0 | 0 | 0 | 0 | 0 | 0 | 0 | 0 | 0 | 0.055268 | 0 | 0 | 0 | 0 | 0 | 0 | 0 | 0 | 0.036624 | 0.023776 | 0.012849 | 0.066494 | 0.4419 | 0.33878 | 0 | 0.18 | -1.7568 | -0.18 | 0.26189
[9 empty] | 2014-05-09 | 19時 | 1.3539 | 0 | 0 | 0 | 0 | 0 | 0 | 0 | 0 | 0 | 0.13872 | 0 | 0 | 0 | 0 | 0 | 0 | 0 | 0 | 0.036624 | 0.023776 | 0.012849 | 0.16307 | 0.33458 | 0.13488 | 0 | 0.10176 | -0.99317 | -0.10176 | 0.23282
[9 empty] | 2014-05-09 | 20時 | 1.6877 | 0 | 0 | 0 | 0 | 0 | 0 | 0 | 0 | 0 | 0.17293 | 0 | 0 | 0 | 0 | 0 | 0 | 0 | 0 | 0.024446 | 0.023776 | 0.00067044 | 0.088224 | 0.24028 | 0.12761 | 0 | 0.0041498 | -0.040502 | -0.0041498 | 0.23613
[9 empty] | 2014-05-09 | 21時 | 2.5567 | 0 | 0 | 0 | 0 | 0 | 0 | 0 | 0 | 0 | 0.26196 | 0 | 0 | 0 | 0 | 0 | 0 | 0 | 0 | 0.024446 | 0.023776 | 0.00067044 | 0.14284 | 0.35471 | 0.18743 | 0 | 0.054705 | -0.53392 | -0.054705 | 0.30001
[9 empty] | 2014-05-09 | 22時 | 1.8915 | 0 | 0 | 0 | 0 | 0 | 0 | 0 | 0 | 0 | 0.1938 | 0 | 0 | 0 | 0 | 0 | 0 | 0 | 0 | 0.036344 | 0.023776 | 0.012568 | 0.16493 | 0.39307 | 0.19179 | 0 | 0.093062 | -0.90829 | -0.093062 | 0.30001
[9 empty] | 2014-05-09 | 23時 | 0 | 0 | 0 | 0 | 0 | 0 | 0 | 0 | 0 | 0 | 0 | 0 | 0 | 0 | 0 | 0 | 0 | 0 | 0 | 0.037175 | 0.023776 | 0.013399 | 0.17268 | 0.42753 | 0.21768 | 0 | 0.21855 | -2.1331 | -0.21855 | 0.20898
[9 empty] | 2014-05-10 | 0時 | 0 | 0 | 0 | 0 | 0 | 0 | 0 | 0 | 0 | 0 | 0 | 0 | 0 | 0 | 0 | 0 | 0 | 0 | 0 | 0.024026 | 0.023776 | 0.00025017 | 0.045276 | 0.22713 | 0.15783 | 0 | 0.12549 | -1.2248 | -0.12549 | 0.10164
[9 empty] | 2014-05-10 | 1時 | 0 | 0 | 0 | 0 | 0 | 0 | 0 | 0 | 0 | 0 | 0 | 0 | 0 | 0 | 0 | 0 | 0 | 0 | 0 | 0.024026 | 0.023776 | 0.00025017 | 0 | 0.072356 | 0.04833 | 0 | 0.040684 | -0.39708 | -0.040684 | 0.031672
[9 empty] | 2014-05-10 | 2時 | 0 | 0 | 0 | 0 | 0 | 0 | 0 | 0 | 0 | 0 | 0 | 0 | 0 | 0 | 0 | 0 | 0 | 0 | 0 | 0.024026 | 0.023776 | 0.00025017 | 0 | 0.080156 | 0.05613 | 0 | 0.045756 | -0.44658 | -0.045756 | 0.0344
[9 empty] | 2014-05-10 | 3時 | 0 | 0 | 0 | 0 | 0 | 0 | 0 | 0 | 0 | 0 | 0 | 0 | 0 | 0 | 0 | 0 | 0 | 0 | 0 | 0.024026 | 0.023776 | 0.00025017 | 0 | 0.080156 | 0.05613 | 0 | 0.045756 | -0.44658 | -0.045756 | 0.0344
[9 empty] | 2014-05-10 | 4時 | 0 | 0 | 0 | 0 | 0 | 0 | 0 | 0 | 0 | 0 | 0 | 0 | 0 | 0 | 0 | 0 | 0 | 0 | 0 | 0.024026 | 0.023776 | 0.00025017 | 0 | 0.072356 | 0.04833 | 0 | 0.040684 | -0.39708 | -0.040684 | 0.031672
[9 empty] | 2014-05-10 | 5時 | 6.2152 | 0 | 0 | 0 | 0 | 0 | 0 | 0 | 0 | 0 | 0.6368 | 0 | 0 | 0 | 0 | 0 | 0 | 0 | 0 | 0.024026 | 0.023776 | 0.00025017 | 0 | 0.080156 | 0.05613 | 0 | -0.25388 | 2.4779 | 0.25388 | 0.33404
[9 empty] | 2014-05-10 | 6時 | 1.6965 | 0 | 0 | 0 | 0 | 0 | 0 | 0 | 0 | 0 | 0.17383 | 0 | 0 | 0 | 0 | 0 | 0 | 0 | 0 | 0.03053 | 0.023776 | 0.0067545 | 0.018231 | 0.30998 | 0.26122 | 0 | 0.041047 | -0.40062 | -0.041047 | 0.26894
[9 empty] | 2014-05-10 | 7時 | 1.3082 | 0 | 0 | 0 | 0 | 0 | 0 | 0 | 0 | 0 | 0.13403 | 0 | 0 | 0 | 0 | 0 | 0 | 0 | 0 | 0.024857 | 0.023776 | 0.0010807 | 0.11469 | 0.3877 | 0.24816 | 0 | 0.078276 | -0.76397 | -0.078276 | 0.30943
[9 empty] | 2014-05-10 | 8時 | 1.0033 | 0 | 0 | 0 | 0 | 0 | 0 | 0 | 0 | 0 | 0.1028 | 0 | 0 | 0 | 0 | 0 | 0 | 0 | 0 | 0.024857 | 0.023776 | 0.0010807 | 0.064563 | 0.2343 | 0.14488 | 0 | 0.038774 | -0.37844 | -0.038774 | 0.19552
[9 empty] | 2014-05-10 | 9時 | 0 | 0 | 0 | 0 | 0 | 0 | 0 | 0 | 0 | 0 | 0 | 0 | 0 | 0 | 0 | 0 | 0 | 0 | 0 | 0.024026 | 0.023776 | 0.00025017 | 0.16544 | 0.52635 | 0.33688 | 0 | 0.26555 | -2.5918 | -0.26555 | 0.2608
[9 empty] | 2014-05-10 | 10時 | 0 | 0 | 0 | 0 | 0 | 0 | 0 | 0 | 0 | 0 | 0 | 0 | 0 | 0 | 0 | 0 | 0 | 0 | 0 | 0.024446 | 0.023776 | 0.00067044 | 0.053027 | 0.1258 | 0.04833 | 0 | 0.05676 | -0.55398 | -0.05676 | 0.069043
[9 empty] | 2014-05-10 | 11時 | 0.86827 | 0 | 0 | 0 | 0 | 0 | 0 | 0 | 0 | 0 | 0.088963 | 0 | 0 | 0 | 0 | 0 | 0 | 0 | 0 | 0.024026 | 0.023776 | 0.00025017 | 0.0026381 | 0.082794 | 0.05613 | 0 | -0.015657 | 0.15281 | 0.015657 | 0.098452
[9 empty] | 2014-05-10 | 12時 | 0.50598 | 0 | 0 | 0 | 0 | 0 | 0 | 0 | 0 | 0 | 0.051842 | 0 | 0 | 0 | 0 | 0 | 0 | 0 | 0 | 0.03053 | 0.023776 | 0.0067545 | 0.029502 | 0.33286 | 0.27283 | 0 | 0.13526 | -1.3201 | -0.13526 | 0.1976
[9 empty] | 2014-05-10 | 13時 | 0 | 0 | 0 | 0 | 0 | 0 | 0 | 0 | 0 | 0 | 0 | 0 | 0 | 0 | 0 | 0 | 0 | 0 | 0 | 0.024446 | 0.023776 | 0.00067044 | 0.058042 | 0.13082 | 0.04833 | 0 | 0.058271 | -0.56873 | -0.058271 | 0.072547
[9 empty] | 2014-05-10 | 14時 | 0 | 0 | 0 | 0 | 0 | 0 | 0 | 0 | 0 | 0 | 0 | 0 | 0 | 0 | 0 | 0 | 0 | 0 | 0 | 0.024026 | 0.023776 | 0.00025017 | 0.024487 | 0.10464 | 0.05613 | 0 | 0.053117 | -0.51842 | -0.053117 | 0.051526
[9 empty] | 2014-05-10 | 15時 | 0.50865 | 0 | 0 | 0 | 0 | 0 | 0 | 0 | 0 | 0 | 0.052116 | 0 | 0 | 0 | 0 | 0 | 0 | 0 | 0 | 0.024026 | 0.023776 | 0.00025017 | 0 | 0.080156 | 0.05613 | 0 | 0.0093148 | -0.090913 | -0.0093148 | 0.070841
[9 empty] | 2014-05-10 | 16時 | 0.50644 | 0 | 0 | 0 | 0 | 0 | 0 | 0 | 0 | 0 | 0.05189 | 0 | 0 | 0 | 0 | 0 | 0 | 0 | 0 | 0.024446 | 0.023776 | 0.00067044 | 0.033816 | 0.10659 | 0.04833 | 0 | 0.014701 | -0.14348 | -0.014701 | 0.091892
[9 empty] | 2014-05-10 | 17時 | 1.3961 | 0 | 0 | 0 | 0 | 0 | 0 | 0 | 0 | 0 | 0.14304 | 0 | 0 | 0 | 0 | 0 | 0 | 0 | 0 | 0.024446 | 0.023776 | 0.00067044 | 0.056835 | 0.28621 | 0.20493 | 0 | 0.033713 | -0.32904 | -0.033713 | 0.2525
[9 empty] | 2014-05-10 | 18時 | 0.65723 | 0 | 0 | 0 | 0 | 0 | 0 | 0 | 0 | 0 | 0.06734 | 0 | 0 | 0 | 0 | 0 | 0 | 0 | 0 | 0.036624 | 0.023776 | 0.012849 | 0.066494 | 0.4419 | 0.33878 | 0 | 0.14164 | -1.3824 | -0.14164 | 0.30026
[9 empty] | 2014-05-10 | 19時 | 1.3475 | 0 | 0 | 0 | 0 | 0 | 0 | 0 | 0 | 0 | 0.13807 | 0 | 0 | 0 | 0 | 0 | 0 | 0 | 0 | 0.036624 | 0.023776 | 0.012849 | 0.16307 | 0.33458 | 0.13488 | 0 | 0.069771 | -0.68097 | -0.069771 | 0.2648
[9 empty] | 2014-05-10 | 20時 | 1.429 | 0 | 0 | 0 | 0 | 0 | 0 | 0 | 0 | 0 | 0.14641 | 0 | 0 | 0 | 0 | 0 | 0 | 0 | 0 | 0.024446 | 0.023776 | 0.00067044 | 0.088224 | 0.24028 | 0.12761 | 0 | -0.0044538 | 0.043469 | 0.0044538 | 0.24473
[9 empty] | 2014-05-10 | 21時 | 2.253 | 0 | 0 | 0 | 0 | 0 | 0 | 0 | 0 | 0 | 0.23084 | 0 | 0 | 0 | 0 | 0 | 0 | 0 | 0 | 0.024446 | 0.023776 | 0.00067044 | 0.14284 | 0.35471 | 0.18743 | 0 | 0.020676 | -0.20179 | -0.020676 | 0.33404
[9 empty] | 2014-05-10 | 22時 | 1.5332 | 0 | 0 | 0 | 0 | 0 | 0 | 0 | 0 | 0 | 0.15709 | 0 | 0 | 0 | 0 | 0 | 0 | 0 | 0 | 0.036344 | 0.023776 | 0.012568 | 0.16493 | 0.39307 | 0.19179 | 0 | 0.060807 | -0.59347 | -0.060807 | 0.33226
[9 empty] | 2014-05-10 | 23時 | 0 | 0 | 0 | 0 | 0 | 0 | 0 | 0 | 0 | 0 | 0 | 0 | 0 | 0 | 0 | 0 | 0 | 0 | 0 | 0.037175 | 0.023776 | 0.013399 | 0.17268 | 0.42753 | 0.21768 | 0 | 0.19434 | -1.8967 | -0.19434 | 0.2332
[9 empty] | 2014-05-11 | 0時 | 0 | 0 | 0 | 0 | 0 | 0 | 0 | 0 | 0 | 0 | 0 | 0 | 0 | 0 | 0 | 0 | 0 | 0 | 0 | 0.024026 | 0.023776 | 0.00025017 | 0.045276 | 0.22713 | 0.15783 | 0 | 0.090824 | -0.88644 | -0.090824 | 0.13631
[9 empty] | 2014-05-11 | 1時 | 0 | 0 | 0 | 0 | 0 | 0 | 0 | 0 | 0 | 0 | 0 | 0 | 0 | 0 | 0 | 0 | 0 | 0 | 0 | 0.024026 | 0.023776 | 0.00025017 | 0 | 0.072356 | 0.04833 | 0 | 0.026687 | -0.26047 | -0.026687 | 0.045669
[9 empty] | 2014-05-11 | 2時 | 0 | 0 | 0 | 0 | 0 | 0 | 0 | 0 | 0 | 0 | 0 | 0 | 0 | 0 | 0 | 0 | 0 | 0 | 0 | 0.024026 | 0.023776 | 0.00025017 | 0 | 0.080156 | 0.05613 | 0 | 0.030953 | -0.3021 | -0.030953 | 0.049203
[9 empty] | 2014-05-11 | 3時 | 0 | 0 | 0 | 0 | 0 | 0 | 0 | 0 | 0 | 0 | 0 | 0 | 0 | 0 | 0 | 0 | 0 | 0 | 0 | 0.024026 | 0.023776 | 0.00025017 | 0 | 0.080156 | 0.05613 | 0 | 0.030953 | -0.3021 | -0.030953 | 0.049203
[9 empty] | 2014-05-11 | 4時 | 0 | 0 | 0 | 0 | 0 | 0 | 0 | 0 | 0 | 0 | 0 | 0 | 0 | 0 | 0 | 0 | 0 | 0 | 0 | 0.024026 | 0.023776 | 0.00025017 | 0 | 0.072356 | 0.04833 | 0 | 0.026687 | -0.26047 | -0.026687 | 0.045669
[9 empty] | 2014-05-11 | 5時 | 2.5422 | 0 | 0 | 0 | 0 | 0 | 0 | 0 | 0 | 0 | 0.26047 | 0 | 0 | 0 | 0 | 0 | 0 | 0 | 0 | 0.024026 | 0.023776 | 0.00025017 | 0 | 0.080156 | 0.05613 | 0 | -0.20499 | 2.0007 | 0.20499 | 0.28515
[9 empty] | 2014-05-11 | 6時 | 0.61526 | 0 | 0 | 0 | 0 | 0 | 0 | 0 | 0 | 0 | 0.063039 | 0 | 0 | 0 | 0 | 0 | 0 | 0 | 0 | 0.03053 | 0.023776 | 0.0067545 | 0.018231 | 0.30998 | 0.26122 | 0 | 0.057301 | -0.55926 | -0.057301 | 0.25268
[9 empty] | 2014-05-11 | 7時 | 0.51053 | 0 | 0 | 0 | 0 | 0 | 0 | 0 | 0 | 0 | 0.052308 | 0 | 0 | 0 | 0 | 0 | 0 | 0 | 0 | 0.024857 | 0.023776 | 0.0010807 | 0.11469 | 0.3877 | 0.24816 | 0 | 0.056241 | -0.54891 | -0.056241 | 0.33146
[9 empty] | 2014-05-11 | 8時 | 0.50038 | 0 | 0 | 0 | 0 | 0 | 0 | 0 | 0 | 0 | 0.051269 | 0 | 0 | 0 | 0 | 0 | 0 | 0 | 0 | 0.024857 | 0.023776 | 0.0010807 | 0.064563 | 0.2343 | 0.14488 | 0 | 0.023041 | -0.22488 | -0.023041 | 0.21126
[9 empty] | 2014-05-11 | 9時 | 0 | 0 | 0 | 0 | 0 | 0 | 0 | 0 | 0 | 0 | 0 | 0 | 0 | 0 | 0 | 0 | 0 | 0 | 0 | 0.024026 | 0.023776 | 0.00025017 | 0.16544 | 0.52635 | 0.33688 | 0 | 0.18385 | -1.7944 | -0.18385 | 0.34249
[9 empty] | 2014-05-11 | 10時 | 0 | 0 | 0 | 0 | 0 | 0 | 0 | 0 | 0 | 0 | 0 | 0 | 0 | 0 | 0 | 0 | 0 | 0 | 0 | 0.024446 | 0.023776 | 0.00067044 | 0.053027 | 0.1258 | 0.04833 | 0 | 0.031721 | -0.3096 | -0.031721 | 0.094082
[9 empty] | 2014-05-11 | 11時 | 0 | 0 | 0 | 0 | 0 | 0 | 0 | 0 | 0 | 0 | 0 | 0 | 0 | 0 | 0 | 0 | 0 | 0 | 0 | 0.024026 | 0.023776 | 0.00025017 | 0.0026381 | 0.082794 | 0.05613 | 0 | 0.0312 | -0.30451 | -0.0312 | 0.051594
[9 empty] | 2014-05-11 | 12時 | 0 | 0 | 0 | 0 | 0 | 0 | 0 | 0 | 0 | 0 | 0 | 0 | 0 | 0 | 0 | 0 | 0 | 0 | 0 | 0.03053 | 0.023776 | 0.0067545 | 0.029502 | 0.33286 | 0.27283 | 0 | 0.1192 | -1.1633 | -0.1192 | 0.21367
[9 empty] | 2014-05-11 | 13時 | 0 | 0 | 0 | 0 | 0 | 0 | 0 | 0 | 0 | 0 | 0 | 0 | 0 | 0 | 0 | 0 | 0 | 0 | 0 | 0.024446 | 0.023776 | 0.00067044 | 0.058042 | 0.13082 | 0.04833 | 0 | 0.032197 | -0.31424 | -0.032197 | 0.098622
[9 empty] | 2014-05-11 | 14時 | 0 | 0 | 0 | 0 | 0 | 0 | 0 | 0 | 0 | 0 | 0 | 0 | 0 | 0 | 0 | 0 | 0 | 0 | 0 | 0.024026 | 0.023776 | 0.00025017 | 0.024487 | 0.10464 | 0.05613 | 0 | 0.033254 | -0.32456 | -0.033254 | 0.071389
[9 empty] | 2014-05-11 | 15時 | 0 | 0 | 0 | 0 | 0 | 0 | 0 | 0 | 0 | 0 | 0 | 0 | 0 | 0 | 0 | 0 | 0 | 0 | 0 | 0.024026 | 0.023776 | 0.00025017 | 0 | 0.080156 | 0.05613 | 0 | 0.030953 | -0.3021 | -0.030953 | 0.049203
[9 empty] | 2014-05-11 | 16時 | 0 | 0 | 0 | 0 | 0 | 0 | 0 | 0 | 0 | 0 | 0 | 0 | 0 | 0 | 0 | 0 | 0 | 0 | 0 | 0.024446 | 0.023776 | 0.00067044 | 0.033816 | 0.10659 | 0.04833 | 0 | 0.029914 | -0.29196 | -0.029914 | 0.076678
[9 empty] | 2014-05-11 | 17時 | 0 | 0 | 0 | 0 | 0 | 0 | 0 | 0 | 0 | 0 | 0 | 0 | 0 | 0 | 0 | 0 | 0 | 0 | 0 | 0.024446 | 0.023776 | 0.00067044 | 0.056835 | 0.28621 | 0.20493 | 0 | 0.084066 | -0.82048 | -0.084066 | 0.20214
[9 empty] | 2014-05-11 | 18時 | 0 | 0 | 0 | 0 | 0 | 0 | 0 | 0 | 0 | 0 | 0 | 0 | 0 | 0 | 0 | 0 | 0 | 0 | 0 | 0.036624 | 0.023776 | 0.012849 | 0.066494 | 0.4419 | 0.33878 | 0 | 0.10928 | -1.0666 | -0.10928 | 0.33261
[9 empty] | 2014-05-11 | 19時 | 0 | 0 | 0 | 0 | 0 | 0 | 0 | 0 | 0 | 0 | 0 | 0 | 0 | 0 | 0 | 0 | 0 | 0 | 0 | 0.036624 | 0.023776 | 0.012849 | 0.16307 | 0.33458 | 0.13488 | 0 | 0.09663 | -0.94311 | -0.09663 | 0.23795
[9 empty] | 2014-05-11 | 20時 | 0 | 0 | 0 | 0 | 0 | 0 | 0 | 0 | 0 | 0 | 0 | 0 | 0 | 0 | 0 | 0 | 0 | 0 | 0 | 0.024446 | 0.023776 | 0.00067044 | 0.088224 | 0.24028 | 0.12761 | 0 | 0.051247 | -0.50017 | -0.051247 | 0.18903
[9 empty] | 2014-05-11 | 21時 | 0 | 0 | 0 | 0 | 0 | 0 | 0 | 0 | 0 | 0 | 0 | 0 | 0 | 0 | 0 | 0 | 0 | 0 | 0 | 0.024446 | 0.023776 | 0.00067044 | 0.14284 | 0.35471 | 0.18743 | 0 | 0.082886 | -0.80897 | -0.082886 | 0.27182
[9 empty] | 2014-05-11 | 22時 | 0 | 0 | 0 | 0 | 0 | 0 | 0 | 0 | 0 | 0 | 0 | 0 | 0 | 0 | 0 | 0 | 0 | 0 | 0 | 0.036344 | 0.023776 | 0.012568 | 0.16493 | 0.39307 | 0.19179 | 0 | 0.10032 | -0.97909 | -0.10032 | 0.29275
[9 empty] | 2014-05-11 | 23時 | 0 | 0 | 0 | 0 | 0 | 0 | 0 | 0 | 0 | 0 | 0 | 0 | 0 | 0 | 0 | 0 | 0 | 0 | 0 | 0.037175 | 0.023776 | 0.013399 | 0.17268 | 0.42753 | 0.21768 | 0 | 0.1208 | -1.179 | -0.1208 | 0.30674
[9 empty] | 2014-05-12 | 0時 | 0 | 0 | 0 | 0 | 0 | 0 | 0 | 0 | 0 | 0 | 0 | 0 | 0 | 0 | 0 | 0 | 0 | 0 | 0 | 0.024026 | 0.023776 | 0.00025017 | 0.045276 | 0.22713 | 0.15783 | 0 | 0.11318 | -1.1046 | -0.11318 | 0.11395
[9 empty] | 2014-05-12 | 1時 | 0 | 0 | 0 | 0 | 0 | 0 | 0 | 0 | 0 | 0 | 0 | 0 | 0 | 0 | 0 | 0 | 0 | 0 | 0 | 0.024026 | 0.023776 | 0.00025017 | 0 | 0.072356 | 0.04833 | 0 | 0.035713 | -0.34856 | -0.035713 | 0.036644
[9 empty] | 2014-05-12 | 2時 | 0 | 0 | 0 | 0 | 0 | 0 | 0 | 0 | 0 | 0 | 0 | 0 | 0 | 0 | 0 | 0 | 0 | 0 | 0 | 0.024026 | 0.023776 | 0.00025017 | 0 | 0.080156 | 0.05613 | 0 | 0.040498 | -0.39526 | -0.040498 | 0.039658
[9 empty] | 2014-05-12 | 3時 | 0 | 0 | 0 | 0 | 0 | 0 | 0 | 0 | 0 | 0 | 0 | 0 | 0 | 0 | 0 | 0 | 0 | 0 | 0 | 0.024026 | 0.023776 | 0.00025017 | 0 | 0.080156 | 0.05613 | 0 | 0.040498 | -0.39526 | -0.040498 | 0.039658
[9 empty] | 2014-05-12 | 4時 | 0 | 0 | 0 | 0 | 0 | 0 | 0 | 0 | 0 | 0 | 0 | 0 | 0 | 0 | 0 | 0 | 0 | 0 | 0 | 0.024026 | 0.023776 | 0.00025017 | 0 | 0.072356 | 0.04833 | 0 | 0.035713 | -0.34856 | -0.035713 | 0.036644
[9 empty] | 2014-05-12 | 5時 | 0.7564 | 0 | 0 | 0 | 0 | 0 | 0 | 0 | 0 | 0 | 0.0775 | 0 | 0 | 0 | 0 | 0 | 0 | 0 | 0 | 0.024026 | 0.023776 | 0.00025017 | 0 | 0.080156 | 0.05613 | 0 | -0.019379 | 0.18914 | 0.019379 | 0.099536
[9 empty] | 2014-05-12 | 6時 | 0.51271 | 0 | 0 | 0 | 0 | 0 | 0 | 0 | 0 | 0 | 0.052531 | 0 | 0 | 0 | 0 | 0 | 0 | 0 | 0 | 0.03053 | 0.023776 | 0.0067545 | 0.018231 | 0.30998 | 0.26122 | 0 | 0.10489 | -1.0237 | -0.10489 | 0.20509
[9 empty] | 2014-05-12 | 7時 | 0.51421 | 0 | 0 | 0 | 0 | 0 | 0 | 0 | 0 | 0 | 0.052685 | 0 | 0 | 0 | 0 | 0 | 0 | 0 | 0 | 0.024857 | 0.023776 | 0.0010807 | 0.11469 | 0.3877 | 0.24816 | 0 | 0.10701 | -1.0444 | -0.10701 | 0.2807
[9 empty] | 2014-05-12 | 8時 | 0.51057 | 0 | 0 | 0 | 0 | 0 | 0 | 0 | 0 | 0 | 0.052312 | 0 | 0 | 0 | 0 | 0 | 0 | 0 | 0 | 0.024857 | 0.023776 | 0.0010807 | 0.064563 | 0.2343 | 0.14488 | 0 | 0.055613 | -0.54279 | -0.055613 | 0.17868
[9 empty] | 2014-05-12 | 9時 | 0 | 0 | 0 | 0 | 0 | 0 | 0 | 0 | 0 | 0 | 0 | 0 | 0 | 0 | 0 | 0 | 0 | 0 | 0 | 0.024026 | 0.023776 | 0.00025017 | 0.16544 | 0.52635 | 0.33688 | 0 | 0.23653 | -2.3086 | -0.23653 | 0.28981
[9 empty] | 2014-05-12 | 10時 | 0 | 0 | 0 | 0 | 0 | 0 | 0 | 0 | 0 | 0 | 0 | 0 | 0 | 0 | 0 | 0 | 0 | 0 | 0 | 0.024446 | 0.023776 | 0.00067044 | 0.053027 | 0.1258 | 0.04833 | 0 | 0.047867 | -0.46718 | -0.047867 | 0.077937
[9 empty] | 2014-05-12 | 11時 | 0.5624 | 0 | 0 | 0 | 0 | 0 | 0 | 0 | 0 | 0 | 0.057623 | 0 | 0 | 0 | 0 | 0 | 0 | 0 | 0 | 0.024026 | 0.023776 | 0.00025017 | 0.0026381 | 0.082794 | 0.05613 | 0 | -0.0034237 | 0.033415 | 0.0034237 | 0.086218
[9 empty] | 2014-05-12 | 12時 | 0.51406 | 0 | 0 | 0 | 0 | 0 | 0 | 0 | 0 | 0 | 0.05267 | 0 | 0 | 0 | 0 | 0 | 0 | 0 | 0 | 0.03053 | 0.023776 | 0.0067545 | 0.029502 | 0.33286 | 0.27283 | 0 | 0.11223 | -1.0954 | -0.11223 | 0.22063
[9 empty] | 2014-05-12 | 13時 | 0 | 0 | 0 | 0 | 0 | 0 | 0 | 0 | 0 | 0 | 0 | 0 | 0 | 0 | 0 | 0 | 0 | 0 | 0 | 0.024446 | 0.023776 | 0.00067044 | 0.058042 | 0.13082 | 0.04833 | 0 | 0.04901 | -0.47834 | -0.04901 | 0.081808
[9 empty] | 2014-05-12 | 14時 | 0 | 0 | 0 | 0 | 0 | 0 | 0 | 0 | 0 | 0 | 0 | 0 | 0 | 0 | 0 | 0 | 0 | 0 | 0 | 0.024026 | 0.023776 | 0.00025017 | 0.024487 | 0.10464 | 0.05613 | 0 | 0.046062 | -0.44957 | -0.046062 | 0.058581
[9 empty] | 2014-05-12 | 15時 | 0.68074 | 0 | 0 | 0 | 0 | 0 | 0 | 0 | 0 | 0 | 0.069748 | 0 | 0 | 0 | 0 | 0 | 0 | 0 | 0 | 0.024026 | 0.023776 | 0.00025017 | 0 | 0.080156 | 0.05613 | 0 | -0.01339 | 0.13069 | 0.01339 | 0.093547
[9 empty] | 2014-05-12 | 16時 | 0.54041 | 0 | 0 | 0 | 0 | 0 | 0 | 0 | 0 | 0 | 0.05537 | 0 | 0 | 0 | 0 | 0 | 0 | 0 | 0 | 0.024446 | 0.023776 | 0.00067044 | 0.033816 | 0.10659 | 0.04833 | 0 | 0.0007204 | -0.0070311 | -0.0007204 | 0.10587
[9 empty] | 2014-05-12 | 17時 | 1.4777 | 0 | 0 | 0 | 0 | 0 | 0 | 0 | 0 | 0 | 0.15141 | 0 | 0 | 0 | 0 | 0 | 0 | 0 | 0 | 0.024446 | 0.023776 | 0.00067044 | 0.056835 | 0.28621 | 0.20493 | 0 | -0.00089615 | 0.0087464 | 0.00089615 | 0.28711
[9 empty] | 2014-05-12 | 18時 | 0.69116 | 0 | 0 | 0 | 0 | 0 | 0 | 0 | 0 | 0 | 0.070816 | 0 | 0 | 0 | 0 | 0 | 0 | 0 | 0 | 0.036624 | 0.023776 | 0.012849 | 0.066494 | 0.4419 | 0.33878 | 0 | 0.1058 | -1.0326 | -0.1058 | 0.3361
[9 empty] | 2014-05-12 | 19時 | 1.3551 | 0 | 0 | 0 | 0 | 0 | 0 | 0 | 0 | 0 | 0.13884 | 0 | 0 | 0 | 0 | 0 | 0 | 0 | 0 | 0.036624 | 0.023776 | 0.012849 | 0.16307 | 0.33458 | 0.13488 | 0 | 0.033865 | -0.33052 | -0.033865 | 0.30071
[9 empty] | 2014-05-12 | 20時 | 1.4477 | 0 | 0 | 0 | 0 | 0 | 0 | 0 | 0 | 0 | 0.14833 | 0 | 0 | 0 | 0 | 0 | 0 | 0 | 0 | 0.024446 | 0.023776 | 0.00067044 | 0.088224 | 0.24028 | 0.12761 | 0 | -0.03327 | 0.32472 | 0.03327 | 0.27355
[9 empty] | 2014-05-12 | 21時 | 2.2567 | 0 | 0 | 0 | 0 | 0 | 0 | 0 | 0 | 0 | 0.23122 | 0 | 0 | 0 | 0 | 0 | 0 | 0 | 0 | 0.024446 | 0.023776 | 0.00067044 | 0.14284 | 0.35471 | 0.18743 | 0 | -0.016027 | 0.15642 | 0.016027 | 0.37074
[9 empty] | 2014-05-12 | 22時 | 1.5076 | 0 | 0 | 0 | 0 | 0 | 0 | 0 | 0 | 0 | 0.15447 | 0 | 0 | 0 | 0 | 0 | 0 | 0 | 0 | 0.036344 | 0.023776 | 0.012568 | 0.16493 | 0.39307 | 0.19179 | 0 | 0.026313 | -0.25682 | -0.026313 | 0.36675
[9 empty] | 2014-05-12 | 23時 | 0 | 0 | 0 | 0 | 0 | 0 | 0 | 0 | 0 | 0 | 0 | 0 | 0 | 0 | 0 | 0 | 0 | 0 | 0 | 0.037175 | 0.023776 | 0.013399 | 0.17268 | 0.42753 | 0.21768 | 0 | 0.16822 | -1.6418 | -0.16822 | 0.25932
[9 empty] | 2014-05-13 | 0時 | 0 | 0 | 0 | 0 | 0 | 0 | 0 | 0 | 0 | 0 | 0 | 0 | 0 | 0 | 0 | 0 | 0 | 0 | 0 | 0.024026 | 0.023776 | 0.00025017 | 0 | 0.18186 | 0.15783 | 0 | 0.11261 | -1.0991 | -0.11261 | 0.069248
[9 empty] | 2014-05-13 | 1時 | 0 | 0 | 0 | 0 | 0 | 0 | 0 | 0 | 0 | 0 | 0 | 0 | 0 | 0 | 0 | 0 | 0 | 0 | 0 | 0.024026 | 0.023776 | 0.00025017 | 0 | 0.072356 | 0.04833 | 0 | 0.041082 | -0.40096 | -0.041082 | 0.031274
[9 empty] | 2014-05-13 | 2時 | 0 | 0 | 0 | 0 | 0 | 0 | 0 | 0 | 0 | 0 | 0 | 0 | 0 | 0 | 0 | 0 | 0 | 0 | 0 | 0.024026 | 0.023776 | 0.00025017 | 0 | 0.080156 | 0.05613 | 0 | 0.046177 | -0.45069 | -0.046177 | 0.033979
[9 empty] | 2014-05-13 | 3時 | 0 | 0 | 0 | 0 | 0 | 0 | 0 | 0 | 0 | 0 | 0 | 0 | 0 | 0 | 0 | 0 | 0 | 0 | 0 | 0.024026 | 0.023776 | 0.00025017 | 0 | 0.080156 | 0.05613 | 0 | 0.046177 | -0.45069 | -0.046177 | 0.033979
[9 empty] | 2014-05-13 | 4時 | 0 | 0 | 0 | 0 | 0 | 0 | 0 | 0 | 0 | 0 | 0 | 0 | 0 | 0 | 0 | 0 | 0 | 0 | 0 | 0.024026 | 0.023776 | 0.00025017 | 0 | 0.072356 | 0.04833 | 0 | 0.041082 | -0.40096 | -0.041082 | 0.031274
[9 empty] | 2014-05-13 | 5時 | 0 | 0 | 0 | 0 | 0 | 0 | 0 | 0 | 0 | 0 | 0 | 0 | 0 | 0 | 0 | 0 | 0 | 0 | 0 | 0.024026 | 0.023776 | 0.00025017 | 0 | 0.080156 | 0.05613 | 0 | 0.046177 | -0.45069 | -0.046177 | 0.033979
[9 empty] | 2014-05-13 | 6時 | 0 | 0 | 0 | 0 | 0 | 0 | 0 | 0 | 0 | 0 | 0 | 0 | 0 | 0 | 0 | 0 | 0 | 0 | 0 | 0.024026 | 0.023776 | 0.00025017 | 0 | 0.080156 | 0.05613 | 0 | 0.046177 | -0.45069 | -0.046177 | 0.033979
[9 empty] | 2014-05-13 | 7時 | 3.3386 | 0 | 0 | 0 | 0 | 0 | 0 | 0 | 0 | 0 | 0.34207 | 0 | 0 | 0 | 0 | 0 | 0 | 0 | 0 | 0.024857 | 0.023776 | 0.0010807 | 0.023666 | 0.23404 | 0.18552 | 0 | -0.097052 | 0.94723 | 0.097052 | 0.3311
[9 empty] | 2014-05-13 | 8時 | 2.3806 | 0 | 0 | 0 | 0 | 0 | 0 | 0 | 0 | 0 | 0.24391 | 0 | 0 | 0 | 0 | 0 | 0 | 0 | 0 | 0.031371 | 0.023776 | 0.0075951 | 0.11401 | 0.4267 | 0.28132 | 0 | 0.0956 | -0.93306 | -0.0956 | 0.3311
[9 empty] | 2014-05-13 | 9時 | 2.1245 | 0 | 0 | 0 | 0 | 0 | 0 | 0 | 0 | 0 | 0.21767 | 0 | 0 | 0 | 0 | 0 | 0 | 0 | 0 | 0.024446 | 0.023776 | 0.00067044 | 0.22373 | 0.50028 | 0.2521 | 0 | 0.16918 | -1.6512 | -0.16918 | 0.3311
[9 empty] | 2014-05-13 | 10時 | 2.1343 | 0 | 0 | 0 | 0 | 0 | 0 | 0 | 0 | 0 | 0.21868 | 0 | 0 | 0 | 0 | 0 | 0 | 0 | 0 | 0.024857 | 0.023776 | 0.0010807 | 0.18888 | 0.44125 | 0.22751 | 0 | 0.11015 | -1.0751 | -0.11015 | 0.3311
[9 empty] | 2014-05-13 | 11時 | 1.3351 | 0 | 0 | 0 | 0 | 0 | 0 | 0 | 0 | 0 | 0.13679 | 0 | 0 | 0 | 0 | 0 | 0 | 0 | 0 | 0.024446 | 0.023776 | 0.00067044 | 0.17015 | 0.4299 | 0.23531 | 0 | 0.10085 | -0.98434 | -0.10085 | 0.32904
[9 empty] | 2014-05-13 | 12時 | 0.53233 | 0 | 0 | 0 | 0 | 0 | 0 | 0 | 0 | 0 | 0.054542 | 0 | 0 | 0 | 0 | 0 | 0 | 0 | 0 | 0.03053 | 0.023776 | 0.0067545 | 0.15008 | 0.45344 | 0.27283 | 0 | 0.17214 | -1.6801 | -0.17214 | 0.28131
[9 empty] | 2014-05-13 | 13時 | 0 | 0 | 0 | 0 | 0 | 0 | 0 | 0 | 0 | 0 | 0 | 0 | 0 | 0 | 0 | 0 | 0 | 0 | 0 | 0.024446 | 0.023776 | 0.00067044 | 0.093998 | 0.16677 | 0.04833 | 0 | 0.07003 | -0.6835 | -0.07003 | 0.096745
[9 empty] | 2014-05-13 | 14時 | 0 | 0 | 0 | 0 | 0 | 0 | 0 | 0 | 0 | 0 | 0 | 0 | 0 | 0 | 0 | 0 | 0 | 0 | 0 | 0.024026 | 0.023776 | 0.00025017 | 0 | 0.080156 | 0.05613 | 0 | 0.046177 | -0.45069 | -0.046177 | 0.033979
[9 empty] | 2014-05-13 | 15時 | 1.3468 | 0 | 0 | 0 | 0 | 0 | 0 | 0 | 0 | 0 | 0.13799 | 0 | 0 | 0 | 0 | 0 | 0 | 0 | 0 | 0.024026 | 0.023776 | 0.00025017 | 0 | 0.080156 | 0.05613 | 0 | -0.049519 | 0.48331 | 0.049519 | 0.12968
[9 empty] | 2014-05-13 | 16時 | 1.6377 | 0 | 0 | 0 | 0 | 0 | 0 | 0 | 0 | 0 | 0.1678 | 0 | 0 | 0 | 0 | 0 | 0 | 0 | 0 | 0.024857 | 0.023776 | 0.0010807 | 0.070329 | 0.37035 | 0.27516 | 0 | 0.039249 | -0.38308 | -0.039249 | 0.3311
[9 empty] | 2014-05-13 | 17時 | 1.7851 | 0 | 0 | 0 | 0 | 0 | 0 | 0 | 0 | 0 | 0.1829 | 0 | 0 | 0 | 0 | 0 | 0 | 0 | 0 | 0.036624 | 0.023776 | 0.012849 | 0.13006 | 0.44491 | 0.27822 | 0 | 0.11381 | -1.1108 | -0.11381 | 0.3311
[9 empty] | 2014-05-13 | 18時 | 0.68078 | 0 | 0 | 0 | 0 | 0 | 0 | 0 | 0 | 0 | 0.069752 | 0 | 0 | 0 | 0 | 0 | 0 | 0 | 0 | 0.036624 | 0.023776 | 0.012849 | 0.15964 | 0.41407 | 0.21781 | 0 | 0.084641 | -0.82609 | -0.084641 | 0.32943
[9 empty] | 2014-05-13 | 19時 | 2.6029 | 0 | 0 | 0 | 0 | 0 | 0 | 0 | 0 | 0 | 0.26669 | 0 | 0 | 0 | 0 | 0 | 0 | 0 | 0 | 0.024026 | 0.023776 | 0.00025017 | 0.067685 | 0.2273 | 0.13559 | 0 | -0.052823 | 0.51555 | 0.052823 | 0.28013
[9 empty] | 2014-05-13 | 20時 | 2.5751 | 0 | 0 | 0 | 0 | 0 | 0 | 0 | 0 | 0 | 0.26384 | 0 | 0 | 0 | 0 | 0 | 0 | 0 | 0 | 0.024446 | 0.023776 | 0.00067044 | 0.14104 | 0.29311 | 0.12762 | 0 | -0.037991 | 0.37079 | 0.037991 | 0.3311
[9 empty] | 2014-05-13 | 21時 | 2.6778 | 0 | 0 | 0 | 0 | 0 | 0 | 0 | 0 | 0 | 0.27437 | 0 | 0 | 0 | 0 | 0 | 0 | 0 | 0 | 0.036344 | 0.023776 | 0.012568 | 0.16291 | 0.4405 | 0.24124 | 0 | 0.1094 | -1.0677 | -0.1094 | 0.3311
[9 empty] | 2014-05-13 | 22時 | 0 | 0 | 0 | 0 | 0 | 0 | 0 | 0 | 0 | 0 | 0 | 0 | 0 | 0 | 0 | 0 | 0 | 0 | 0 | 0.036764 | 0.023776 | 0.012989 | 0.16493 | 0.38136 | 0.17966 | 0 | 0.14739 | -1.4385 | -0.14739 | 0.23397
[9 empty] | 2014-05-13 | 23時 | 0 | 0 | 0 | 0 | 0 | 0 | 0 | 0 | 0 | 0 | 0 | 0 | 0 | 0 | 0 | 0 | 0 | 0 | 0 | 0.03039 | 0.023776 | 0.0066144 | 0.1312 | 0.31942 | 0.15783 | 0 | 0.15476 | -1.5105 | -0.15476 | 0.16466
[9 empty] | 2014-05-14 | 0時 | 0 | 0 | 0 | 0 | 0 | 0 | 0 | 0 | 0 | 0 | 0 | 0 | 0 | 0 | 0 | 0 | 0 | 0 | 0 | 0.024026 | 0.023776 | 0.00025017 | 0 | 0.18186 | 0.15783 | 0 | 0.10161 | -0.99174 | -0.10161 | 0.080244
[9 empty] | 2014-05-14 | 1時 | 0 | 0 | 0 | 0 | 0 | 0 | 0 | 0 | 0 | 0 | 0 | 0 | 0 | 0 | 0 | 0 | 0 | 0 | 0 | 0.024026 | 0.023776 | 0.00025017 | 0 | 0.072356 | 0.04833 | 0 | 0.035002 | -0.34162 | -0.035002 | 0.037355
[9 empty] | 2014-05-14 | 2時 | 0 | 0 | 0 | 0 | 0 | 0 | 0 | 0 | 0 | 0 | 0 | 0 | 0 | 0 | 0 | 0 | 0 | 0 | 0 | 0.024026 | 0.023776 | 0.00025017 | 0 | 0.080156 | 0.05613 | 0 | 0.039747 | -0.38793 | -0.039747 | 0.04041
[9 empty] | 2014-05-14 | 3時 | 0 | 0 | 0 | 0 | 0 | 0 | 0 | 0 | 0 | 0 | 0 | 0 | 0 | 0 | 0 | 0 | 0 | 0 | 0 | 0.024026 | 0.023776 | 0.00025017 | 0 | 0.080156 | 0.05613 | 0 | 0.039747 | -0.38793 | -0.039747 | 0.04041
[9 empty] | 2014-05-14 | 4時 | 0 | 0 | 0 | 0 | 0 | 0 | 0 | 0 | 0 | 0 | 0 | 0 | 0 | 0 | 0 | 0 | 0 | 0 | 0 | 0.024026 | 0.023776 | 0.00025017 | 0 | 0.072356 | 0.04833 | 0 | 0.035002 | -0.34162 | -0.035002 | 0.037355
[9 empty] | 2014-05-14 | 5時 | 0 | 0 | 0 | 0 | 0 | 0 | 0 | 0 | 0 | 0 | 0 | 0 | 0 | 0 | 0 | 0 | 0 | 0 | 0 | 0.024026 | 0.023776 | 0.00025017 | 0 | 0.080156 | 0.05613 | 0 | 0.039747 | -0.38793 | -0.039747 | 0.04041
[9 empty] | 2014-05-14 | 6時 | 0 | 0 | 0 | 0 | 0 | 0 | 0 | 0 | 0 | 0 | 0 | 0 | 0 | 0 | 0 | 0 | 0 | 0 | 0 | 0.024446 | 0.023776 | 0.00067044 | 0.018231 | 0.15865 | 0.11597 | 0 | 0.068495 | -0.66852 | -0.068495 | 0.090152
[9 empty] | 2014-05-14 | 7時 | 2.1157 | 0 | 0 | 0 | 0 | 0 | 0 | 0 | 0 | 0 | 0.21677 | 0 | 0 | 0 | 0 | 0 | 0 | 0 | 0 | 0.024446 | 0.023776 | 0.00067044 | 0.054439 | 0.34926 | 0.27038 | 0 | -0.001775 | 0.017324 | 0.001775 | 0.35104
[9 empty] | 2014-05-14 | 8時 | 2.0951 | 0 | 0 | 0 | 0 | 0 | 0 | 0 | 0 | 0 | 0.21466 | 0 | 0 | 0 | 0 | 0 | 0 | 0 | 0 | 0.037875 | 0.023776 | 0.014099 | 0.13781 | 0.50836 | 0.33267 | 0 | 0.13237 | -1.292 | -0.13237 | 0.37599
[9 empty] | 2014-05-14 | 9時 | 2.0443 | 0 | 0 | 0 | 0 | 0 | 0 | 0 | 0 | 0 | 0.20946 | 0 | 0 | 0 | 0 | 0 | 0 | 0 | 0 | 0.024026 | 0.023776 | 0.00025017 | 0.072039 | 0.15219 | 0.05613 | 0 | -0.10871 | 1.061 | 0.10871 | 0.2609
[9 empty] | 2014-05-14 | 10時 | 0 | 0 | 0 | 0 | 0 | 0 | 0 | 0 | 0 | 0 | 0 | 0 | 0 | 0 | 0 | 0 | 0 | 0 | 0 | 0.024026 | 0.023776 | 0.00025017 | 0 | 0.072356 | 0.04833 | 0 | 0.035002 | -0.34162 | -0.035002 | 0.037355
[9 empty] | 2014-05-14 | 11時 | 0 | 0 | 0 | 0 | 0 | 0 | 0 | 0 | 0 | 0 | 0 | 0 | 0 | 0 | 0 | 0 | 0 | 0 | 0 | 0.024026 | 0.023776 | 0.00025017 | 0 | 0.080156 | 0.05613 | 0 | 0.039747 | -0.38793 | -0.039747 | 0.04041
[9 empty] | 2014-05-14 | 12時 | 0 | 0 | 0 | 0 | 0 | 0 | 0 | 0 | 0 | 0 | 0 | 0 | 0 | 0 | 0 | 0 | 0 | 0 | 0 | 0.024026 | 0.023776 | 0.00025017 | 0 | 0.080156 | 0.05613 | 0 | 0.039747 | -0.38793 | -0.039747 | 0.04041
[9 empty] | 2014-05-14 | 13時 | 0 | 0 | 0 | 0 | 0 | 0 | 0 | 0 | 0 | 0 | 0 | 0 | 0 | 0 | 0 | 0 | 0 | 0 | 0 | 0.024026 | 0.023776 | 0.00025017 | 0 | 0.072356 | 0.04833 | 0 | 0.035002 | -0.34162 | -0.035002 | 0.037355
[9 empty] | 2014-05-14 | 14時 | 0 | 0 | 0 | 0 | 0 | 0 | 0 | 0 | 0 | 0 | 0 | 0 | 0 | 0 | 0 | 0 | 0 | 0 | 0 | 0.024026 | 0.023776 | 0.00025017 | 0 | 0.080156 | 0.05613 | 0 | 0.039747 | -0.38793 | -0.039747 | 0.04041
[9 empty] | 2014-05-14 | 15時 | 0 | 0 | 0 | 0 | 0 | 0 | 0 | 0 | 0 | 0 | 0 | 0 | 0 | 0 | 0 | 0 | 0 | 0 | 0 | 0.024026 | 0.023776 | 0.00025017 | 0 | 0.080156 | 0.05613 | 0 | 0.039747 | -0.38793 | -0.039747 | 0.04041
[9 empty] | 2014-05-14 | 16時 | 0 | 0 | 0 | 0 | 0 | 0 | 0 | 0 | 0 | 0 | 0 | 0 | 0 | 0 | 0 | 0 | 0 | 0 | 0 | 0.024026 | 0.023776 | 0.00025017 | 0 | 0.072356 | 0.04833 | 0 | 0.035002 | -0.34162 | -0.035002 | 0.037355
[9 empty] | 2014-05-14 | 17時 | 0 | 0 | 0 | 0 | 0 | 0 | 0 | 0 | 0 | 0 | 0 | 0 | 0 | 0 | 0 | 0 | 0 | 0 | 0 | 0.024026 | 0.023776 | 0.00025017 | 0 | 0.080156 | 0.05613 | 0 | 0.039747 | -0.38793 | -0.039747 | 0.04041
[9 empty] | 2014-05-14 | 18時 | 0 | 0 | 0 | 0 | 0 | 0 | 0 | 0 | 0 | 0 | 0 | 0 | 0 | 0 | 0 | 0 | 0 | 0 | 0 | 0.024026 | 0.023776 | 0.00025017 | 0 | 0.080156 | 0.05613 | 0 | 0.039747 | -0.38793 | -0.039747 | 0.04041
[9 empty] | 2014-05-14 | 19時 | 0 | 0 | 0 | 0 | 0 | 0 | 0 | 0 | 0 | 0 | 0 | 0 | 0 | 0 | 0 | 0 | 0 | 0 | 0 | 0.024026 | 0.023776 | 0.00025017 | 0 | 0.072356 | 0.04833 | 0 | 0.035002 | -0.34162 | -0.035002 | 0.037355
[9 empty] | 2014-05-14 | 20時 | 0.79622 | 0 | 0 | 0 | 0 | 0 | 0 | 0 | 0 | 0 | 0.08158 | 0 | 0 | 0 | 0 | 0 | 0 | 0 | 0 | 0.024857 | 0.023776 | 0.0010807 | 0.035316 | 0.26512 | 0.20494 | 0 | -0.017568 | 0.17146 | 0.017568 | 0.28268
[9 empty] | 2014-05-14 | 21時 | 2.1189 | 0 | 0 | 0 | 0 | 0 | 0 | 0 | 0 | 0 | 0.21711 | 0 | 0 | 0 | 0 | 0 | 0 | 0 | 0 | 0.024446 | 0.023776 | 0.00067044 | 0.091389 | 0.35706 | 0.24122 | 0 | -0.018929 | 0.18475 | 0.018929 | 0.37599
[9 empty] | 2014-05-14 | 22時 | 0 | 0 | 0 | 0 | 0 | 0 | 0 | 0 | 0 | 0 | 0 | 0 | 0 | 0 | 0 | 0 | 0 | 0 | 0 | 0.030811 | 0.023776 | 0.0070347 | 0.16493 | 0.2469 | 0.051159 | 0 | 0.065565 | -0.63992 | -0.065565 | 0.18133
[9 empty] | 2014-05-14 | 23時 | 0 | 0 | 0 | 0 | 0 | 0 | 0 | 0 | 0 | 0 | 0 | 0 | 0 | 0 | 0 | 0 | 0 | 0 | 0 | 0.036344 | 0.023776 | 0.012568 | 0.13218 | 0.38619 | 0.21767 | 0 | 0.15763 | -1.5385 | -0.15763 | 0.22856
[9 empty] | 2014-05-15 | 0時 | 0 | 0 | 0 | 0 | 0 | 0 | 0 | 0 | 0 | 0 | 0 | 0 | 0 | 0 | 0 | 0 | 0 | 0 | 0 | 0.024026 | 0.023776 | 0.00025017 | 0.045276 | 0.22713 | 0.15783 | 0 | 0.11655 | -1.1375 | -0.11655 | 0.11058
[9 empty] | 2014-05-15 | 1時 | 0 | 0 | 0 | 0 | 0 | 0 | 0 | 0 | 0 | 0 | 0 | 0 | 0 | 0 | 0 | 0 | 0 | 0 | 0 | 0.024026 | 0.023776 | 0.00025017 | 0 | 0.072356 | 0.04833 | 0 | 0.037073 | -0.36183 | -0.037073 | 0.035284
[9 empty] | 2014-05-15 | 2時 | 0 | 0 | 0 | 0 | 0 | 0 | 0 | 0 | 0 | 0 | 0 | 0 | 0 | 0 | 0 | 0 | 0 | 0 | 0 | 0.024026 | 0.023776 | 0.00025017 | 0 | 0.080156 | 0.05613 | 0 | 0.041937 | -0.4093 | -0.041937 | 0.03822
[9 empty] | 2014-05-15 | 3時 | 0 | 0 | 0 | 0 | 0 | 0 | 0 | 0 | 0 | 0 | 0 | 0 | 0 | 0 | 0 | 0 | 0 | 0 | 0 | 0.024026 | 0.023776 | 0.00025017 | 0 | 0.080156 | 0.05613 | 0 | 0.041937 | -0.4093 | -0.041937 | 0.03822
[9 empty] | 2014-05-15 | 4時 | 0 | 0 | 0 | 0 | 0 | 0 | 0 | 0 | 0 | 0 | 0 | 0 | 0 | 0 | 0 | 0 | 0 | 0 | 0 | 0.024026 | 0.023776 | 0.00025017 | 0 | 0.072356 | 0.04833 | 0 | 0.037073 | -0.36183 | -0.037073 | 0.035284
[9 empty] | 2014-05-15 | 5時 | 3.0081 | 0 | 0 | 0 | 0 | 0 | 0 | 0 | 0 | 0 | 0.30821 | 0 | 0 | 0 | 0 | 0 | 0 | 0 | 0 | 0.024026 | 0.023776 | 0.00025017 | 0 | 0.080156 | 0.05613 | 0 | -0.19 | 1.8544 | 0.19 | 0.27016
[9 empty] | 2014-05-15 | 6時 | 0.89505 | 0 | 0 | 0 | 0 | 0 | 0 | 0 | 0 | 0 | 0.091706 | 0 | 0 | 0 | 0 | 0 | 0 | 0 | 0 | 0.03053 | 0.023776 | 0.0067545 | 0.018231 | 0.30998 | 0.26122 | 0 | 0.081145 | -0.79198 | -0.081145 | 0.22884
[9 empty] | 2014-05-15 | 7時 | 0.68253 | 0 | 0 | 0 | 0 | 0 | 0 | 0 | 0 | 0 | 0.069931 | 0 | 0 | 0 | 0 | 0 | 0 | 0 | 0 | 0.024857 | 0.023776 | 0.0010807 | 0.11469 | 0.3877 | 0.24816 | 0 | 0.10173 | -0.99287 | -0.10173 | 0.28598
[9 empty] | 2014-05-15 | 8時 | 0.51508 | 0 | 0 | 0 | 0 | 0 | 0 | 0 | 0 | 0 | 0.052775 | 0 | 0 | 0 | 0 | 0 | 0 | 0 | 0 | 0.024857 | 0.023776 | 0.0010807 | 0.064563 | 0.2343 | 0.14488 | 0 | 0.060315 | -0.58868 | -0.060315 | 0.17398
[9 empty] | 2014-05-15 | 9時 | 0 | 0 | 0 | 0 | 0 | 0 | 0 | 0 | 0 | 0 | 0 | 0 | 0 | 0 | 0 | 0 | 0 | 0 | 0 | 0.024026 | 0.023776 | 0.00025017 | 0.16544 | 0.52635 | 0.33688 | 0 | 0.24447 | -2.386 | -0.24447 | 0.28188
[9 empty] | 2014-05-15 | 10時 | 0 | 0 | 0 | 0 | 0 | 0 | 0 | 0 | 0 | 0 | 0 | 0 | 0 | 0 | 0 | 0 | 0 | 0 | 0 | 0.024446 | 0.023776 | 0.00067044 | 0.053027 | 0.1258 | 0.04833 | 0 | 0.050299 | -0.49092 | -0.050299 | 0.075504
[9 empty] | 2014-05-15 | 11時 | 0.48624 | 0 | 0 | 0 | 0 | 0 | 0 | 0 | 0 | 0 | 0.049819 | 0 | 0 | 0 | 0 | 0 | 0 | 0 | 0 | 0.024026 | 0.023776 | 0.00025017 | 0.0026381 | 0.082794 | 0.05613 | 0 | 0.0050969 | -0.049746 | -0.0050969 | 0.077697
[9 empty] | 2014-05-15 | 12時 | 0.482 | 0 | 0 | 0 | 0 | 0 | 0 | 0 | 0 | 0 | 0.049386 | 0 | 0 | 0 | 0 | 0 | 0 | 0 | 0 | 0.03053 | 0.023776 | 0.0067545 | 0.029502 | 0.33286 | 0.27283 | 0 | 0.12085 | -1.1795 | -0.12085 | 0.21202
[9 empty] | 2014-05-15 | 13時 | 0 | 0 | 0 | 0 | 0 | 0 | 0 | 0 | 0 | 0 | 0 | 0 | 0 | 0 | 0 | 0 | 0 | 0 | 0 | 0.024446 | 0.023776 | 0.00067044 | 0.058042 | 0.13082 | 0.04833 | 0 | 0.051543 | -0.50306 | -0.051543 | 0.079275
[9 empty] | 2014-05-15 | 14時 | 0 | 0 | 0 | 0 | 0 | 0 | 0 | 0 | 0 | 0 | 0 | 0 | 0 | 0 | 0 | 0 | 0 | 0 | 0 | 0.024026 | 0.023776 | 0.00025017 | 0.024487 | 0.10464 | 0.05613 | 0 | 0.047992 | -0.4684 | -0.047992 | 0.056651
[9 empty] | 2014-05-15 | 15時 | 0.47458 | 0 | 0 | 0 | 0 | 0 | 0 | 0 | 0 | 0 | 0.048625 | 0 | 0 | 0 | 0 | 0 | 0 | 0 | 0 | 0.024026 | 0.023776 | 0.00025017 | 0 | 0.080156 | 0.05613 | 0 | 0.0053439 | -0.052156 | -0.0053439 | 0.074812
[9 empty] | 2014-05-15 | 16時 | 0.48531 | 0 | 0 | 0 | 0 | 0 | 0 | 0 | 0 | 0 | 0.049724 | 0 | 0 | 0 | 0 | 0 | 0 | 0 | 0 | 0.024446 | 0.023776 | 0.00067044 | 0.033816 | 0.10659 | 0.04833 | 0 | 0.0081274 | -0.079324 | -0.0081274 | 0.098465
[9 empty] | 2014-05-15 | 17時 | 1.2766 | 0 | 0 | 0 | 0 | 0 | 0 | 0 | 0 | 0 | 0.1308 | 0 | 0 | 0 | 0 | 0 | 0 | 0 | 0 | 0.024446 | 0.023776 | 0.00067044 | 0.056835 | 0.28621 | 0.20493 | 0 | 0.022478 | -0.21938 | -0.022478 | 0.26373
[9 empty] | 2014-05-15 | 18時 | 0.50507 | 0 | 0 | 0 | 0 | 0 | 0 | 0 | 0 | 0 | 0.051749 | 0 | 0 | 0 | 0 | 0 | 0 | 0 | 0 | 0.036624 | 0.023776 | 0.012849 | 0.066494 | 0.4419 | 0.33878 | 0 | 0.12929 | -1.2618 | -0.12929 | 0.31261
[9 empty] | 2014-05-15 | 19時 | 1.2859 | 0 | 0 | 0 | 0 | 0 | 0 | 0 | 0 | 0 | 0.13175 | 0 | 0 | 0 | 0 | 0 | 0 | 0 | 0 | 0.036624 | 0.023776 | 0.012849 | 0.16307 | 0.33458 | 0.13488 | 0 | 0.048359 | -0.47198 | -0.048359 | 0.28622
[9 empty] | 2014-05-15 | 20時 | 1.2852 | 0 | 0 | 0 | 0 | 0 | 0 | 0 | 0 | 0 | 0.13168 | 0 | 0 | 0 | 0 | 0 | 0 | 0 | 0 | 0.024446 | 0.023776 | 0.00067044 | 0.088224 | 0.24028 | 0.12761 | 0 | -0.013224 | 0.12906 | 0.013224 | 0.2535
[9 empty] | 2014-05-15 | 21時 | 2.0704 | 0 | 0 | 0 | 0 | 0 | 0 | 0 | 0 | 0 | 0.21213 | 0 | 0 | 0 | 0 | 0 | 0 | 0 | 0 | 0.024446 | 0.023776 | 0.00067044 | 0.14284 | 0.35471 | 0.18743 | 0 | -0.0059878 | 0.058441 | 0.0059878 | 0.3607
[9 empty] | 2014-05-15 | 22時 | 1.2968 | 0 | 0 | 0 | 0 | 0 | 0 | 0 | 0 | 0 | 0.13287 | 0 | 0 | 0 | 0 | 0 | 0 | 0 | 0 | 0.036344 | 0.023776 | 0.012568 | 0.16493 | 0.39307 | 0.19179 | 0 | 0.052503 | -0.51243 | -0.052503 | 0.34056
[9 empty] | 2014-05-15 | 23時 | 0 | 0 | 0 | 0 | 0 | 0 | 0 | 0 | 0 | 0 | 0 | 0 | 0 | 0 | 0 | 0 | 0 | 0 | 0 | 0.037175 | 0.023776 | 0.013399 | 0.17268 | 0.42753 | 0.21768 | 0 | 0.17536 | -1.7115 | -0.17536 | 0.25217
[9 empty] | 2014-05-16 | 0時 | 0 | 0 | 0 | 0 | 0 | 0 | 0 | 0 | 0 | 0 | 0 | 0 | 0 | 0 | 0 | 0 | 0 | 0 | 0 | 0.024026 | 0.023776 | 0.00025017 | 0.045276 | 0.22713 | 0.15783 | 0 | 0.12416 | -1.2118 | -0.12416 | 0.10298
[9 empty] | 2014-05-16 | 1時 | 0 | 0 | 0 | 0 | 0 | 0 | 0 | 0 | 0 | 0 | 0 | 0 | 0 | 0 | 0 | 0 | 0 | 0 | 0 | 0.024026 | 0.023776 | 0.00025017 | 0 | 0.072356 | 0.04833 | 0 | 0.040144 | -0.39181 | -0.040144 | 0.032212
[9 empty] | 2014-05-16 | 2時 | 0 | 0 | 0 | 0 | 0 | 0 | 0 | 0 | 0 | 0 | 0 | 0 | 0 | 0 | 0 | 0 | 0 | 0 | 0 | 0.024026 | 0.023776 | 0.00025017 | 0 | 0.080156 | 0.05613 | 0 | 0.045185 | -0.44101 | -0.045185 | 0.034971
[9 empty] | 2014-05-16 | 3時 | 0 | 0 | 0 | 0 | 0 | 0 | 0 | 0 | 0 | 0 | 0 | 0 | 0 | 0 | 0 | 0 | 0 | 0 | 0 | 0.024026 | 0.023776 | 0.00025017 | 0 | 0.080156 | 0.05613 | 0 | 0.045185 | -0.44101 | -0.045185 | 0.034971
[9 empty] | 2014-05-16 | 4時 | 0 | 0 | 0 | 0 | 0 | 0 | 0 | 0 | 0 | 0 | 0 | 0 | 0 | 0 | 0 | 0 | 0 | 0 | 0 | 0.024026 | 0.023776 | 0.00025017 | 0 | 0.072356 | 0.04833 | 0 | 0.040144 | -0.39181 | -0.040144 | 0.032212
[9 empty] | 2014-05-16 | 5時 | 1.4136 | 0 | 0 | 0 | 0 | 0 | 0 | 0 | 0 | 0 | 0.14483 | 0 | 0 | 0 | 0 | 0 | 0 | 0 | 0 | 0.024026 | 0.023776 | 0.00025017 | 0 | 0.080156 | 0.05613 | 0 | -0.057242 | 0.55868 | 0.057242 | 0.1374
[9 empty] | 2014-05-16 | 6時 | 0.56126 | 0 | 0 | 0 | 0 | 0 | 0 | 0 | 0 | 0 | 0.057506 | 0 | 0 | 0 | 0 | 0 | 0 | 0 | 0 | 0.03053 | 0.023776 | 0.0067545 | 0.018231 | 0.30998 | 0.26122 | 0 | 0.12006 | -1.1718 | -0.12006 | 0.18992
[9 empty] | 2014-05-16 | 7時 | 0.5039 | 0 | 0 | 0 | 0 | 0 | 0 | 0 | 0 | 0 | 0.051629 | 0 | 0 | 0 | 0 | 0 | 0 | 0 | 0 | 0.024857 | 0.023776 | 0.0010807 | 0.11469 | 0.3877 | 0.24816 | 0 | 0.13285 | -1.2966 | -0.13285 | 0.25486
[9 empty] | 2014-05-16 | 8時 | 0.49003 | 0 | 0 | 0 | 0 | 0 | 0 | 0 | 0 | 0 | 0.050208 | 0 | 0 | 0 | 0 | 0 | 0 | 0 | 0 | 0.024857 | 0.023776 | 0.0010807 | 0.064563 | 0.2343 | 0.14488 | 0 | 0.073558 | -0.71792 | -0.073558 | 0.16074
[9 empty] | 2014-05-16 | 9時 | 0 | 0 | 0 | 0 | 0 | 0 | 0 | 0 | 0 | 0 | 0 | 0 | 0 | 0 | 0 | 0 | 0 | 0 | 0 | 0.024026 | 0.023776 | 0.00025017 | 0.16544 | 0.52635 | 0.33688 | 0 | 0.2624 | -2.561 | -0.2624 | 0.26395
[9 empty] | 2014-05-16 | 10時 | 0 | 0 | 0 | 0 | 0 | 0 | 0 | 0 | 0 | 0 | 0 | 0 | 0 | 0 | 0 | 0 | 0 | 0 | 0 | 0.024446 | 0.023776 | 0.00067044 | 0.053027 | 0.1258 | 0.04833 | 0 | 0.055794 | -0.54455 | -0.055794 | 0.07001
[9 empty] | 2014-05-16 | 11時 | 0.48067 | 0 | 0 | 0 | 0 | 0 | 0 | 0 | 0 | 0 | 0.049249 | 0 | 0 | 0 | 0 | 0 | 0 | 0 | 0 | 0.024026 | 0.023776 | 0.00025017 | 0.0026381 | 0.082794 | 0.05613 | 0 | 0.011127 | -0.1086 | -0.011127 | 0.071667
[9 empty] | 2014-05-16 | 12時 | 0 | 0 | 0 | 0 | 0 | 0 | 0 | 0 | 0 | 0 | 0 | 0 | 0 | 0 | 0 | 0 | 0 | 0 | 0 | 0.03053 | 0.023776 | 0.0067545 | 0.029502 | 0.33286 | 0.27283 | 0 | 0.16949 | -1.6542 | -0.16949 | 0.16337
[9 empty] | 2014-05-16 | 13時 | 0 | 0 | 0 | 0 | 0 | 0 | 0 | 0 | 0 | 0 | 0 | 0 | 0 | 0 | 0 | 0 | 0 | 0 | 0 | 0.024446 | 0.023776 | 0.00067044 | 0.058042 | 0.13082 | 0.04833 | 0 | 0.057265 | -0.55891 | -0.057265 | 0.073554
[9 empty] | 2014-05-16 | 14時 | 0 | 0 | 0 | 0 | 0 | 0 | 0 | 0 | 0 | 0 | 0 | 0 | 0 | 0 | 0 | 0 | 0 | 0 | 0 | 0.024026 | 0.023776 | 0.00025017 | 0.024487 | 0.10464 | 0.05613 | 0 | 0.052351 | -0.51094 | -0.052351 | 0.052293
[9 empty] | 2014-05-16 | 15時 | 0 | 0 | 0 | 0 | 0 | 0 | 0 | 0 | 0 | 0 | 0 | 0 | 0 | 0 | 0 | 0 | 0 | 0 | 0 | 0.024026 | 0.023776 | 0.00025017 | 0 | 0.080156 | 0.05613 | 0 | 0.045185 | -0.44101 | -0.045185 | 0.034971
[9 empty] | 2014-05-16 | 16時 | 0 | 0 | 0 | 0 | 0 | 0 | 0 | 0 | 0 | 0 | 0 | 0 | 0 | 0 | 0 | 0 | 0 | 0 | 0 | 0.024446 | 0.023776 | 0.00067044 | 0.033816 | 0.10659 | 0.04833 | 0 | 0.050171 | -0.48967 | -0.050171 | 0.056422
[9 empty] | 2014-05-16 | 17時 | 0.77736 | 0 | 0 | 0 | 0 | 0 | 0 | 0 | 0 | 0 | 0.079647 | 0 | 0 | 0 | 0 | 0 | 0 | 0 | 0 | 0.024446 | 0.023776 | 0.00067044 | 0.056835 | 0.28621 | 0.20493 | 0 | 0.075488 | -0.73677 | -0.075488 | 0.21072
[9 empty] | 2014-05-16 | 18時 | 0.50888 | 0 | 0 | 0 | 0 | 0 | 0 | 0 | 0 | 0 | 0.052139 | 0 | 0 | 0 | 0 | 0 | 0 | 0 | 0 | 0.036624 | 0.023776 | 0.012849 | 0.066494 | 0.4419 | 0.33878 | 0 | 0.14879 | -1.4522 | -0.14879 | 0.29311
[9 empty] | 2014-05-16 | 19時 | 1.3171 | 0 | 0 | 0 | 0 | 0 | 0 | 0 | 0 | 0 | 0.13495 | 0 | 0 | 0 | 0 | 0 | 0 | 0 | 0 | 0.036624 | 0.023776 | 0.012849 | 0.16307 | 0.33458 | 0.13488 | 0 | 0.066531 | -0.64934 | -0.066531 | 0.26804
[9 empty] | 2014-05-16 | 20時 | 1.3323 | 0 | 0 | 0 | 0 | 0 | 0 | 0 | 0 | 0 | 0.13651 | 0 | 0 | 0 | 0 | 0 | 0 | 0 | 0 | 0.024446 | 0.023776 | 0.00067044 | 0.088224 | 0.24028 | 0.12761 | 0 | -0.00042025 | 0.0041016 | 0.00042025 | 0.2407
[9 empty] | 2014-05-16 | 21時 | 2.1534 | 0 | 0 | 0 | 0 | 0 | 0 | 0 | 0 | 0 | 0.22064 | 0 | 0 | 0 | 0 | 0 | 0 | 0 | 0 | 0.024446 | 0.023776 | 0.00067044 | 0.14284 | 0.35471 | 0.18743 | 0 | 0.016688 | -0.16288 | -0.016688 | 0.33802
[9 empty] | 2014-05-16 | 22時 | 1.3597 | 0 | 0 | 0 | 0 | 0 | 0 | 0 | 0 | 0 | 0.13931 | 0 | 0 | 0 | 0 | 0 | 0 | 0 | 0 | 0.036344 | 0.023776 | 0.012568 | 0.16493 | 0.39307 | 0.19179 | 0 | 0.069412 | -0.67746 | -0.069412 | 0.32366
[9 empty] | 2014-05-16 | 23時 | 0 | 0 | 0 | 0 | 0 | 0 | 0 | 0 | 0 | 0 | 0 | 0 | 0 | 0 | 0 | 0 | 0 | 0 | 0 | 0.037175 | 0.023776 | 0.013399 | 0.17268 | 0.42753 | 0.21768 | 0 | 0.1915 | -1.869 | -0.1915 | 0.23603
[9 empty] | 2014-05-17 | 0時 | 0 | 0 | 0 | 0 | 0 | 0 | 0 | 0 | 0 | 0 | 0 | 0 | 0 | 0 | 0 | 0 | 0 | 0 | 0 | 0.024026 | 0.023776 | 0.00025017 | 0.045276 | 0.22713 | 0.15783 | 0 | 0.074044 | -0.72267 | -0.074044 | 0.15309
[9 empty] | 2014-05-17 | 1時 | 0 | 0 | 0 | 0 | 0 | 0 | 0 | 0 | 0 | 0 | 0 | 0 | 0 | 0 | 0 | 0 | 0 | 0 | 0 | 0.024026 | 0.023776 | 0.00025017 | 0 | 0.072356 | 0.04833 | 0 | 0.019913 | -0.19435 | -0.019913 | 0.052444
[9 empty] | 2014-05-17 | 2時 | 0 | 0 | 0 | 0 | 0 | 0 | 0 | 0 | 0 | 0 | 0 | 0 | 0 | 0 | 0 | 0 | 0 | 0 | 0 | 0.024026 | 0.023776 | 0.00025017 | 0 | 0.080156 | 0.05613 | 0 | 0.023788 | -0.23217 | -0.023788 | 0.056368
[9 empty] | 2014-05-17 | 3時 | 0 | 0 | 0 | 0 | 0 | 0 | 0 | 0 | 0 | 0 | 0 | 0 | 0 | 0 | 0 | 0 | 0 | 0 | 0 | 0.024026 | 0.023776 | 0.00025017 | 0 | 0.080156 | 0.05613 | 0 | 0.023788 | -0.23217 | -0.023788 | 0.056368
[9 empty] | 2014-05-17 | 4時 | 0 | 0 | 0 | 0 | 0 | 0 | 0 | 0 | 0 | 0 | 0 | 0 | 0 | 0 | 0 | 0 | 0 | 0 | 0 | 0.024026 | 0.023776 | 0.00025017 | 0 | 0.072356 | 0.04833 | 0 | 0.019913 | -0.19435 | -0.019913 | 0.052444
[9 empty] | 2014-05-17 | 5時 | 2.5546 | 0 | 0 | 0 | 0 | 0 | 0 | 0 | 0 | 0 | 0.26174 | 0 | 0 | 0 | 0 | 0 | 0 | 0 | 0 | 0.024026 | 0.023776 | 0.00025017 | 0 | 0.080156 | 0.05613 | 0 | -0.23948 | 2.3373 | 0.23948 | 0.31964
[9 empty] | 2014-05-17 | 6時 | 0.53487 | 0 | 0 | 0 | 0 | 0 | 0 | 0 | 0 | 0 | 0.054802 | 0 | 0 | 0 | 0 | 0 | 0 | 0 | 0 | 0.03053 | 0.023776 | 0.0067545 | 0.018231 | 0.30998 | 0.26122 | 0 | 0.035959 | -0.35096 | -0.035959 | 0.27402
[9 empty] | 2014-05-17 | 7時 | 0.51625 | 0 | 0 | 0 | 0 | 0 | 0 | 0 | 0 | 0 | 0.052895 | 0 | 0 | 0 | 0 | 0 | 0 | 0 | 0 | 0.024857 | 0.023776 | 0.0010807 | 0.11469 | 0.3877 | 0.24816 | 0 | 0.017327 | -0.16911 | -0.017327 | 0.37038
[9 empty] | 2014-05-17 | 8時 | 0.5018 | 0 | 0 | 0 | 0 | 0 | 0 | 0 | 0 | 0 | 0.051414 | 0 | 0 | 0 | 0 | 0 | 0 | 0 | 0 | 0.024857 | 0.023776 | 0.0010807 | 0.064563 | 0.2343 | 0.14488 | 0 | -0.0021585 | 0.021067 | 0.0021585 | 0.23646
[9 empty] | 2014-05-17 | 9時 | 0 | 0 | 0 | 0 | 0 | 0 | 0 | 0 | 0 | 0 | 0 | 0 | 0 | 0 | 0 | 0 | 0 | 0 | 0 | 0.024026 | 0.023776 | 0.00025017 | 0.16544 | 0.52635 | 0.33688 | 0 | 0.14431 | -1.4085 | -0.14431 | 0.38204
[9 empty] | 2014-05-17 | 10時 | 0 | 0 | 0 | 0 | 0 | 0 | 0 | 0 | 0 | 0 | 0 | 0 | 0 | 0 | 0 | 0 | 0 | 0 | 0 | 0.024446 | 0.023776 | 0.00067044 | 0.053027 | 0.1258 | 0.04833 | 0 | 0.019602 | -0.19132 | -0.019602 | 0.1062
[9 empty] | 2014-05-17 | 11時 | 0 | 0 | 0 | 0 | 0 | 0 | 0 | 0 | 0 | 0 | 0 | 0 | 0 | 0 | 0 | 0 | 0 | 0 | 0 | 0.024026 | 0.023776 | 0.00025017 | 0.0026381 | 0.082794 | 0.05613 | 0 | 0.023771 | -0.23201 | -0.023771 | 0.059023
[9 empty] | 2014-05-17 | 12時 | 0 | 0 | 0 | 0 | 0 | 0 | 0 | 0 | 0 | 0 | 0 | 0 | 0 | 0 | 0 | 0 | 0 | 0 | 0 | 0.03053 | 0.023776 | 0.0067545 | 0.029502 | 0.33286 | 0.27283 | 0 | 0.093875 | -0.91622 | -0.093875 | 0.23899
[9 empty] | 2014-05-17 | 13時 | 0 | 0 | 0 | 0 | 0 | 0 | 0 | 0 | 0 | 0 | 0 | 0 | 0 | 0 | 0 | 0 | 0 | 0 | 0 | 0.024446 | 0.023776 | 0.00067044 | 0.058042 | 0.13082 | 0.04833 | 0 | 0.019577 | -0.19107 | -0.019577 | 0.11124
[9 empty] | 2014-05-17 | 14時 | 0 | 0 | 0 | 0 | 0 | 0 | 0 | 0 | 0 | 0 | 0 | 0 | 0 | 0 | 0 | 0 | 0 | 0 | 0 | 0.024026 | 0.023776 | 0.00025017 | 0.024487 | 0.10464 | 0.05613 | 0 | 0.02364 | -0.23073 | -0.02364 | 0.081003
[9 empty] | 2014-05-17 | 15時 | 0 | 0 | 0 | 0 | 0 | 0 | 0 | 0 | 0 | 0 | 0 | 0 | 0 | 0 | 0 | 0 | 0 | 0 | 0 | 0.024026 | 0.023776 | 0.00025017 | 0 | 0.080156 | 0.05613 | 0 | 0.023788 | -0.23217 | -0.023788 | 0.056368
[9 empty] | 2014-05-17 | 16時 | 0 | 0 | 0 | 0 | 0 | 0 | 0 | 0 | 0 | 0 | 0 | 0 | 0 | 0 | 0 | 0 | 0 | 0 | 0 | 0.024446 | 0.023776 | 0.00067044 | 0.033816 | 0.10659 | 0.04833 | 0 | 0.019716 | -0.19243 | -0.019716 | 0.086876
[9 empty] | 2014-05-17 | 17時 | 0 | 0 | 0 | 0 | 0 | 0 | 0 | 0 | 0 | 0 | 0 | 0 | 0 | 0 | 0 | 0 | 0 | 0 | 0 | 0.024446 | 0.023776 | 0.00067044 | 0.056835 | 0.28621 | 0.20493 | 0 | 0.060018 | -0.58577 | -0.060018 | 0.22619
[9 empty] | 2014-05-17 | 18時 | 0 | 0 | 0 | 0 | 0 | 0 | 0 | 0 | 0 | 0 | 0 | 0 | 0 | 0 | 0 | 0 | 0 | 0 | 0 | 0.036624 | 0.023776 | 0.012849 | 0.066494 | 0.4419 | 0.33878 | 0 | 0.070834 | -0.69134 | -0.070834 | 0.37106
[9 empty] | 2014-05-17 | 19時 | 0 | 0 | 0 | 0 | 0 | 0 | 0 | 0 | 0 | 0 | 0 | 0 | 0 | 0 | 0 | 0 | 0 | 0 | 0 | 0.036624 | 0.023776 | 0.012849 | 0.16307 | 0.33458 | 0.13488 | 0 | 0.064086 | -0.62548 | -0.064086 | 0.27049
[9 empty] | 2014-05-17 | 20時 | 0 | 0 | 0 | 0 | 0 | 0 | 0 | 0 | 0 | 0 | 0 | 0 | 0 | 0 | 0 | 0 | 0 | 0 | 0 | 0.024446 | 0.023776 | 0.00067044 | 0.088224 | 0.24028 | 0.12761 | 0 | 0.028646 | -0.27959 | -0.028646 | 0.21163
[9 empty] | 2014-05-17 | 21時 | 0 | 0 | 0 | 0 | 0 | 0 | 0 | 0 | 0 | 0 | 0 | 0 | 0 | 0 | 0 | 0 | 0 | 0 | 0 | 0.024446 | 0.023776 | 0.00067044 | 0.14284 | 0.35471 | 0.18743 | 0 | 0.051146 | -0.49919 | -0.051146 | 0.30356
[9 empty] | 2014-05-17 | 22時 | 0 | 0 | 0 | 0 | 0 | 0 | 0 | 0 | 0 | 0 | 0 | 0 | 0 | 0 | 0 | 0 | 0 | 0 | 0 | 0.036344 | 0.023776 | 0.012568 | 0.16493 | 0.39307 | 0.19179 | 0 | 0.066266 | -0.64676 | -0.066266 | 0.3268
[9 empty] | 2014-05-17 | 23時 | 0 | 0 | 0 | 0 | 0 | 0 | 0 | 0 | 0 | 0 | 0 | 0 | 0 | 0 | 0 | 0 | 0 | 0 | 0 | 0.037175 | 0.023776 | 0.013399 | 0.17268 | 0.42753 | 0.21768 | 0 | 0.085202 | -0.83157 | -0.085202 | 0.34233
[9 empty] | 2014-05-18 | 0時 | 0 | 0 | 0 | 0 | 0 | 0 | 0 | 0 | 0 | 0 | 0 | 0 | 0 | 0 | 0 | 0 | 0 | 0 | 0 | 0.024026 | 0.023776 | 0.00025017 | 0.045276 | 0.22713 | 0.15783 | 0 | 0.10172 | -0.99282 | -0.10172 | 0.12541
[9 empty] | 2014-05-18 | 1時 | 0 | 0 | 0 | 0 | 0 | 0 | 0 | 0 | 0 | 0 | 0 | 0 | 0 | 0 | 0 | 0 | 0 | 0 | 0 | 0.024026 | 0.023776 | 0.00025017 | 0 | 0.072356 | 0.04833 | 0 | 0.031087 | -0.30341 | -0.031087 | 0.041269
[9 empty] | 2014-05-18 | 2時 | 0 | 0 | 0 | 0 | 0 | 0 | 0 | 0 | 0 | 0 | 0 | 0 | 0 | 0 | 0 | 0 | 0 | 0 | 0 | 0.024026 | 0.023776 | 0.00025017 | 0 | 0.080156 | 0.05613 | 0 | 0.035607 | -0.34752 | -0.035607 | 0.044549
[9 empty] | 2014-05-18 | 3時 | 0 | 0 | 0 | 0 | 0 | 0 | 0 | 0 | 0 | 0 | 0 | 0 | 0 | 0 | 0 | 0 | 0 | 0 | 0 | 0.024026 | 0.023776 | 0.00025017 | 0 | 0.080156 | 0.05613 | 0 | 0.035607 | -0.34752 | -0.035607 | 0.044549
[9 empty] | 2014-05-18 | 4時 | 0 | 0 | 0 | 0 | 0 | 0 | 0 | 0 | 0 | 0 | 0 | 0 | 0 | 0 | 0 | 0 | 0 | 0 | 0 | 0.024026 | 0.023776 | 0.00025017 | 0 | 0.072356 | 0.04833 | 0 | 0.031087 | -0.30341 | -0.031087 | 0.041269
[9 empty] | 2014-05-18 | 5時 | 0.51948 | 0 | 0 | 0 | 0 | 0 | 0 | 0 | 0 | 0 | 0.053225 | 0 | 0 | 0 | 0 | 0 | 0 | 0 | 0 | 0.024026 | 0.023776 | 0.00025017 | 0 | 0.080156 | 0.05613 | 0 | -0.0091496 | 0.0893 | 0.0091496 | 0.089306
[9 empty] | 2014-05-18 | 6時 | 0.4981 | 0 | 0 | 0 | 0 | 0 | 0 | 0 | 0 | 0 | 0.051035 | 0 | 0 | 0 | 0 | 0 | 0 | 0 | 0 | 0.03053 | 0.023776 | 0.0067545 | 0.018231 | 0.30998 | 0.26122 | 0 | 0.086639 | -0.84559 | -0.086639 | 0.22334
[9 empty] | 2014-05-18 | 7時 | 0 | 0 | 0 | 0 | 0 | 0 | 0 | 0 | 0 | 0 | 0 | 0 | 0 | 0 | 0 | 0 | 0 | 0 | 0 | 0.024857 | 0.023776 | 0.0010807 | 0.11469 | 0.3877 | 0.24816 | 0 | 0.12512 | -1.2212 | -0.12512 | 0.26259
[9 empty] | 2014-05-18 | 8時 | 0 | 0 | 0 | 0 | 0 | 0 | 0 | 0 | 0 | 0 | 0 | 0 | 0 | 0 | 0 | 0 | 0 | 0 | 0 | 0.024857 | 0.023776 | 0.0010807 | 0.064563 | 0.2343 | 0.14488 | 0 | 0.082426 | -0.80448 | -0.082426 | 0.15187
[9 empty] | 2014-05-18 | 9時 | 0 | 0 | 0 | 0 | 0 | 0 | 0 | 0 | 0 | 0 | 0 | 0 | 0 | 0 | 0 | 0 | 0 | 0 | 0 | 0.024026 | 0.023776 | 0.00025017 | 0.16544 | 0.52635 | 0.33688 | 0 | 0.20954 | -2.0451 | -0.20954 | 0.31681
[9 empty] | 2014-05-18 | 10時 | 0 | 0 | 0 | 0 | 0 | 0 | 0 | 0 | 0 | 0 | 0 | 0 | 0 | 0 | 0 | 0 | 0 | 0 | 0 | 0.024446 | 0.023776 | 0.00067044 | 0.053027 | 0.1258 | 0.04833 | 0 | 0.039593 | -0.38643 | -0.039593 | 0.086211
[9 empty] | 2014-05-18 | 11時 | 0 | 0 | 0 | 0 | 0 | 0 | 0 | 0 | 0 | 0 | 0 | 0 | 0 | 0 | 0 | 0 | 0 | 0 | 0 | 0.024026 | 0.023776 | 0.00025017 | 0.0026381 | 0.082794 | 0.05613 | 0 | 0.036025 | -0.35161 | -0.036025 | 0.046769
[9 empty] | 2014-05-18 | 12時 | 0 | 0 | 0 | 0 | 0 | 0 | 0 | 0 | 0 | 0 | 0 | 0 | 0 | 0 | 0 | 0 | 0 | 0 | 0 | 0.03053 | 0.023776 | 0.0067545 | 0.029502 | 0.33286 | 0.27283 | 0 | 0.13564 | -1.3239 | -0.13564 | 0.19722
[9 empty] | 2014-05-18 | 13時 | 0 | 0 | 0 | 0 | 0 | 0 | 0 | 0 | 0 | 0 | 0 | 0 | 0 | 0 | 0 | 0 | 0 | 0 | 0 | 0.024446 | 0.023776 | 0.00067044 | 0.058042 | 0.13082 | 0.04833 | 0 | 0.040394 | -0.39424 | -0.040394 | 0.090425
[9 empty] | 2014-05-18 | 14時 | 0 | 0 | 0 | 0 | 0 | 0 | 0 | 0 | 0 | 0 | 0 | 0 | 0 | 0 | 0 | 0 | 0 | 0 | 0 | 0.024026 | 0.023776 | 0.00025017 | 0.024487 | 0.10464 | 0.05613 | 0 | 0.039499 | -0.38551 | -0.039499 | 0.065145
[9 empty] | 2014-05-18 | 15時 | 0 | 0 | 0 | 0 | 0 | 0 | 0 | 0 | 0 | 0 | 0 | 0 | 0 | 0 | 0 | 0 | 0 | 0 | 0 | 0.024026 | 0.023776 | 0.00025017 | 0 | 0.080156 | 0.05613 | 0 | 0.035607 | -0.34752 | -0.035607 | 0.044549
[9 empty] | 2014-05-18 | 16時 | 0 | 0 | 0 | 0 | 0 | 0 | 0 | 0 | 0 | 0 | 0 | 0 | 0 | 0 | 0 | 0 | 0 | 0 | 0 | 0.024446 | 0.023776 | 0.00067044 | 0.033816 | 0.10659 | 0.04833 | 0 | 0.036538 | -0.35661 | -0.036538 | 0.070055
[9 empty] | 2014-05-18 | 17時 | 0 | 0 | 0 | 0 | 0 | 0 | 0 | 0 | 0 | 0 | 0 | 0 | 0 | 0 | 0 | 0 | 0 | 0 | 0 | 0.024446 | 0.023776 | 0.00067044 | 0.056835 | 0.28621 | 0.20493 | 0 | 0.099686 | -0.97293 | -0.099686 | 0.18652
[9 empty] | 2014-05-18 | 18時 | 0 | 0 | 0 | 0 | 0 | 0 | 0 | 0 | 0 | 0 | 0 | 0 | 0 | 0 | 0 | 0 | 0 | 0 | 0 | 0.036624 | 0.023776 | 0.012849 | 0.066494 | 0.4419 | 0.33878 | 0 | 0.13426 | -1.3104 | -0.13426 | 0.30764
[9 empty] | 2014-05-18 | 19時 | 0 | 0 | 0 | 0 | 0 | 0 | 0 | 0 | 0 | 0 | 0 | 0 | 0 | 0 | 0 | 0 | 0 | 0 | 0 | 0.036624 | 0.023776 | 0.012849 | 0.16307 | 0.33458 | 0.13488 | 0 | 0.11672 | -1.1391 | -0.11672 | 0.21786
[9 empty] | 2014-05-18 | 20時 | 0 | 0 | 0 | 0 | 0 | 0 | 0 | 0 | 0 | 0 | 0 | 0 | 0 | 0 | 0 | 0 | 0 | 0 | 0 | 0.024446 | 0.023776 | 0.00067044 | 0.088224 | 0.24028 | 0.12761 | 0 | 0.065927 | -0.64345 | -0.065927 | 0.17435
[9 empty] | 2014-05-18 | 21時 | 0 | 0 | 0 | 0 | 0 | 0 | 0 | 0 | 0 | 0 | 0 | 0 | 0 | 0 | 0 | 0 | 0 | 0 | 0 | 0.024446 | 0.023776 | 0.00067044 | 0.14284 | 0.35471 | 0.18743 | 0 | 0.1035 | -1.0102 | -0.1035 | 0.25121
[9 empty] | 2014-05-18 | 22時 | 0 | 0 | 0 | 0 | 0 | 0 | 0 | 0 | 0 | 0 | 0 | 0 | 0 | 0 | 0 | 0 | 0 | 0 | 0 | 0.036344 | 0.023776 | 0.012568 | 0.16493 | 0.39307 | 0.19179 | 0 | 0.12243 | -1.1949 | -0.12243 | 0.27063
[9 empty] | 2014-05-18 | 23時 | 0 | 0 | 0 | 0 | 0 | 0 | 0 | 0 | 0 | 0 | 0 | 0 | 0 | 0 | 0 | 0 | 0 | 0 | 0 | 0.037175 | 0.023776 | 0.013399 | 0.17268 | 0.42753 | 0.21768 | 0 | 0.14392 | -1.4046 | -0.14392 | 0.28362
[9 empty] | 2014-05-19 | 0時 | 0 | 0 | 0 | 0 | 0 | 0 | 0 | 0 | 0 | 0 | 0 | 0 | 0 | 0 | 0 | 0 | 0 | 0 | 0 | 0.024026 | 0.023776 | 0.00025017 | 0.045276 | 0.22713 | 0.15783 | 0 | 0.084901 | -0.82864 | -0.084901 | 0.14223
[9 empty] | 2014-05-19 | 1時 | 0 | 0 | 0 | 0 | 0 | 0 | 0 | 0 | 0 | 0 | 0 | 0 | 0 | 0 | 0 | 0 | 0 | 0 | 0 | 0.024026 | 0.023776 | 0.00025017 | 0 | 0.072356 | 0.04833 | 0 | 0.024296 | -0.23713 | -0.024296 | 0.04806
[9 empty] | 2014-05-19 | 2時 | 0 | 0 | 0 | 0 | 0 | 0 | 0 | 0 | 0 | 0 | 0 | 0 | 0 | 0 | 0 | 0 | 0 | 0 | 0 | 0.024026 | 0.023776 | 0.00025017 | 0 | 0.080156 | 0.05613 | 0 | 0.028424 | -0.27742 | -0.028424 | 0.051732
[9 empty] | 2014-05-19 | 3時 | 0 | 0 | 0 | 0 | 0 | 0 | 0 | 0 | 0 | 0 | 0 | 0 | 0 | 0 | 0 | 0 | 0 | 0 | 0 | 0.024026 | 0.023776 | 0.00025017 | 0 | 0.080156 | 0.05613 | 0 | 0.028424 | -0.27742 | -0.028424 | 0.051732
[9 empty] | 2014-05-19 | 4時 | 0 | 0 | 0 | 0 | 0 | 0 | 0 | 0 | 0 | 0 | 0 | 0 | 0 | 0 | 0 | 0 | 0 | 0 | 0 | 0.024026 | 0.023776 | 0.00025017 | 0 | 0.072356 | 0.04833 | 0 | 0.024296 | -0.23713 | -0.024296 | 0.04806
[9 empty] | 2014-05-19 | 5時 | 0.5192 | 0 | 0 | 0 | 0 | 0 | 0 | 0 | 0 | 0 | 0.053197 | 0 | 0 | 0 | 0 | 0 | 0 | 0 | 0 | 0.024026 | 0.023776 | 0.00025017 | 0 | 0.080156 | 0.05613 | 0 | -0.021641 | 0.21122 | 0.021641 | 0.1018
[9 empty] | 2014-05-19 | 6時 | 0.48996 | 0 | 0 | 0 | 0 | 0 | 0 | 0 | 0 | 0 | 0.0502 | 0 | 0 | 0 | 0 | 0 | 0 | 0 | 0 | 0.03053 | 0.023776 | 0.0067545 | 0.018231 | 0.30998 | 0.26122 | 0 | 0.058926 | -0.57512 | -0.058926 | 0.25106
[9 empty] | 2014-05-19 | 7時 | 0 | 0 | 0 | 0 | 0 | 0 | 0 | 0 | 0 | 0 | 0 | 0 | 0 | 0 | 0 | 0 | 0 | 0 | 0 | 0.024857 | 0.023776 | 0.0010807 | 0.11469 | 0.3877 | 0.24816 | 0 | 0.091942 | -0.89736 | -0.091942 | 0.29576
[9 empty] | 2014-05-19 | 8時 | 0 | 0 | 0 | 0 | 0 | 0 | 0 | 0 | 0 | 0 | 0 | 0 | 0 | 0 | 0 | 0 | 0 | 0 | 0 | 0.024857 | 0.023776 | 0.0010807 | 0.064563 | 0.2343 | 0.14488 | 0 | 0.062449 | -0.6095 | -0.062449 | 0.17185
[9 empty] | 2014-05-19 | 9時 | 0 | 0 | 0 | 0 | 0 | 0 | 0 | 0 | 0 | 0 | 0 | 0 | 0 | 0 | 0 | 0 | 0 | 0 | 0 | 0.024026 | 0.023776 | 0.00025017 | 0.16544 | 0.52635 | 0.33688 | 0 | 0.1699 | -1.6582 | -0.1699 | 0.35645
[9 empty] | 2014-05-19 | 10時 | 0 | 0 | 0 | 0 | 0 | 0 | 0 | 0 | 0 | 0 | 0 | 0 | 0 | 0 | 0 | 0 | 0 | 0 | 0 | 0.024446 | 0.023776 | 0.00067044 | 0.053027 | 0.1258 | 0.04833 | 0 | 0.027444 | -0.26785 | -0.027444 | 0.09836
[9 empty] | 2014-05-19 | 11時 | 0 | 0 | 0 | 0 | 0 | 0 | 0 | 0 | 0 | 0 | 0 | 0 | 0 | 0 | 0 | 0 | 0 | 0 | 0 | 0.024026 | 0.023776 | 0.00025017 | 0.0026381 | 0.082794 | 0.05613 | 0 | 0.028578 | -0.27892 | -0.028578 | 0.054216
[9 empty] | 2014-05-19 | 12時 | 0 | 0 | 0 | 0 | 0 | 0 | 0 | 0 | 0 | 0 | 0 | 0 | 0 | 0 | 0 | 0 | 0 | 0 | 0 | 0.03053 | 0.023776 | 0.0067545 | 0.029502 | 0.33286 | 0.27283 | 0 | 0.11026 | -1.0761 | -0.11026 | 0.2226
[9 empty] | 2014-05-19 | 13時 | 0 | 0 | 0 | 0 | 0 | 0 | 0 | 0 | 0 | 0 | 0 | 0 | 0 | 0 | 0 | 0 | 0 | 0 | 0 | 0.024446 | 0.023776 | 0.00067044 | 0.058042 | 0.13082 | 0.04833 | 0 | 0.027742 | -0.27076 | -0.027742 | 0.10308
[9 empty] | 2014-05-19 | 14時 | 0 | 0 | 0 | 0 | 0 | 0 | 0 | 0 | 0 | 0 | 0 | 0 | 0 | 0 | 0 | 0 | 0 | 0 | 0 | 0.024026 | 0.023776 | 0.00025017 | 0.024487 | 0.10464 | 0.05613 | 0 | 0.029861 | -0.29144 | -0.029861 | 0.074783
[9 empty] | 2014-05-19 | 15時 | 0 | 0 | 0 | 0 | 0 | 0 | 0 | 0 | 0 | 0 | 0 | 0 | 0 | 0 | 0 | 0 | 0 | 0 | 0 | 0.024026 | 0.023776 | 0.00025017 | 0 | 0.080156 | 0.05613 | 0 | 0.028424 | -0.27742 | -0.028424 | 0.051732
[9 empty] | 2014-05-19 | 16時 | 0 | 0 | 0 | 0 | 0 | 0 | 0 | 0 | 0 | 0 | 0 | 0 | 0 | 0 | 0 | 0 | 0 | 0 | 0 | 0.024446 | 0.023776 | 0.00067044 | 0.033816 | 0.10659 | 0.04833 | 0 | 0.026315 | -0.25683 | -0.026315 | 0.080278
[9 empty] | 2014-05-19 | 17時 | 0 | 0 | 0 | 0 | 0 | 0 | 0 | 0 | 0 | 0 | 0 | 0 | 0 | 0 | 0 | 0 | 0 | 0 | 0 | 0.024446 | 0.023776 | 0.00067044 | 0.056835 | 0.28621 | 0.20493 | 0 | 0.075578 | -0.73764 | -0.075578 | 0.21063
[9 empty] | 2014-05-19 | 18時 | 0 | 0 | 0 | 0 | 0 | 0 | 0 | 0 | 0 | 0 | 0 | 0 | 0 | 0 | 0 | 0 | 0 | 0 | 0 | 0.036624 | 0.023776 | 0.012849 | 0.066494 | 0.4419 | 0.33878 | 0 | 0.095713 | -0.93416 | -0.095713 | 0.34618
[9 empty] | 2014-05-19 | 19時 | 0 | 0 | 0 | 0 | 0 | 0 | 0 | 0 | 0 | 0 | 0 | 0 | 0 | 0 | 0 | 0 | 0 | 0 | 0 | 0.036624 | 0.023776 | 0.012849 | 0.16307 | 0.33458 | 0.13488 | 0 | 0.084307 | -0.82284 | -0.084307 | 0.25027
[9 empty] | 2014-05-19 | 20時 | 0 | 0 | 0 | 0 | 0 | 0 | 0 | 0 | 0 | 0 | 0 | 0 | 0 | 0 | 0 | 0 | 0 | 0 | 0 | 0.024446 | 0.023776 | 0.00067044 | 0.088224 | 0.24028 | 0.12761 | 0 | 0.04327 | -0.42231 | -0.04327 | 0.19701
[9 empty] | 2014-05-19 | 21時 | 0 | 0 | 0 | 0 | 0 | 0 | 0 | 0 | 0 | 0 | 0 | 0 | 0 | 0 | 0 | 0 | 0 | 0 | 0 | 0.024446 | 0.023776 | 0.00067044 | 0.14284 | 0.35471 | 0.18743 | 0 | 0.071683 | -0.69963 | -0.071683 | 0.28303
[9 empty] | 2014-05-19 | 22時 | 0 | 0 | 0 | 0 | 0 | 0 | 0 | 0 | 0 | 0 | 0 | 0 | 0 | 0 | 0 | 0 | 0 | 0 | 0 | 0.036344 | 0.023776 | 0.012568 | 0.16493 | 0.39307 | 0.19179 | 0 | 0.088298 | -0.86179 | -0.088298 | 0.30477
[9 empty] | 2014-05-19 | 23時 | 0 | 0 | 0 | 0 | 0 | 0 | 0 | 0 | 0 | 0 | 0 | 0 | 0 | 0 | 0 | 0 | 0 | 0 | 0 | 0.037175 | 0.023776 | 0.013399 | 0.17268 | 0.42753 | 0.21768 | 0 | 0.10823 | -1.0563 | -0.10823 | 0.3193
[9 empty] | 2014-05-20 | 0時 | 0 | 0 | 0 | 0 | 0 | 0 | 0 | 0 | 0 | 0 | 0 | 0 | 0 | 0 | 0 | 0 | 0 | 0 | 0 | 0.024026 | 0.023776 | 0.00025017 | 0 | 0.18186 | 0.15783 | 0 | 0.09172 | -0.89518 | -0.09172 | 0.090137
[9 empty] | 2014-05-20 | 1時 | 0 | 0 | 0 | 0 | 0 | 0 | 0 | 0 | 0 | 0 | 0 | 0 | 0 | 0 | 0 | 0 | 0 | 0 | 0 | 0.024026 | 0.023776 | 0.00025017 | 0 | 0.072356 | 0.04833 | 0 | 0.029531 | -0.28823 | -0.029531 | 0.042825
[9 empty] | 2014-05-20 | 2時 | 0 | 0 | 0 | 0 | 0 | 0 | 0 | 0 | 0 | 0 | 0 | 0 | 0 | 0 | 0 | 0 | 0 | 0 | 0 | 0.024026 | 0.023776 | 0.00025017 | 0 | 0.080156 | 0.05613 | 0 | 0.033961 | -0.33146 | -0.033961 | 0.046195
[9 empty] | 2014-05-20 | 3時 | 0 | 0 | 0 | 0 | 0 | 0 | 0 | 0 | 0 | 0 | 0 | 0 | 0 | 0 | 0 | 0 | 0 | 0 | 0 | 0.024026 | 0.023776 | 0.00025017 | 0 | 0.080156 | 0.05613 | 0 | 0.033961 | -0.33146 | -0.033961 | 0.046195
[9 empty] | 2014-05-20 | 4時 | 0 | 0 | 0 | 0 | 0 | 0 | 0 | 0 | 0 | 0 | 0 | 0 | 0 | 0 | 0 | 0 | 0 | 0 | 0 | 0.024026 | 0.023776 | 0.00025017 | 0 | 0.072356 | 0.04833 | 0 | 0.029531 | -0.28823 | -0.029531 | 0.042825
[9 empty] | 2014-05-20 | 5時 | 0 | 0 | 0 | 0 | 0 | 0 | 0 | 0 | 0 | 0 | 0 | 0 | 0 | 0 | 0 | 0 | 0 | 0 | 0 | 0.024026 | 0.023776 | 0.00025017 | 0 | 0.080156 | 0.05613 | 0 | 0.033961 | -0.33146 | -0.033961 | 0.046195
[9 empty] | 2014-05-20 | 6時 | 0 | 0 | 0 | 0 | 0 | 0 | 0 | 0 | 0 | 0 | 0 | 0 | 0 | 0 | 0 | 0 | 0 | 0 | 0 | 0.024026 | 0.023776 | 0.00025017 | 0 | 0.080156 | 0.05613 | 0 | 0.033961 | -0.33146 | -0.033961 | 0.046195
[9 empty] | 2014-05-20 | 7時 | 1.2486 | 0 | 0 | 0 | 0 | 0 | 0 | 0 | 0 | 0 | 0.12793 | 0 | 0 | 0 | 0 | 0 | 0 | 0 | 0 | 0.024857 | 0.023776 | 0.0010807 | 0.023666 | 0.23404 | 0.18552 | 0 | -0.029372 | 0.28667 | 0.029372 | 0.26342
[9 empty] | 2014-05-20 | 8時 | 0 | 0 | 0 | 0 | 0 | 0 | 0 | 0 | 0 | 0 | 0 | 0 | 0 | 0 | 0 | 0 | 0 | 0 | 0 | 0.031371 | 0.023776 | 0.0075951 | 0.11401 | 0.4267 | 0.28132 | 0 | 0.15004 | -1.4644 | -0.15004 | 0.27666
[9 empty] | 2014-05-20 | 9時 | 0 | 0 | 0 | 0 | 0 | 0 | 0 | 0 | 0 | 0 | 0 | 0 | 0 | 0 | 0 | 0 | 0 | 0 | 0 | 0.024446 | 0.023776 | 0.00067044 | 0.22373 | 0.50028 | 0.2521 | 0 | 0.15339 | -1.4971 | -0.15339 | 0.34689
[9 empty] | 2014-05-20 | 10時 | 0 | 0 | 0 | 0 | 0 | 0 | 0 | 0 | 0 | 0 | 0 | 0 | 0 | 0 | 0 | 0 | 0 | 0 | 0 | 0.024857 | 0.023776 | 0.0010807 | 0.18888 | 0.44125 | 0.22751 | 0 | 0.13007 | -1.2694 | -0.13007 | 0.31118
[9 empty] | 2014-05-20 | 11時 | 0 | 0 | 0 | 0 | 0 | 0 | 0 | 0 | 0 | 0 | 0 | 0 | 0 | 0 | 0 | 0 | 0 | 0 | 0 | 0.024446 | 0.023776 | 0.00067044 | 0.17015 | 0.4299 | 0.23531 | 0 | 0.13428 | -1.3105 | -0.13428 | 0.29562
[9 empty] | 2014-05-20 | 12時 | 0 | 0 | 0 | 0 | 0 | 0 | 0 | 0 | 0 | 0 | 0 | 0 | 0 | 0 | 0 | 0 | 0 | 0 | 0 | 0.03053 | 0.023776 | 0.0067545 | 0.15008 | 0.45344 | 0.27283 | 0 | 0.14622 | -1.4271 | -0.14622 | 0.30723
[9 empty] | 2014-05-20 | 13時 | 0 | 0 | 0 | 0 | 0 | 0 | 0 | 0 | 0 | 0 | 0 | 0 | 0 | 0 | 0 | 0 | 0 | 0 | 0 | 0.024446 | 0.023776 | 0.00067044 | 0.093998 | 0.16677 | 0.04833 | 0 | 0.042381 | -0.41363 | -0.042381 | 0.12439
[9 empty] | 2014-05-20 | 14時 | 0 | 0 | 0 | 0 | 0 | 0 | 0 | 0 | 0 | 0 | 0 | 0 | 0 | 0 | 0 | 0 | 0 | 0 | 0 | 0.024026 | 0.023776 | 0.00025017 | 0 | 0.080156 | 0.05613 | 0 | 0.033961 | -0.33146 | -0.033961 | 0.046195
[9 empty] | 2014-05-20 | 15時 | 0 | 0 | 0 | 0 | 0 | 0 | 0 | 0 | 0 | 0 | 0 | 0 | 0 | 0 | 0 | 0 | 0 | 0 | 0 | 0.024026 | 0.023776 | 0.00025017 | 0 | 0.080156 | 0.05613 | 0 | 0.033961 | -0.33146 | -0.033961 | 0.046195
[9 empty] | 2014-05-20 | 16時 | 0 | 0 | 0 | 0 | 0 | 0 | 0 | 0 | 0 | 0 | 0 | 0 | 0 | 0 | 0 | 0 | 0 | 0 | 0 | 0.024857 | 0.023776 | 0.0010807 | 0.070329 | 0.37035 | 0.27516 | 0 | 0.061402 | -0.59929 | -0.061402 | 0.30894
[9 empty] | 2014-05-20 | 17時 | 0 | 0 | 0 | 0 | 0 | 0 | 0 | 0 | 0 | 0 | 0 | 0 | 0 | 0 | 0 | 0 | 0 | 0 | 0 | 0.036624 | 0.023776 | 0.012849 | 0.13006 | 0.44491 | 0.27822 | 0 | 0.085689 | -0.83633 | -0.085689 | 0.35922
[9 empty] | 2014-05-20 | 18時 | 0 | 0 | 0 | 0 | 0 | 0 | 0 | 0 | 0 | 0 | 0 | 0 | 0 | 0 | 0 | 0 | 0 | 0 | 0 | 0.036624 | 0.023776 | 0.012849 | 0.15964 | 0.41407 | 0.21781 | 0 | 0.06003 | -0.58589 | -0.06003 | 0.35405
[9 empty] | 2014-05-20 | 19時 | 0 | 0 | 0 | 0 | 0 | 0 | 0 | 0 | 0 | 0 | 0 | 0 | 0 | 0 | 0 | 0 | 0 | 0 | 0 | 0.024026 | 0.023776 | 0.00025017 | 0.067685 | 0.2273 | 0.13559 | 0 | 0.089158 | -0.87018 | -0.089158 | 0.13815
[9 empty] | 2014-05-20 | 20時 | 0 | 0 | 0 | 0 | 0 | 0 | 0 | 0 | 0 | 0 | 0 | 0 | 0 | 0 | 0 | 0 | 0 | 0 | 0 | 0.024446 | 0.023776 | 0.00067044 | 0.14104 | 0.29311 | 0.12762 | 0 | 0.064424 | -0.62878 | -0.064424 | 0.22868
[9 empty] | 2014-05-20 | 21時 | 0 | 0 | 0 | 0 | 0 | 0 | 0 | 0 | 0 | 0 | 0 | 0 | 0 | 0 | 0 | 0 | 0 | 0 | 0 | 0.036344 | 0.023776 | 0.012568 | 0.16291 | 0.4405 | 0.24124 | 0 | 0.12754 | -1.2448 | -0.12754 | 0.31296
[9 empty] | 2014-05-20 | 22時 | 0 | 0 | 0 | 0 | 0 | 0 | 0 | 0 | 0 | 0 | 0 | 0 | 0 | 0 | 0 | 0 | 0 | 0 | 0 | 0.036764 | 0.023776 | 0.012989 | 0.16493 | 0.38136 | 0.17966 | 0 | 0.085993 | -0.83929 | -0.085993 | 0.29536
[9 empty] | 2014-05-20 | 23時 | 0 | 0 | 0 | 0 | 0 | 0 | 0 | 0 | 0 | 0 | 0 | 0 | 0 | 0 | 0 | 0 | 0 | 0 | 0 | 0.03039 | 0.023776 | 0.0066144 | 0.1312 | 0.31942 | 0.15783 | 0 | 0.11041 | -1.0776 | -0.11041 | 0.20901
[9 empty] | 2014-05-21 | 0時 | 0 | 0 | 0 | 0 | 0 | 0 | 0 | 0 | 0 | 0 | 0 | 0 | 0 | 0 | 0 | 0 | 0 | 0 | 0 | 0.024026 | 0.023776 | 0.00025017 | 0 | 0.18186 | 0.15783 | 0 | 0.079826 | -0.77911 | -0.079826 | 0.10203
[9 empty] | 2014-05-21 | 1時 | 0 | 0 | 0 | 0 | 0 | 0 | 0 | 0 | 0 | 0 | 0 | 0 | 0 | 0 | 0 | 0 | 0 | 0 | 0 | 0.024026 | 0.023776 | 0.00025017 | 0 | 0.072356 | 0.04833 | 0 | 0.022955 | -0.22404 | -0.022955 | 0.049402
[9 empty] | 2014-05-21 | 2時 | 0 | 0 | 0 | 0 | 0 | 0 | 0 | 0 | 0 | 0 | 0 | 0 | 0 | 0 | 0 | 0 | 0 | 0 | 0 | 0.024026 | 0.023776 | 0.00025017 | 0 | 0.080156 | 0.05613 | 0 | 0.027006 | -0.26358 | -0.027006 | 0.05315
[9 empty] | 2014-05-21 | 3時 | 0 | 0 | 0 | 0 | 0 | 0 | 0 | 0 | 0 | 0 | 0 | 0 | 0 | 0 | 0 | 0 | 0 | 0 | 0 | 0.024026 | 0.023776 | 0.00025017 | 0 | 0.080156 | 0.05613 | 0 | 0.027006 | -0.26358 | -0.027006 | 0.05315
[9 empty] | 2014-05-21 | 4時 | 0 | 0 | 0 | 0 | 0 | 0 | 0 | 0 | 0 | 0 | 0 | 0 | 0 | 0 | 0 | 0 | 0 | 0 | 0 | 0.024026 | 0.023776 | 0.00025017 | 0 | 0.072356 | 0.04833 | 0 | 0.022955 | -0.22404 | -0.022955 | 0.049402
[9 empty] | 2014-05-21 | 5時 | 0 | 0 | 0 | 0 | 0 | 0 | 0 | 0 | 0 | 0 | 0 | 0 | 0 | 0 | 0 | 0 | 0 | 0 | 0 | 0.024026 | 0.023776 | 0.00025017 | 0 | 0.080156 | 0.05613 | 0 | 0.027006 | -0.26358 | -0.027006 | 0.05315
[9 empty] | 2014-05-21 | 6時 | 0 | 0 | 0 | 0 | 0 | 0 | 0 | 0 | 0 | 0 | 0 | 0 | 0 | 0 | 0 | 0 | 0 | 0 | 0 | 0.024026 | 0.023776 | 0.00025017 | 0 | 0.080156 | 0.05613 | 0 | 0.027006 | -0.26358 | -0.027006 | 0.05315
[9 empty] | 2014-05-21 | 7時 | 0 | 0 | 0 | 0 | 0 | 0 | 0 | 0 | 0 | 0 | 0 | 0 | 0 | 0 | 0 | 0 | 0 | 0 | 0 | 0.024857 | 0.023776 | 0.0010807 | 0.023666 | 0.23404 | 0.18552 | 0 | 0.062224 | -0.6073 | -0.062224 | 0.17182
[9 empty] | 2014-05-21 | 8時 | 0 | 0 | 0 | 0 | 0 | 0 | 0 | 0 | 0 | 0 | 0 | 0 | 0 | 0 | 0 | 0 | 0 | 0 | 0 | 0.031371 | 0.023776 | 0.0075951 | 0.11401 | 0.4267 | 0.28132 | 0 | 0.11719 | -1.1438 | -0.11719 | 0.30951
[9 empty] | 2014-05-21 | 9時 | 0 | 0 | 0 | 0 | 0 | 0 | 0 | 0 | 0 | 0 | 0 | 0 | 0 | 0 | 0 | 0 | 0 | 0 | 0 | 0.024446 | 0.023776 | 0.00067044 | 0.22373 | 0.50028 | 0.2521 | 0 | 0.11265 | -1.0994 | -0.11265 | 0.38763
[9 empty] | 2014-05-21 | 10時 | 0 | 0 | 0 | 0 | 0 | 0 | 0 | 0 | 0 | 0 | 0 | 0 | 0 | 0 | 0 | 0 | 0 | 0 | 0 | 0.024857 | 0.023776 | 0.0010807 | 0.18888 | 0.44125 | 0.22751 | 0 | 0.093333 | -0.91093 | -0.093333 | 0.34791
[9 empty] | 2014-05-21 | 11時 | 0 | 0 | 0 | 0 | 0 | 0 | 0 | 0 | 0 | 0 | 0 | 0 | 0 | 0 | 0 | 0 | 0 | 0 | 0 | 0.024446 | 0.023776 | 0.00067044 | 0.17015 | 0.4299 | 0.23531 | 0 | 0.099293 | -0.9691 | -0.099293 | 0.33061
[9 empty] | 2014-05-21 | 12時 | 0 | 0 | 0 | 0 | 0 | 0 | 0 | 0 | 0 | 0 | 0 | 0 | 0 | 0 | 0 | 0 | 0 | 0 | 0 | 0.03053 | 0.023776 | 0.0067545 | 0.15008 | 0.45344 | 0.27283 | 0 | 0.10993 | -1.0729 | -0.10993 | 0.34351
[9 empty] | 2014-05-21 | 13時 | 0 | 0 | 0 | 0 | 0 | 0 | 0 | 0 | 0 | 0 | 0 | 0 | 0 | 0 | 0 | 0 | 0 | 0 | 0 | 0.024446 | 0.023776 | 0.00067044 | 0.093998 | 0.16677 | 0.04833 | 0 | 0.026638 | -0.25999 | -0.026638 | 0.14014
[9 empty] | 2014-05-21 | 14時 | 0 | 0 | 0 | 0 | 0 | 0 | 0 | 0 | 0 | 0 | 0 | 0 | 0 | 0 | 0 | 0 | 0 | 0 | 0 | 0.024026 | 0.023776 | 0.00025017 | 0 | 0.080156 | 0.05613 | 0 | 0.027006 | -0.26358 | -0.027006 | 0.05315
[9 empty] | 2014-05-21 | 15時 | 0 | 0 | 0 | 0 | 0 | 0 | 0 | 0 | 0 | 0 | 0 | 0 | 0 | 0 | 0 | 0 | 0 | 0 | 0 | 0.024026 | 0.023776 | 0.00025017 | 0 | 0.080156 | 0.05613 | 0 | 0.027006 | -0.26358 | -0.027006 | 0.05315
[9 empty] | 2014-05-21 | 16時 | 0 | 0 | 0 | 0 | 0 | 0 | 0 | 0 | 0 | 0 | 0 | 0 | 0 | 0 | 0 | 0 | 0 | 0 | 0 | 0.024857 | 0.023776 | 0.0010807 | 0.070329 | 0.37035 | 0.27516 | 0 | 0.024921 | -0.24323 | -0.024921 | 0.34542
[9 empty] | 2014-05-21 | 17時 | 0 | 0 | 0 | 0 | 0 | 0 | 0 | 0 | 0 | 0 | 0 | 0 | 0 | 0 | 0 | 0 | 0 | 0 | 0 | 0.036624 | 0.023776 | 0.012849 | 0.13006 | 0.44491 | 0.27822 | 0 | 0.043559 | -0.42513 | -0.043559 | 0.40135
[9 empty] | 2014-05-21 | 18時 | 0 | 0 | 0 | 0 | 0 | 0 | 0 | 0 | 0 | 0 | 0 | 0 | 0 | 0 | 0 | 0 | 0 | 0 | 0 | 0.036624 | 0.023776 | 0.012849 | 0.15964 | 0.41407 | 0.21781 | 0 | 0.01848 | -0.18037 | -0.01848 | 0.39559
[9 empty] | 2014-05-21 | 19時 | 0 | 0 | 0 | 0 | 0 | 0 | 0 | 0 | 0 | 0 | 0 | 0 | 0 | 0 | 0 | 0 | 0 | 0 | 0 | 0.024026 | 0.023776 | 0.00025017 | 0.067685 | 0.2273 | 0.13559 | 0 | 0.069369 | -0.67704 | -0.069369 | 0.15793
[9 empty] | 2014-05-21 | 20時 | 0 | 0 | 0 | 0 | 0 | 0 | 0 | 0 | 0 | 0 | 0 | 0 | 0 | 0 | 0 | 0 | 0 | 0 | 0 | 0.024446 | 0.023776 | 0.00067044 | 0.14104 | 0.29311 | 0.12762 | 0 | 0.036962 | -0.36075 | -0.036962 | 0.25614
[9 empty] | 2014-05-21 | 21時 | 0 | 0 | 0 | 0 | 0 | 0 | 0 | 0 | 0 | 0 | 0 | 0 | 0 | 0 | 0 | 0 | 0 | 0 | 0 | 0.036344 | 0.023776 | 0.012568 | 0.16291 | 0.4405 | 0.24124 | 0 | 0.090605 | -0.8843 | -0.090605 | 0.34989
[9 empty] | 2014-05-21 | 22時 | 0 | 0 | 0 | 0 | 0 | 0 | 0 | 0 | 0 | 0 | 0 | 0 | 0 | 0 | 0 | 0 | 0 | 0 | 0 | 0.036764 | 0.023776 | 0.012989 | 0.16493 | 0.38136 | 0.17966 | 0 | 0.051038 | -0.49813 | -0.051038 | 0.33032
[9 empty] | 2014-05-21 | 23時 | 0 | 0 | 0 | 0 | 0 | 0 | 0 | 0 | 0 | 0 | 0 | 0 | 0 | 0 | 0 | 0 | 0 | 0 | 0 | 0.03039 | 0.023776 | 0.0066144 | 0.1312 | 0.31942 | 0.15783 | 0 | 0.085161 | -0.83117 | -0.085161 | 0.23426
[9 empty] | 2014-05-22 | 0時 | 0 | 0 | 0 | 0 | 0 | 0 | 0 | 0 | 0 | 0 | 0 | 0 | 0 | 0 | 0 | 0 | 0 | 0 | 0 | 0.024026 | 0.023776 | 0.00025017 | 0.045276 | 0.22713 | 0.15783 | 0 | 0.090021 | -0.8786 | -0.090021 | 0.13711
[9 empty] | 2014-05-22 | 1時 | 0 | 0 | 0 | 0 | 0 | 0 | 0 | 0 | 0 | 0 | 0 | 0 | 0 | 0 | 0 | 0 | 0 | 0 | 0 | 0.024026 | 0.023776 | 0.00025017 | 0 | 0.072356 | 0.04833 | 0 | 0.026363 | -0.2573 | -0.026363 | 0.045994
[9 empty] | 2014-05-22 | 2時 | 0 | 0 | 0 | 0 | 0 | 0 | 0 | 0 | 0 | 0 | 0 | 0 | 0 | 0 | 0 | 0 | 0 | 0 | 0 | 0.024026 | 0.023776 | 0.00025017 | 0 | 0.080156 | 0.05613 | 0 | 0.03061 | -0.29876 | -0.03061 | 0.049546
[9 empty] | 2014-05-22 | 3時 | 0 | 0 | 0 | 0 | 0 | 0 | 0 | 0 | 0 | 0 | 0 | 0 | 0 | 0 | 0 | 0 | 0 | 0 | 0 | 0.024026 | 0.023776 | 0.00025017 | 0 | 0.080156 | 0.05613 | 0 | 0.03061 | -0.29876 | -0.03061 | 0.049546
[9 empty] | 2014-05-22 | 4時 | 0 | 0 | 0 | 0 | 0 | 0 | 0 | 0 | 0 | 0 | 0 | 0 | 0 | 0 | 0 | 0 | 0 | 0 | 0 | 0.024026 | 0.023776 | 0.00025017 | 0 | 0.072356 | 0.04833 | 0 | 0.026363 | -0.2573 | -0.026363 | 0.045994
[9 empty] | 2014-05-22 | 5時 | 0.53627 | 0 | 0 | 0 | 0 | 0 | 0 | 0 | 0 | 0 | 0.054946 | 0 | 0 | 0 | 0 | 0 | 0 | 0 | 0 | 0.024026 | 0.023776 | 0.00025017 | 0 | 0.080156 | 0.05613 | 0 | -0.019425 | 0.18959 | 0.019425 | 0.099581
[9 empty] | 2014-05-22 | 6時 | 0.50087 | 0 | 0 | 0 | 0 | 0 | 0 | 0 | 0 | 0 | 0.051318 | 0 | 0 | 0 | 0 | 0 | 0 | 0 | 0 | 0.03053 | 0.023776 | 0.0067545 | 0.018231 | 0.30998 | 0.26122 | 0 | 0.066556 | -0.64959 | -0.066556 | 0.24343
[9 empty] | 2014-05-22 | 7時 | 0.49465 | 0 | 0 | 0 | 0 | 0 | 0 | 0 | 0 | 0 | 0.050681 | 0 | 0 | 0 | 0 | 0 | 0 | 0 | 0 | 0.024857 | 0.023776 | 0.0010807 | 0.11469 | 0.3877 | 0.24816 | 0 | 0.055888 | -0.54546 | -0.055888 | 0.33182
[9 empty] | 2014-05-22 | 8時 | 0 | 0 | 0 | 0 | 0 | 0 | 0 | 0 | 0 | 0 | 0 | 0 | 0 | 0 | 0 | 0 | 0 | 0 | 0 | 0.024857 | 0.023776 | 0.0010807 | 0.064563 | 0.2343 | 0.14488 | 0 | 0.068529 | -0.66884 | -0.068529 | 0.16577
[9 empty] | 2014-05-22 | 9時 | 0 | 0 | 0 | 0 | 0 | 0 | 0 | 0 | 0 | 0 | 0 | 0 | 0 | 0 | 0 | 0 | 0 | 0 | 0 | 0.024026 | 0.023776 | 0.00025017 | 0.16544 | 0.52635 | 0.33688 | 0 | 0.18196 | -1.7759 | -0.18196 | 0.34439
[9 empty] | 2014-05-22 | 10時 | 0 | 0 | 0 | 0 | 0 | 0 | 0 | 0 | 0 | 0 | 0 | 0 | 0 | 0 | 0 | 0 | 0 | 0 | 0 | 0.024446 | 0.023776 | 0.00067044 | 0.053027 | 0.1258 | 0.04833 | 0 | 0.031141 | -0.30394 | -0.031141 | 0.094663
[9 empty] | 2014-05-22 | 11時 | 0 | 0 | 0 | 0 | 0 | 0 | 0 | 0 | 0 | 0 | 0 | 0 | 0 | 0 | 0 | 0 | 0 | 0 | 0 | 0.024026 | 0.023776 | 0.00025017 | 0.0026381 | 0.082794 | 0.05613 | 0 | 0.030845 | -0.30104 | -0.030845 | 0.05195
[9 empty] | 2014-05-22 | 12時 | 0 | 0 | 0 | 0 | 0 | 0 | 0 | 0 | 0 | 0 | 0 | 0 | 0 | 0 | 0 | 0 | 0 | 0 | 0 | 0.03053 | 0.023776 | 0.0067545 | 0.029502 | 0.33286 | 0.27283 | 0 | 0.11798 | -1.1515 | -0.11798 | 0.21488
[9 empty] | 2014-05-22 | 13時 | 0 | 0 | 0 | 0 | 0 | 0 | 0 | 0 | 0 | 0 | 0 | 0 | 0 | 0 | 0 | 0 | 0 | 0 | 0 | 0.024446 | 0.023776 | 0.00067044 | 0.058042 | 0.13082 | 0.04833 | 0 | 0.031593 | -0.30834 | -0.031593 | 0.099226
[9 empty] | 2014-05-22 | 14時 | 0 | 0 | 0 | 0 | 0 | 0 | 0 | 0 | 0 | 0 | 0 | 0 | 0 | 0 | 0 | 0 | 0 | 0 | 0 | 0.024026 | 0.023776 | 0.00025017 | 0.024487 | 0.10464 | 0.05613 | 0 | 0.032794 | -0.32007 | -0.032794 | 0.071849
[9 empty] | 2014-05-22 | 15時 | 0 | 0 | 0 | 0 | 0 | 0 | 0 | 0 | 0 | 0 | 0 | 0 | 0 | 0 | 0 | 0 | 0 | 0 | 0 | 0.024026 | 0.023776 | 0.00025017 | 0 | 0.080156 | 0.05613 | 0 | 0.03061 | -0.29876 | -0.03061 | 0.049546
[9 empty] | 2014-05-22 | 16時 | 0 | 0 | 0 | 0 | 0 | 0 | 0 | 0 | 0 | 0 | 0 | 0 | 0 | 0 | 0 | 0 | 0 | 0 | 0 | 0.024446 | 0.023776 | 0.00067044 | 0.033816 | 0.10659 | 0.04833 | 0 | 0.029426 | -0.2872 | -0.029426 | 0.077167
[9 empty] | 2014-05-22 | 17時 | 0 | 0 | 0 | 0 | 0 | 0 | 0 | 0 | 0 | 0 | 0 | 0 | 0 | 0 | 0 | 0 | 0 | 0 | 0 | 0.024446 | 0.023776 | 0.00067044 | 0.056835 | 0.28621 | 0.20493 | 0 | 0.082915 | -0.80925 | -0.082915 | 0.2033
[9 empty] | 2014-05-22 | 18時 | 0 | 0 | 0 | 0 | 0 | 0 | 0 | 0 | 0 | 0 | 0 | 0 | 0 | 0 | 0 | 0 | 0 | 0 | 0 | 0.036624 | 0.023776 | 0.012849 | 0.066494 | 0.4419 | 0.33878 | 0 | 0.10744 | -1.0487 | -0.10744 | 0.33445
[9 empty] | 2014-05-22 | 19時 | 0 | 0 | 0 | 0 | 0 | 0 | 0 | 0 | 0 | 0 | 0 | 0 | 0 | 0 | 0 | 0 | 0 | 0 | 0 | 0.036624 | 0.023776 | 0.012849 | 0.16307 | 0.33458 | 0.13488 | 0 | 0.094918 | -0.9264 | -0.094918 | 0.23966
[9 empty] | 2014-05-22 | 20時 | 0 | 0 | 0 | 0 | 0 | 0 | 0 | 0 | 0 | 0 | 0 | 0 | 0 | 0 | 0 | 0 | 0 | 0 | 0 | 0.024446 | 0.023776 | 0.00067044 | 0.088224 | 0.24028 | 0.12761 | 0 | 0.050165 | -0.48961 | -0.050165 | 0.19012
[9 empty] | 2014-05-22 | 21時 | 0 | 0 | 0 | 0 | 0 | 0 | 0 | 0 | 0 | 0 | 0 | 0 | 0 | 0 | 0 | 0 | 0 | 0 | 0 | 0.024446 | 0.023776 | 0.00067044 | 0.14284 | 0.35471 | 0.18743 | 0 | 0.081367 | -0.79414 | -0.081367 | 0.27334
[9 empty] | 2014-05-22 | 22時 | 0 | 0 | 0 | 0 | 0 | 0 | 0 | 0 | 0 | 0 | 0 | 0 | 0 | 0 | 0 | 0 | 0 | 0 | 0 | 0.036344 | 0.023776 | 0.012568 | 0.16493 | 0.39307 | 0.19179 | 0 | 0.098687 | -0.96318 | -0.098687 | 0.29438
[9 empty] | 2014-05-22 | 23時 | 0 | 0 | 0 | 0 | 0 | 0 | 0 | 0 | 0 | 0 | 0 | 0 | 0 | 0 | 0 | 0 | 0 | 0 | 0 | 0.037175 | 0.023776 | 0.013399 | 0.17268 | 0.42753 | 0.21768 | 0 | 0.11909 | -1.1623 | -0.11909 | 0.30844
[9 empty] | 2014-05-23 | 0時 | 0 | 0 | 0 | 0 | 0 | 0 | 0 | 0 | 0 | 0 | 0 | 0 | 0 | 0 | 0 | 0 | 0 | 0 | 0 | 0.024026 | 0.023776 | 0.00025017 | 0.045276 | 0.22713 | 0.15783 | 0 | 0.14585 | -1.4235 | -0.14585 | 0.081283
[9 empty] | 2014-05-23 | 1時 | 0 | 0 | 0 | 0 | 0 | 0 | 0 | 0 | 0 | 0 | 0 | 0 | 0 | 0 | 0 | 0 | 0 | 0 | 0 | 0.024026 | 0.023776 | 0.00025017 | 0 | 0.072356 | 0.04833 | 0 | 0.048902 | -0.47729 | -0.048902 | 0.023454
[9 empty] | 2014-05-23 | 2時 | 0 | 0 | 0 | 0 | 0 | 0 | 0 | 0 | 0 | 0 | 0 | 0 | 0 | 0 | 0 | 0 | 0 | 0 | 0 | 0.024026 | 0.023776 | 0.00025017 | 0 | 0.080156 | 0.05613 | 0 | 0.054447 | -0.53141 | -0.054447 | 0.025709
[9 empty] | 2014-05-23 | 3時 | 0 | 0 | 0 | 0 | 0 | 0 | 0 | 0 | 0 | 0 | 0 | 0 | 0 | 0 | 0 | 0 | 0 | 0 | 0 | 0.024026 | 0.023776 | 0.00025017 | 0 | 0.080156 | 0.05613 | 0 | 0.054447 | -0.53141 | -0.054447 | 0.025709
[9 empty] | 2014-05-23 | 4時 | 0 | 0 | 0 | 0 | 0 | 0 | 0 | 0 | 0 | 0 | 0 | 0 | 0 | 0 | 0 | 0 | 0 | 0 | 0 | 0.024026 | 0.023776 | 0.00025017 | 0 | 0.072356 | 0.04833 | 0 | 0.048902 | -0.47729 | -0.048902 | 0.023454
[9 empty] | 2014-05-23 | 5時 | 1.5344 | 0 | 0 | 0 | 0 | 0 | 0 | 0 | 0 | 0 | 0.15722 | 0 | 0 | 0 | 0 | 0 | 0 | 0 | 0 | 0.024026 | 0.023776 | 0.00025017 | 0 | 0.080156 | 0.05613 | 0 | -0.036413 | 0.35539 | 0.036413 | 0.11657
[9 empty] | 2014-05-23 | 6時 | 0.673 | 0 | 0 | 0 | 0 | 0 | 0 | 0 | 0 | 0 | 0.068955 | 0 | 0 | 0 | 0 | 0 | 0 | 0 | 0 | 0.03053 | 0.023776 | 0.0067545 | 0.018231 | 0.30998 | 0.26122 | 0 | 0.15103 | -1.4741 | -0.15103 | 0.15895
[9 empty] | 2014-05-23 | 7時 | 0.72649 | 0 | 0 | 0 | 0 | 0 | 0 | 0 | 0 | 0 | 0.074435 | 0 | 0 | 0 | 0 | 0 | 0 | 0 | 0 | 0.024857 | 0.023776 | 0.0010807 | 0.11469 | 0.3877 | 0.24816 | 0 | 0.16912 | -1.6506 | -0.16912 | 0.21858
[9 empty] | 2014-05-23 | 8時 | 0.73444 | 0 | 0 | 0 | 0 | 0 | 0 | 0 | 0 | 0 | 0.07525 | 0 | 0 | 0 | 0 | 0 | 0 | 0 | 0 | 0.024857 | 0.023776 | 0.0010807 | 0.064563 | 0.2343 | 0.14488 | 0 | 0.091338 | -0.89146 | -0.091338 | 0.14296
[9 empty] | 2014-05-23 | 9時 | 0 | 0 | 0 | 0 | 0 | 0 | 0 | 0 | 0 | 0 | 0 | 0 | 0 | 0 | 0 | 0 | 0 | 0 | 0 | 0.024026 | 0.023776 | 0.00025017 | 0.16544 | 0.52635 | 0.33688 | 0 | 0.31352 | -3.0599 | -0.31352 | 0.21283
[9 empty] | 2014-05-23 | 10時 | 0 | 0 | 0 | 0 | 0 | 0 | 0 | 0 | 0 | 0 | 0 | 0 | 0 | 0 | 0 | 0 | 0 | 0 | 0 | 0.024446 | 0.023776 | 0.00067044 | 0.053027 | 0.1258 | 0.04833 | 0 | 0.071461 | -0.69746 | -0.071461 | 0.054342
[9 empty] | 2014-05-23 | 11時 | 1.5776 | 0 | 0 | 0 | 0 | 0 | 0 | 0 | 0 | 0 | 0.16164 | 0 | 0 | 0 | 0 | 0 | 0 | 0 | 0 | 0.024026 | 0.023776 | 0.00025017 | 0.0026381 | 0.082794 | 0.05613 | 0 | -0.037855 | 0.36947 | 0.037855 | 0.12065
[9 empty] | 2014-05-23 | 12時 | 0.90767 | 0 | 0 | 0 | 0 | 0 | 0 | 0 | 0 | 0 | 0.092999 | 0 | 0 | 0 | 0 | 0 | 0 | 0 | 0 | 0.03053 | 0.023776 | 0.0067545 | 0.029502 | 0.33286 | 0.27283 | 0 | 0.14848 | -1.4491 | -0.14848 | 0.18439
[9 empty] | 2014-05-23 | 13時 | 0 | 0 | 0 | 0 | 0 | 0 | 0 | 0 | 0 | 0 | 0 | 0 | 0 | 0 | 0 | 0 | 0 | 0 | 0 | 0.024446 | 0.023776 | 0.00067044 | 0.058042 | 0.13082 | 0.04833 | 0 | 0.07358 | -0.71814 | -0.07358 | 0.057238
[9 empty] | 2014-05-23 | 14時 | 0 | 0 | 0 | 0 | 0 | 0 | 0 | 0 | 0 | 0 | 0 | 0 | 0 | 0 | 0 | 0 | 0 | 0 | 0 | 0.024026 | 0.023776 | 0.00025017 | 0.024487 | 0.10464 | 0.05613 | 0 | 0.06478 | -0.63225 | -0.06478 | 0.039864
[9 empty] | 2014-05-23 | 15時 | 1.6178 | 0 | 0 | 0 | 0 | 0 | 0 | 0 | 0 | 0 | 0.16575 | 0 | 0 | 0 | 0 | 0 | 0 | 0 | 0 | 0.024026 | 0.023776 | 0.00025017 | 0 | 0.080156 | 0.05613 | 0 | -0.041347 | 0.40355 | 0.041347 | 0.1215
[9 empty] | 2014-05-23 | 16時 | 1.1521 | 0 | 0 | 0 | 0 | 0 | 0 | 0 | 0 | 0 | 0.11805 | 0 | 0 | 0 | 0 | 0 | 0 | 0 | 0 | 0.024446 | 0.023776 | 0.00067044 | 0.033816 | 0.10659 | 0.04833 | 0 | -0.0048687 | 0.047519 | 0.0048687 | 0.11146
[9 empty] | 2014-05-23 | 17時 | 3.1377 | 0 | 0 | 0 | 0 | 0 | 0 | 0 | 0 | 0 | 0.32149 | 0 | 0 | 0 | 0 | 0 | 0 | 0 | 0 | 0.024446 | 0.023776 | 0.00067044 | 0.056835 | 0.28621 | 0.20493 | 0 | 0.012847 | -0.12539 | -0.012847 | 0.27336
[9 empty] | 2014-05-23 | 18時 | 1.9169 | 0 | 0 | 0 | 0 | 0 | 0 | 0 | 0 | 0 | 0.1964 | 0 | 0 | 0 | 0 | 0 | 0 | 0 | 0 | 0.036624 | 0.023776 | 0.012849 | 0.066494 | 0.4419 | 0.33878 | 0 | 0.16853 | -1.6449 | -0.16853 | 0.27336
[9 empty] | 2014-05-23 | 19時 | 2.5655 | 0 | 0 | 0 | 0 | 0 | 0 | 0 | 0 | 0 | 0.26285 | 0 | 0 | 0 | 0 | 0 | 0 | 0 | 0 | 0.036624 | 0.023776 | 0.012849 | 0.16307 | 0.33458 | 0.13488 | 0 | 0.10781 | -1.0522 | -0.10781 | 0.22677
[9 empty] | 2014-05-23 | 20時 | 2.5826 | 0 | 0 | 0 | 0 | 0 | 0 | 0 | 0 | 0 | 0.26461 | 0 | 0 | 0 | 0 | 0 | 0 | 0 | 0 | 0.024446 | 0.023776 | 0.00067044 | 0.088224 | 0.24028 | 0.12761 | 0 | -0.027595 | 0.26933 | 0.027595 | 0.26788
[9 empty] | 2014-05-23 | 21時 | 3.3971 | 0 | 0 | 0 | 0 | 0 | 0 | 0 | 0 | 0 | 0.34806 | 0 | 0 | 0 | 0 | 0 | 0 | 0 | 0 | 0.024446 | 0.023776 | 0.00067044 | 0.14284 | 0.35471 | 0.18743 | 0 | 0.081347 | -0.79395 | -0.081347 | 0.27336
[9 empty] | 2014-05-23 | 22時 | 2.4702 | 0 | 0 | 0 | 0 | 0 | 0 | 0 | 0 | 0 | 0.25309 | 0 | 0 | 0 | 0 | 0 | 0 | 0 | 0 | 0.036344 | 0.023776 | 0.012568 | 0.16493 | 0.39307 | 0.19179 | 0 | 0.1197 | -1.1683 | -0.1197 | 0.27336
[9 empty] | 2014-05-23 | 23時 | 0 | 0 | 0 | 0 | 0 | 0 | 0 | 0 | 0 | 0 | 0 | 0 | 0 | 0 | 0 | 0 | 0 | 0 | 0 | 0.037175 | 0.023776 | 0.013399 | 0.17268 | 0.42753 | 0.21768 | 0 | 0.23752 | -2.3181 | -0.23752 | 0.19002
[9 empty] | 2014-05-24 | 0時 | 0 | 0 | 0 | 0 | 0 | 0 | 0 | 0 | 0 | 0 | 0 | 0 | 0 | 0 | 0 | 0 | 0 | 0 | 0 | 0.024026 | 0.023776 | 0.00025017 | 0.045276 | 0.22713 | 0.15783 | 0 | 0.1274 | -1.2434 | -0.1274 | 0.09973
[9 empty] | 2014-05-24 | 1時 | 0 | 0 | 0 | 0 | 0 | 0 | 0 | 0 | 0 | 0 | 0 | 0 | 0 | 0 | 0 | 0 | 0 | 0 | 0 | 0.024026 | 0.023776 | 0.00025017 | 0 | 0.072356 | 0.04833 | 0 | 0.041455 | -0.4046 | -0.041455 | 0.030902
[9 empty] | 2014-05-24 | 2時 | 0 | 0 | 0 | 0 | 0 | 0 | 0 | 0 | 0 | 0 | 0 | 0 | 0 | 0 | 0 | 0 | 0 | 0 | 0 | 0.024026 | 0.023776 | 0.00025017 | 0 | 0.080156 | 0.05613 | 0 | 0.046571 | -0.45453 | -0.046571 | 0.033585
[9 empty] | 2014-05-24 | 3時 | 0 | 0 | 0 | 0 | 0 | 0 | 0 | 0 | 0 | 0 | 0 | 0 | 0 | 0 | 0 | 0 | 0 | 0 | 0 | 0.024026 | 0.023776 | 0.00025017 | 0 | 0.080156 | 0.05613 | 0 | 0.046571 | -0.45453 | -0.046571 | 0.033585
[9 empty] | 2014-05-24 | 4時 | 0 | 0 | 0 | 0 | 0 | 0 | 0 | 0 | 0 | 0 | 0 | 0 | 0 | 0 | 0 | 0 | 0 | 0 | 0 | 0.024026 | 0.023776 | 0.00025017 | 0 | 0.072356 | 0.04833 | 0 | 0.041455 | -0.4046 | -0.041455 | 0.030902
[9 empty] | 2014-05-24 | 5時 | 6.0344 | 0 | 0 | 0 | 0 | 0 | 0 | 0 | 0 | 0 | 0.61828 | 0 | 0 | 0 | 0 | 0 | 0 | 0 | 0 | 0.024026 | 0.023776 | 0.00025017 | 0 | 0.080156 | 0.05613 | 0 | -0.24819 | 2.4223 | 0.24819 | 0.32835
[9 empty] | 2014-05-24 | 6時 | 1.4294 | 0 | 0 | 0 | 0 | 0 | 0 | 0 | 0 | 0 | 0.14645 | 0 | 0 | 0 | 0 | 0 | 0 | 0 | 0 | 0.03053 | 0.023776 | 0.0067545 | 0.018231 | 0.30998 | 0.26122 | 0 | 0.064504 | -0.62956 | -0.064504 | 0.24548
[9 empty] | 2014-05-24 | 7時 | 0.64626 | 0 | 0 | 0 | 0 | 0 | 0 | 0 | 0 | 0 | 0.066215 | 0 | 0 | 0 | 0 | 0 | 0 | 0 | 0 | 0.024857 | 0.023776 | 0.0010807 | 0.11469 | 0.3877 | 0.24816 | 0 | 0.13021 | -1.2709 | -0.13021 | 0.25749
[9 empty] | 2014-05-24 | 8時 | 0.5244 | 0 | 0 | 0 | 0 | 0 | 0 | 0 | 0 | 0 | 0.053729 | 0 | 0 | 0 | 0 | 0 | 0 | 0 | 0 | 0.024857 | 0.023776 | 0.0010807 | 0.064563 | 0.2343 | 0.14488 | 0 | 0.075962 | -0.74139 | -0.075962 | 0.15834
[9 empty] | 2014-05-24 | 9時 | 0 | 0 | 0 | 0 | 0 | 0 | 0 | 0 | 0 | 0 | 0 | 0 | 0 | 0 | 0 | 0 | 0 | 0 | 0 | 0.024026 | 0.023776 | 0.00025017 | 0.16544 | 0.52635 | 0.33688 | 0 | 0.27005 | -2.6357 | -0.27005 | 0.2563
[9 empty] | 2014-05-24 | 10時 | 0 | 0 | 0 | 0 | 0 | 0 | 0 | 0 | 0 | 0 | 0 | 0 | 0 | 0 | 0 | 0 | 0 | 0 | 0 | 0.024446 | 0.023776 | 0.00067044 | 0.053027 | 0.1258 | 0.04833 | 0 | 0.058138 | -0.56743 | -0.058138 | 0.067665
[9 empty] | 2014-05-24 | 11時 | 0.5 | 0 | 0 | 0 | 0 | 0 | 0 | 0 | 0 | 0 | 0.05123 | 0 | 0 | 0 | 0 | 0 | 0 | 0 | 0 | 0.024026 | 0.023776 | 0.00025017 | 0.0026381 | 0.082794 | 0.05613 | 0 | 0.012154 | -0.11863 | -0.012154 | 0.07064
[9 empty] | 2014-05-24 | 12時 | 0.5004 | 0 | 0 | 0 | 0 | 0 | 0 | 0 | 0 | 0 | 0.051271 | 0 | 0 | 0 | 0 | 0 | 0 | 0 | 0 | 0.03053 | 0.023776 | 0.0067545 | 0.029502 | 0.33286 | 0.27283 | 0 | 0.13912 | -1.3578 | -0.13912 | 0.19374
[9 empty] | 2014-05-24 | 13時 | 0 | 0 | 0 | 0 | 0 | 0 | 0 | 0 | 0 | 0 | 0 | 0 | 0 | 0 | 0 | 0 | 0 | 0 | 0 | 0.024446 | 0.023776 | 0.00067044 | 0.058042 | 0.13082 | 0.04833 | 0 | 0.059706 | -0.58273 | -0.059706 | 0.071112
[9 empty] | 2014-05-24 | 14時 | 0 | 0 | 0 | 0 | 0 | 0 | 0 | 0 | 0 | 0 | 0 | 0 | 0 | 0 | 0 | 0 | 0 | 0 | 0 | 0.024026 | 0.023776 | 0.00025017 | 0.024487 | 0.10464 | 0.05613 | 0 | 0.054211 | -0.5291 | -0.054211 | 0.050433
[9 empty] | 2014-05-24 | 15時 | 0.49527 | 0 | 0 | 0 | 0 | 0 | 0 | 0 | 0 | 0 | 0.050745 | 0 | 0 | 0 | 0 | 0 | 0 | 0 | 0 | 0.024026 | 0.023776 | 0.00025017 | 0 | 0.080156 | 0.05613 | 0 | 0.011665 | -0.11385 | -0.011665 | 0.068491
[9 empty] | 2014-05-24 | 16時 | 0.50158 | 0 | 0 | 0 | 0 | 0 | 0 | 0 | 0 | 0 | 0.051392 | 0 | 0 | 0 | 0 | 0 | 0 | 0 | 0 | 0.024446 | 0.023776 | 0.00067044 | 0.033816 | 0.10659 | 0.04833 | 0 | 0.016793 | -0.1639 | -0.016793 | 0.0898
[9 empty] | 2014-05-24 | 17時 | 1.3178 | 0 | 0 | 0 | 0 | 0 | 0 | 0 | 0 | 0 | 0.13502 | 0 | 0 | 0 | 0 | 0 | 0 | 0 | 0 | 0.024446 | 0.023776 | 0.00067044 | 0.056835 | 0.28621 | 0.20493 | 0 | 0.043592 | -0.42546 | -0.043592 | 0.24262
[9 empty] | 2014-05-24 | 18時 | 0.53894 | 0 | 0 | 0 | 0 | 0 | 0 | 0 | 0 | 0 | 0.055219 | 0 | 0 | 0 | 0 | 0 | 0 | 0 | 0 | 0.036624 | 0.023776 | 0.012849 | 0.066494 | 0.4419 | 0.33878 | 0 | 0.15512 | -1.5139 | -0.15512 | 0.28678
[9 empty] | 2014-05-24 | 19時 | 1.3548 | 0 | 0 | 0 | 0 | 0 | 0 | 0 | 0 | 0 | 0.13882 | 0 | 0 | 0 | 0 | 0 | 0 | 0 | 0 | 0.036624 | 0.023776 | 0.012849 | 0.16307 | 0.33458 | 0.13488 | 0 | 0.07457 | -0.7278 | -0.07457 | 0.26001
[9 empty] | 2014-05-24 | 20時 | 1.4815 | 0 | 0 | 0 | 0 | 0 | 0 | 0 | 0 | 0 | 0.15179 | 0 | 0 | 0 | 0 | 0 | 0 | 0 | 0 | 0.024446 | 0.023776 | 0.00067044 | 0.088224 | 0.24028 | 0.12761 | 0 | -0.0039214 | 0.038273 | 0.0039214 | 0.2442
[9 empty] | 2014-05-24 | 21時 | 2.4739 | 0 | 0 | 0 | 0 | 0 | 0 | 0 | 0 | 0 | 0.25348 | 0 | 0 | 0 | 0 | 0 | 0 | 0 | 0 | 0.024446 | 0.023776 | 0.00067044 | 0.14284 | 0.35471 | 0.18743 | 0 | 0.026363 | -0.25731 | -0.026363 | 0.32835
[9 empty] | 2014-05-24 | 22時 | 1.7982 | 0 | 0 | 0 | 0 | 0 | 0 | 0 | 0 | 0 | 0.18424 | 0 | 0 | 0 | 0 | 0 | 0 | 0 | 0 | 0.036344 | 0.023776 | 0.012568 | 0.16493 | 0.39307 | 0.19179 | 0 | 0.064721 | -0.63167 | -0.064721 | 0.32835
[9 empty] | 2014-05-24 | 23時 | 0 | 0 | 0 | 0 | 0 | 0 | 0 | 0 | 0 | 0 | 0 | 0 | 0 | 0 | 0 | 0 | 0 | 0 | 0 | 0.037175 | 0.023776 | 0.013399 | 0.17268 | 0.42753 | 0.21768 | 0 | 0.19838 | -1.9362 | -0.19838 | 0.22915
[9 empty] | 2014-05-25 | 0時 | 0 | 0 | 0 | 0 | 0 | 0 | 0 | 0 | 0 | 0 | 0 | 0 | 0 | 0 | 0 | 0 | 0 | 0 | 0 | 0.024026 | 0.023776 | 0.00025017 | 0.045276 | 0.22713 | 0.15783 | 0 | 0.1338 | -1.3059 | -0.1338 | 0.093332
[9 empty] | 2014-05-25 | 1時 | 0 | 0 | 0 | 0 | 0 | 0 | 0 | 0 | 0 | 0 | 0 | 0 | 0 | 0 | 0 | 0 | 0 | 0 | 0 | 0.024026 | 0.023776 | 0.00025017 | 0 | 0.072356 | 0.04833 | 0 | 0.044038 | -0.42981 | -0.044038 | 0.028319
[9 empty] | 2014-05-25 | 2時 | 0 | 0 | 0 | 0 | 0 | 0 | 0 | 0 | 0 | 0 | 0 | 0 | 0 | 0 | 0 | 0 | 0 | 0 | 0 | 0.024026 | 0.023776 | 0.00025017 | 0 | 0.080156 | 0.05613 | 0 | 0.049303 | -0.48119 | -0.049303 | 0.030854
[9 empty] | 2014-05-25 | 3時 | 0 | 0 | 0 | 0 | 0 | 0 | 0 | 0 | 0 | 0 | 0 | 0 | 0 | 0 | 0 | 0 | 0 | 0 | 0 | 0.024026 | 0.023776 | 0.00025017 | 0 | 0.080156 | 0.05613 | 0 | 0.049303 | -0.48119 | -0.049303 | 0.030854
[9 empty] | 2014-05-25 | 4時 | 0 | 0 | 0 | 0 | 0 | 0 | 0 | 0 | 0 | 0 | 0 | 0 | 0 | 0 | 0 | 0 | 0 | 0 | 0 | 0.024026 | 0.023776 | 0.00025017 | 0 | 0.072356 | 0.04833 | 0 | 0.044038 | -0.42981 | -0.044038 | 0.028319
[9 empty] | 2014-05-25 | 5時 | 4.565 | 0 | 0 | 0 | 0 | 0 | 0 | 0 | 0 | 0 | 0.46772 | 0 | 0 | 0 | 0 | 0 | 0 | 0 | 0 | 0.024026 | 0.023776 | 0.00025017 | 0 | 0.080156 | 0.05613 | 0 | -0.22912 | 2.2362 | 0.22912 | 0.30928
[9 empty] | 2014-05-25 | 6時 | 1.3325 | 0 | 0 | 0 | 0 | 0 | 0 | 0 | 0 | 0 | 0.13653 | 0 | 0 | 0 | 0 | 0 | 0 | 0 | 0 | 0.03053 | 0.023776 | 0.0067545 | 0.018231 | 0.30998 | 0.26122 | 0 | 0.085431 | -0.83381 | -0.085431 | 0.22455
[9 empty] | 2014-05-25 | 7時 | 1.0549 | 0 | 0 | 0 | 0 | 0 | 0 | 0 | 0 | 0 | 0.10808 | 0 | 0 | 0 | 0 | 0 | 0 | 0 | 0 | 0.024857 | 0.023776 | 0.0010807 | 0.11469 | 0.3877 | 0.24816 | 0 | 0.11815 | -1.1532 | -0.11815 | 0.26955
[9 empty] | 2014-05-25 | 8時 | 0.82324 | 0 | 0 | 0 | 0 | 0 | 0 | 0 | 0 | 0 | 0.084348 | 0 | 0 | 0 | 0 | 0 | 0 | 0 | 0 | 0.024857 | 0.023776 | 0.0010807 | 0.064563 | 0.2343 | 0.14488 | 0 | 0.065714 | -0.64137 | -0.065714 | 0.16858
[9 empty] | 2014-05-25 | 9時 | 0 | 0 | 0 | 0 | 0 | 0 | 0 | 0 | 0 | 0 | 0 | 0 | 0 | 0 | 0 | 0 | 0 | 0 | 0 | 0.024026 | 0.023776 | 0.00025017 | 0.16544 | 0.52635 | 0.33688 | 0 | 0.28512 | -2.7828 | -0.28512 | 0.24123
[9 empty] | 2014-05-25 | 10時 | 0 | 0 | 0 | 0 | 0 | 0 | 0 | 0 | 0 | 0 | 0 | 0 | 0 | 0 | 0 | 0 | 0 | 0 | 0 | 0.024446 | 0.023776 | 0.00067044 | 0.053027 | 0.1258 | 0.04833 | 0 | 0.062759 | -0.61253 | -0.062759 | 0.063045
[9 empty] | 2014-05-25 | 11時 | 0.89815 | 0 | 0 | 0 | 0 | 0 | 0 | 0 | 0 | 0 | 0.092023 | 0 | 0 | 0 | 0 | 0 | 0 | 0 | 0 | 0.024026 | 0.023776 | 0.00025017 | 0.0026381 | 0.082794 | 0.05613 | 0 | -0.0095655 | 0.093359 | 0.0095655 | 0.09236
[9 empty] | 2014-05-25 | 12時 | 0.57953 | 0 | 0 | 0 | 0 | 0 | 0 | 0 | 0 | 0 | 0.059378 | 0 | 0 | 0 | 0 | 0 | 0 | 0 | 0 | 0.03053 | 0.023776 | 0.0067545 | 0.029502 | 0.33286 | 0.27283 | 0 | 0.14546 | -1.4197 | -0.14546 | 0.1874
[9 empty] | 2014-05-25 | 13時 | 0 | 0 | 0 | 0 | 0 | 0 | 0 | 0 | 0 | 0 | 0 | 0 | 0 | 0 | 0 | 0 | 0 | 0 | 0 | 0.024446 | 0.023776 | 0.00067044 | 0.058042 | 0.13082 | 0.04833 | 0 | 0.064518 | -0.6297 | -0.064518 | 0.066301
[9 empty] | 2014-05-25 | 14時 | 0 | 0 | 0 | 0 | 0 | 0 | 0 | 0 | 0 | 0 | 0 | 0 | 0 | 0 | 0 | 0 | 0 | 0 | 0 | 0.024026 | 0.023776 | 0.00025017 | 0.024487 | 0.10464 | 0.05613 | 0 | 0.057876 | -0.56487 | -0.057876 | 0.046767
[9 empty] | 2014-05-25 | 15時 | 1.0109 | 0 | 0 | 0 | 0 | 0 | 0 | 0 | 0 | 0 | 0.10357 | 0 | 0 | 0 | 0 | 0 | 0 | 0 | 0 | 0.024026 | 0.023776 | 0.00025017 | 0 | 0.080156 | 0.05613 | 0 | -0.017994 | 0.17562 | 0.017994 | 0.09815
[9 empty] | 2014-05-25 | 16時 | 0.72344 | 0 | 0 | 0 | 0 | 0 | 0 | 0 | 0 | 0 | 0.074123 | 0 | 0 | 0 | 0 | 0 | 0 | 0 | 0 | 0.024446 | 0.023776 | 0.00067044 | 0.033816 | 0.10659 | 0.04833 | 0 | 0.007871 | -0.076821 | -0.007871 | 0.098722
[9 empty] | 2014-05-25 | 17時 | 2.0801 | 0 | 0 | 0 | 0 | 0 | 0 | 0 | 0 | 0 | 0.21312 | 0 | 0 | 0 | 0 | 0 | 0 | 0 | 0 | 0.024446 | 0.023776 | 0.00067044 | 0.056835 | 0.28621 | 0.20493 | 0 | 0.0071595 | -0.069877 | -0.0071595 | 0.27905
[9 empty] | 2014-05-25 | 18時 | 1.1507 | 0 | 0 | 0 | 0 | 0 | 0 | 0 | 0 | 0 | 0.1179 | 0 | 0 | 0 | 0 | 0 | 0 | 0 | 0 | 0.036624 | 0.023776 | 0.012849 | 0.066494 | 0.4419 | 0.33878 | 0 | 0.13262 | -1.2944 | -0.13262 | 0.30928
[9 empty] | 2014-05-25 | 19時 | 1.828 | 0 | 0 | 0 | 0 | 0 | 0 | 0 | 0 | 0 | 0.1873 | 0 | 0 | 0 | 0 | 0 | 0 | 0 | 0 | 0.036624 | 0.023776 | 0.012849 | 0.16307 | 0.33458 | 0.13488 | 0 | 0.070863 | -0.69162 | -0.070863 | 0.26371
[9 empty] | 2014-05-25 | 20時 | 1.8958 | 0 | 0 | 0 | 0 | 0 | 0 | 0 | 0 | 0 | 0.19424 | 0 | 0 | 0 | 0 | 0 | 0 | 0 | 0 | 0.024446 | 0.023776 | 0.00067044 | 0.088224 | 0.24028 | 0.12761 | 0 | -0.017101 | 0.1669 | 0.017101 | 0.25738
[9 empty] | 2014-05-25 | 21時 | 2.7031 | 0 | 0 | 0 | 0 | 0 | 0 | 0 | 0 | 0 | 0.27696 | 0 | 0 | 0 | 0 | 0 | 0 | 0 | 0 | 0.024446 | 0.023776 | 0.00067044 | 0.14284 | 0.35471 | 0.18743 | 0 | 0.045433 | -0.44342 | -0.045433 | 0.30928
[9 empty] | 2014-05-25 | 22時 | 1.8829 | 0 | 0 | 0 | 0 | 0 | 0 | 0 | 0 | 0 | 0.19292 | 0 | 0 | 0 | 0 | 0 | 0 | 0 | 0 | 0.036344 | 0.023776 | 0.012568 | 0.16493 | 0.39307 | 0.19179 | 0 | 0.08379 | -0.81779 | -0.08379 | 0.30928
[9 empty] | 2014-05-25 | 23時 | 0 | 0 | 0 | 0 | 0 | 0 | 0 | 0 | 0 | 0 | 0 | 0 | 0 | 0 | 0 | 0 | 0 | 0 | 0 | 0.037175 | 0.023776 | 0.013399 | 0.17268 | 0.42753 | 0.21768 | 0 | 0.21196 | -2.0687 | -0.21196 | 0.21558
[9 empty] | 2014-05-26 | 0時 | 0 | 0 | 0 | 0 | 0 | 0 | 0 | 0 | 0 | 0 | 0 | 0 | 0 | 0 | 0 | 0 | 0 | 0 | 0 | 0.024026 | 0.023776 | 0.00025017 | 0.045276 | 0.22713 | 0.15783 | 0 | 0.12767 | -1.2461 | -0.12767 | 0.099458
[9 empty] | 2014-05-26 | 1時 | 0 | 0 | 0 | 0 | 0 | 0 | 0 | 0 | 0 | 0 | 0 | 0 | 0 | 0 | 0 | 0 | 0 | 0 | 0 | 0.024026 | 0.023776 | 0.00025017 | 0 | 0.072356 | 0.04833 | 0 | 0.041565 | -0.40567 | -0.041565 | 0.030792
[9 empty] | 2014-05-26 | 2時 | 0 | 0 | 0 | 0 | 0 | 0 | 0 | 0 | 0 | 0 | 0 | 0 | 0 | 0 | 0 | 0 | 0 | 0 | 0 | 0.024026 | 0.023776 | 0.00025017 | 0 | 0.080156 | 0.05613 | 0 | 0.046687 | -0.45567 | -0.046687 | 0.033469
[9 empty] | 2014-05-26 | 3時 | 0 | 0 | 0 | 0 | 0 | 0 | 0 | 0 | 0 | 0 | 0 | 0 | 0 | 0 | 0 | 0 | 0 | 0 | 0 | 0.024026 | 0.023776 | 0.00025017 | 0 | 0.080156 | 0.05613 | 0 | 0.046687 | -0.45567 | -0.046687 | 0.033469
[9 empty] | 2014-05-26 | 4時 | 0 | 0 | 0 | 0 | 0 | 0 | 0 | 0 | 0 | 0 | 0 | 0 | 0 | 0 | 0 | 0 | 0 | 0 | 0 | 0.024026 | 0.023776 | 0.00025017 | 0 | 0.072356 | 0.04833 | 0 | 0.041565 | -0.40567 | -0.041565 | 0.030792
[9 empty] | 2014-05-26 | 5時 | 4.1378 | 0 | 0 | 0 | 0 | 0 | 0 | 0 | 0 | 0 | 0.42396 | 0 | 0 | 0 | 0 | 0 | 0 | 0 | 0 | 0.024026 | 0.023776 | 0.00025017 | 0 | 0.080156 | 0.05613 | 0 | -0.24425 | 2.3839 | 0.24425 | 0.32441
[9 empty] | 2014-05-26 | 6時 | 1.1839 | 0 | 0 | 0 | 0 | 0 | 0 | 0 | 0 | 0 | 0.1213 | 0 | 0 | 0 | 0 | 0 | 0 | 0 | 0 | 0.03053 | 0.023776 | 0.0067545 | 0.018231 | 0.30998 | 0.26122 | 0 | 0.082384 | -0.80407 | -0.082384 | 0.2276
[9 empty] | 2014-05-26 | 7時 | 0.95984 | 0 | 0 | 0 | 0 | 0 | 0 | 0 | 0 | 0 | 0.098344 | 0 | 0 | 0 | 0 | 0 | 0 | 0 | 0 | 0.024857 | 0.023776 | 0.0010807 | 0.11469 | 0.3877 | 0.24816 | 0 | 0.10881 | -1.062 | -0.10881 | 0.2789
[9 empty] | 2014-05-26 | 8時 | 0.715 | 0 | 0 | 0 | 0 | 0 | 0 | 0 | 0 | 0 | 0.073258 | 0 | 0 | 0 | 0 | 0 | 0 | 0 | 0 | 0.024857 | 0.023776 | 0.0010807 | 0.064563 | 0.2343 | 0.14488 | 0 | 0.062971 | -0.61459 | -0.062971 | 0.17133
[9 empty] | 2014-05-26 | 9時 | 0 | 0 | 0 | 0 | 0 | 0 | 0 | 0 | 0 | 0 | 0 | 0 | 0 | 0 | 0 | 0 | 0 | 0 | 0 | 0.024026 | 0.023776 | 0.00025017 | 0.16544 | 0.52635 | 0.33688 | 0 | 0.27069 | -2.6419 | -0.27069 | 0.25566
[9 empty] | 2014-05-26 | 10時 | 0 | 0 | 0 | 0 | 0 | 0 | 0 | 0 | 0 | 0 | 0 | 0 | 0 | 0 | 0 | 0 | 0 | 0 | 0 | 0.024446 | 0.023776 | 0.00067044 | 0.053027 | 0.1258 | 0.04833 | 0 | 0.058335 | -0.56935 | -0.058335 | 0.067469
[9 empty] | 2014-05-26 | 11時 | 0.59743 | 0 | 0 | 0 | 0 | 0 | 0 | 0 | 0 | 0 | 0.061212 | 0 | 0 | 0 | 0 | 0 | 0 | 0 | 0 | 0.024026 | 0.023776 | 0.00025017 | 0.0026381 | 0.082794 | 0.05613 | 0 | 0.0055078 | -0.053756 | -0.0055078 | 0.077287
[9 empty] | 2014-05-26 | 12時 | 0.52343 | 0 | 0 | 0 | 0 | 0 | 0 | 0 | 0 | 0 | 0.05363 | 0 | 0 | 0 | 0 | 0 | 0 | 0 | 0 | 0.03053 | 0.023776 | 0.0067545 | 0.029502 | 0.33286 | 0.27283 | 0 | 0.138 | -1.3468 | -0.138 | 0.19487
[9 empty] | 2014-05-26 | 13時 | 0 | 0 | 0 | 0 | 0 | 0 | 0 | 0 | 0 | 0 | 0 | 0 | 0 | 0 | 0 | 0 | 0 | 0 | 0 | 0.024446 | 0.023776 | 0.00067044 | 0.058042 | 0.13082 | 0.04833 | 0 | 0.059911 | -0.58473 | -0.059911 | 0.070908
[9 empty] | 2014-05-26 | 14時 | 0 | 0 | 0 | 0 | 0 | 0 | 0 | 0 | 0 | 0 | 0 | 0 | 0 | 0 | 0 | 0 | 0 | 0 | 0 | 0.024026 | 0.023776 | 0.00025017 | 0.024487 | 0.10464 | 0.05613 | 0 | 0.054367 | -0.53062 | -0.054367 | 0.050277
[9 empty] | 2014-05-26 | 15時 | 0.50294 | 0 | 0 | 0 | 0 | 0 | 0 | 0 | 0 | 0 | 0.051531 | 0 | 0 | 0 | 0 | 0 | 0 | 0 | 0 | 0.024026 | 0.023776 | 0.00025017 | 0 | 0.080156 | 0.05613 | 0 | 0.011324 | -0.11053 | -0.011324 | 0.068832
[9 empty] | 2014-05-26 | 16時 | 0.49699 | 0 | 0 | 0 | 0 | 0 | 0 | 0 | 0 | 0 | 0.050921 | 0 | 0 | 0 | 0 | 0 | 0 | 0 | 0 | 0.024446 | 0.023776 | 0.00067044 | 0.033816 | 0.10659 | 0.04833 | 0 | 0.017364 | -0.16948 | -0.017364 | 0.089228
[9 empty] | 2014-05-26 | 17時 | 1.3468 | 0 | 0 | 0 | 0 | 0 | 0 | 0 | 0 | 0 | 0.13799 | 0 | 0 | 0 | 0 | 0 | 0 | 0 | 0 | 0.024446 | 0.023776 | 0.00067044 | 0.056835 | 0.28621 | 0.20493 | 0 | 0.042164 | -0.41153 | -0.042164 | 0.24405
[9 empty] | 2014-05-26 | 18時 | 0.74688 | 0 | 0 | 0 | 0 | 0 | 0 | 0 | 0 | 0 | 0.076525 | 0 | 0 | 0 | 0 | 0 | 0 | 0 | 0 | 0.036624 | 0.023776 | 0.012849 | 0.066494 | 0.4419 | 0.33878 | 0 | 0.14121 | -1.3782 | -0.14121 | 0.30069
[9 empty] | 2014-05-26 | 19時 | 1.3868 | 0 | 0 | 0 | 0 | 0 | 0 | 0 | 0 | 0 | 0.14209 | 0 | 0 | 0 | 0 | 0 | 0 | 0 | 0 | 0.036624 | 0.023776 | 0.012849 | 0.16307 | 0.33458 | 0.13488 | 0 | 0.072956 | -0.71205 | -0.072956 | 0.26162
[9 empty] | 2014-05-26 | 20時 | 1.555 | 0 | 0 | 0 | 0 | 0 | 0 | 0 | 0 | 0 | 0.15932 | 0 | 0 | 0 | 0 | 0 | 0 | 0 | 0 | 0.024446 | 0.023776 | 0.00067044 | 0.088224 | 0.24028 | 0.12761 | 0 | -0.0084726 | 0.082692 | 0.0084726 | 0.24875
[9 empty] | 2014-05-26 | 21時 | 2.577 | 0 | 0 | 0 | 0 | 0 | 0 | 0 | 0 | 0 | 0.26403 | 0 | 0 | 0 | 0 | 0 | 0 | 0 | 0 | 0.024446 | 0.023776 | 0.00067044 | 0.14284 | 0.35471 | 0.18743 | 0 | 0.027175 | -0.26523 | -0.027175 | 0.32754
[9 empty] | 2014-05-26 | 22時 | 1.8711 | 0 | 0 | 0 | 0 | 0 | 0 | 0 | 0 | 0 | 0.19172 | 0 | 0 | 0 | 0 | 0 | 0 | 0 | 0 | 0.036344 | 0.023776 | 0.012568 | 0.16493 | 0.39307 | 0.19179 | 0 | 0.065532 | -0.63959 | -0.065532 | 0.32754
[9 empty] | 2014-05-26 | 23時 | 0 | 0 | 0 | 0 | 0 | 0 | 0 | 0 | 0 | 0 | 0 | 0 | 0 | 0 | 0 | 0 | 0 | 0 | 0 | 0.037175 | 0.023776 | 0.013399 | 0.17268 | 0.42753 | 0.21768 | 0 | 0.19896 | -1.9419 | -0.19896 | 0.22857
[9 empty] | 2014-05-27 | 0時 | 0 | 0 | 0 | 0 | 0 | 0 | 0 | 0 | 0 | 0 | 0 | 0 | 0 | 0 | 0 | 0 | 0 | 0 | 0 | 0.024026 | 0.023776 | 0.00025017 | 0 | 0.18186 | 0.15783 | 0 | 0.10662 | -1.0406 | -0.10662 | 0.075235
[9 empty] | 2014-05-27 | 1時 | 0 | 0 | 0 | 0 | 0 | 0 | 0 | 0 | 0 | 0 | 0 | 0 | 0 | 0 | 0 | 0 | 0 | 0 | 0 | 0.024026 | 0.023776 | 0.00025017 | 0 | 0.072356 | 0.04833 | 0 | 0.037772 | -0.36865 | -0.037772 | 0.034585
[9 empty] | 2014-05-27 | 2時 | 0 | 0 | 0 | 0 | 0 | 0 | 0 | 0 | 0 | 0 | 0 | 0 | 0 | 0 | 0 | 0 | 0 | 0 | 0 | 0.024026 | 0.023776 | 0.00025017 | 0 | 0.080156 | 0.05613 | 0 | 0.042676 | -0.41652 | -0.042676 | 0.03748
[9 empty] | 2014-05-27 | 3時 | 0 | 0 | 0 | 0 | 0 | 0 | 0 | 0 | 0 | 0 | 0 | 0 | 0 | 0 | 0 | 0 | 0 | 0 | 0 | 0.024026 | 0.023776 | 0.00025017 | 0 | 0.080156 | 0.05613 | 0 | 0.042676 | -0.41652 | -0.042676 | 0.03748
[9 empty] | 2014-05-27 | 4時 | 0 | 0 | 0 | 0 | 0 | 0 | 0 | 0 | 0 | 0 | 0 | 0 | 0 | 0 | 0 | 0 | 0 | 0 | 0 | 0.024026 | 0.023776 | 0.00025017 | 0 | 0.072356 | 0.04833 | 0 | 0.037772 | -0.36865 | -0.037772 | 0.034585
[9 empty] | 2014-05-27 | 5時 | 0 | 0 | 0 | 0 | 0 | 0 | 0 | 0 | 0 | 0 | 0 | 0 | 0 | 0 | 0 | 0 | 0 | 0 | 0 | 0.024026 | 0.023776 | 0.00025017 | 0 | 0.080156 | 0.05613 | 0 | 0.042676 | -0.41652 | -0.042676 | 0.03748
[9 empty] | 2014-05-27 | 6時 | 0 | 0 | 0 | 0 | 0 | 0 | 0 | 0 | 0 | 0 | 0 | 0 | 0 | 0 | 0 | 0 | 0 | 0 | 0 | 0.024026 | 0.023776 | 0.00025017 | 0 | 0.080156 | 0.05613 | 0 | 0.042676 | -0.41652 | -0.042676 | 0.03748
[9 empty] | 2014-05-27 | 7時 | 3.4886 | 0 | 0 | 0 | 0 | 0 | 0 | 0 | 0 | 0 | 0.35743 | 0 | 0 | 0 | 0 | 0 | 0 | 0 | 0 | 0.024857 | 0.023776 | 0.0010807 | 0.023666 | 0.23404 | 0.18552 | 0 | -0.12149 | 1.1858 | 0.12149 | 0.35554
[9 empty] | 2014-05-27 | 8時 | 2.1375 | 0 | 0 | 0 | 0 | 0 | 0 | 0 | 0 | 0 | 0.21901 | 0 | 0 | 0 | 0 | 0 | 0 | 0 | 0 | 0.031371 | 0.023776 | 0.0075951 | 0.11401 | 0.4267 | 0.28132 | 0 | 0.071159 | -0.69451 | -0.071159 | 0.35554
[9 empty] | 2014-05-27 | 9時 | 2.0457 | 0 | 0 | 0 | 0 | 0 | 0 | 0 | 0 | 0 | 0.2096 | 0 | 0 | 0 | 0 | 0 | 0 | 0 | 0 | 0.024446 | 0.023776 | 0.00067044 | 0.22373 | 0.50028 | 0.2521 | 0 | 0.14474 | -1.4127 | -0.14474 | 0.35554
[9 empty] | 2014-05-27 | 10時 | 0.49793 | 0 | 0 | 0 | 0 | 0 | 0 | 0 | 0 | 0 | 0.051018 | 0 | 0 | 0 | 0 | 0 | 0 | 0 | 0 | 0.024857 | 0.023776 | 0.0010807 | 0.18888 | 0.44125 | 0.22751 | 0 | 0.13822 | -1.3491 | -0.13822 | 0.30302
[9 empty] | 2014-05-27 | 11時 | 0 | 0 | 0 | 0 | 0 | 0 | 0 | 0 | 0 | 0 | 0 | 0 | 0 | 0 | 0 | 0 | 0 | 0 | 0 | 0.024446 | 0.023776 | 0.00067044 | 0.17015 | 0.4299 | 0.23531 | 0 | 0.17811 | -1.7384 | -0.17811 | 0.25179
[9 empty] | 2014-05-27 | 12時 | 0 | 0 | 0 | 0 | 0 | 0 | 0 | 0 | 0 | 0 | 0 | 0 | 0 | 0 | 0 | 0 | 0 | 0 | 0 | 0.03053 | 0.023776 | 0.0067545 | 0.15008 | 0.45344 | 0.27283 | 0 | 0.19169 | -1.8709 | -0.19169 | 0.26176
[9 empty] | 2014-05-27 | 13時 | 0 | 0 | 0 | 0 | 0 | 0 | 0 | 0 | 0 | 0 | 0 | 0 | 0 | 0 | 0 | 0 | 0 | 0 | 0 | 0.024446 | 0.023776 | 0.00067044 | 0.093998 | 0.16677 | 0.04833 | 0 | 0.062106 | -0.60615 | -0.062106 | 0.10467
[9 empty] | 2014-05-27 | 14時 | 0 | 0 | 0 | 0 | 0 | 0 | 0 | 0 | 0 | 0 | 0 | 0 | 0 | 0 | 0 | 0 | 0 | 0 | 0 | 0.024026 | 0.023776 | 0.00025017 | 0 | 0.080156 | 0.05613 | 0 | 0.042676 | -0.41652 | -0.042676 | 0.03748
[9 empty] | 2014-05-27 | 15時 | 0 | 0 | 0 | 0 | 0 | 0 | 0 | 0 | 0 | 0 | 0 | 0 | 0 | 0 | 0 | 0 | 0 | 0 | 0 | 0.024026 | 0.023776 | 0.00025017 | 0 | 0.080156 | 0.05613 | 0 | 0.042676 | -0.41652 | -0.042676 | 0.03748
[9 empty] | 2014-05-27 | 16時 | 0 | 0 | 0 | 0 | 0 | 0 | 0 | 0 | 0 | 0 | 0 | 0 | 0 | 0 | 0 | 0 | 0 | 0 | 0 | 0.024857 | 0.023776 | 0.0010807 | 0.070329 | 0.37035 | 0.27516 | 0 | 0.10711 | -1.0454 | -0.10711 | 0.26323
[9 empty] | 2014-05-27 | 17時 | 0 | 0 | 0 | 0 | 0 | 0 | 0 | 0 | 0 | 0 | 0 | 0 | 0 | 0 | 0 | 0 | 0 | 0 | 0 | 0.036624 | 0.023776 | 0.012849 | 0.13006 | 0.44491 | 0.27822 | 0 | 0.13848 | -1.3515 | -0.13848 | 0.30643
[9 empty] | 2014-05-27 | 18時 | 0 | 0 | 0 | 0 | 0 | 0 | 0 | 0 | 0 | 0 | 0 | 0 | 0 | 0 | 0 | 0 | 0 | 0 | 0 | 0.036624 | 0.023776 | 0.012849 | 0.15964 | 0.41407 | 0.21781 | 0 | 0.11209 | -1.094 | -0.11209 | 0.30199
[9 empty] | 2014-05-27 | 19時 | 1.2968 | 0 | 0 | 0 | 0 | 0 | 0 | 0 | 0 | 0 | 0.13287 | 0 | 0 | 0 | 0 | 0 | 0 | 0 | 0 | 0.024026 | 0.023776 | 0.00025017 | 0.067685 | 0.2273 | 0.13559 | 0 | 0.021281 | -0.2077 | -0.021281 | 0.20602
[9 empty] | 2014-05-27 | 20時 | 2.0985 | 0 | 0 | 0 | 0 | 0 | 0 | 0 | 0 | 0 | 0.21501 | 0 | 0 | 0 | 0 | 0 | 0 | 0 | 0 | 0.024446 | 0.023776 | 0.00067044 | 0.14104 | 0.29311 | 0.12762 | 0 | -0.060797 | 0.59338 | 0.060797 | 0.3539
[9 empty] | 2014-05-27 | 21時 | 2.1193 | 0 | 0 | 0 | 0 | 0 | 0 | 0 | 0 | 0 | 0.21714 | 0 | 0 | 0 | 0 | 0 | 0 | 0 | 0 | 0.036344 | 0.023776 | 0.012568 | 0.16291 | 0.4405 | 0.24124 | 0 | 0.084958 | -0.82919 | -0.084958 | 0.35554
[9 empty] | 2014-05-27 | 22時 | 0 | 0 | 0 | 0 | 0 | 0 | 0 | 0 | 0 | 0 | 0 | 0 | 0 | 0 | 0 | 0 | 0 | 0 | 0 | 0.036764 | 0.023776 | 0.012989 | 0.16493 | 0.38136 | 0.17966 | 0 | 0.12979 | -1.2667 | -0.12979 | 0.25157
[9 empty] | 2014-05-27 | 23時 | 0 | 0 | 0 | 0 | 0 | 0 | 0 | 0 | 0 | 0 | 0 | 0 | 0 | 0 | 0 | 0 | 0 | 0 | 0 | 0.03039 | 0.023776 | 0.0066144 | 0.1312 | 0.31942 | 0.15783 | 0 | 0.14205 | -1.3864 | -0.14205 | 0.17737
[9 empty] | 2014-05-28 | 0時 | 0 | 0 | 0 | 0 | 0 | 0 | 0 | 0 | 0 | 0 | 0 | 0 | 0 | 0 | 0 | 0 | 0 | 0 | 0 | 0.024026 | 0.023776 | 0.00025017 | 0 | 0.18186 | 0.15783 | 0 | 0.12929 | -1.2619 | -0.12929 | 0.052566
[9 empty] | 2014-05-28 | 1時 | 0 | 0 | 0 | 0 | 0 | 0 | 0 | 0 | 0 | 0 | 0 | 0 | 0 | 0 | 0 | 0 | 0 | 0 | 0 | 0.024026 | 0.023776 | 0.00025017 | 0 | 0.072356 | 0.04833 | 0 | 0.050307 | -0.491 | -0.050307 | 0.022049
[9 empty] | 2014-05-28 | 2時 | 0 | 0 | 0 | 0 | 0 | 0 | 0 | 0 | 0 | 0 | 0 | 0 | 0 | 0 | 0 | 0 | 0 | 0 | 0 | 0.024026 | 0.023776 | 0.00025017 | 0 | 0.080156 | 0.05613 | 0 | 0.055933 | -0.54591 | -0.055933 | 0.024223
[9 empty] | 2014-05-28 | 3時 | 0 | 0 | 0 | 0 | 0 | 0 | 0 | 0 | 0 | 0 | 0 | 0 | 0 | 0 | 0 | 0 | 0 | 0 | 0 | 0.024026 | 0.023776 | 0.00025017 | 0 | 0.080156 | 0.05613 | 0 | 0.055933 | -0.54591 | -0.055933 | 0.024223
[9 empty] | 2014-05-28 | 4時 | 0 | 0 | 0 | 0 | 0 | 0 | 0 | 0 | 0 | 0 | 0 | 0 | 0 | 0 | 0 | 0 | 0 | 0 | 0 | 0.024026 | 0.023776 | 0.00025017 | 0 | 0.072356 | 0.04833 | 0 | 0.050307 | -0.491 | -0.050307 | 0.022049
[9 empty] | 2014-05-28 | 5時 | 0 | 0 | 0 | 0 | 0 | 0 | 0 | 0 | 0 | 0 | 0 | 0 | 0 | 0 | 0 | 0 | 0 | 0 | 0 | 0.024026 | 0.023776 | 0.00025017 | 0 | 0.080156 | 0.05613 | 0 | 0.055933 | -0.54591 | -0.055933 | 0.024223
[9 empty] | 2014-05-28 | 6時 | 0 | 0 | 0 | 0 | 0 | 0 | 0 | 0 | 0 | 0 | 0 | 0 | 0 | 0 | 0 | 0 | 0 | 0 | 0 | 0.024446 | 0.023776 | 0.00067044 | 0.018231 | 0.15865 | 0.11597 | 0 | 0.099032 | -0.96655 | -0.099032 | 0.059615
[9 empty] | 2014-05-28 | 7時 | 1.8597 | 0 | 0 | 0 | 0 | 0 | 0 | 0 | 0 | 0 | 0.19054 | 0 | 0 | 0 | 0 | 0 | 0 | 0 | 0 | 0.024446 | 0.023776 | 0.00067044 | 0.054439 | 0.34926 | 0.27038 | 0 | 0.11864 | -1.158 | -0.11864 | 0.23062
[9 empty] | 2014-05-28 | 8時 | 2.0841 | 0 | 0 | 0 | 0 | 0 | 0 | 0 | 0 | 0 | 0.21354 | 0 | 0 | 0 | 0 | 0 | 0 | 0 | 0 | 0.037875 | 0.023776 | 0.014099 | 0.13781 | 0.50836 | 0.33267 | 0 | 0.24537 | -2.3948 | -0.24537 | 0.26299
[9 empty] | 2014-05-28 | 9時 | 2.0803 | 0 | 0 | 0 | 0 | 0 | 0 | 0 | 0 | 0 | 0.21314 | 0 | 0 | 0 | 0 | 0 | 0 | 0 | 0 | 0.024026 | 0.023776 | 0.00025017 | 0.072039 | 0.15219 | 0.05613 | 0 | -0.030967 | 0.30224 | 0.030967 | 0.18316
[9 empty] | 2014-05-28 | 10時 | 2.0783 | 0 | 0 | 0 | 0 | 0 | 0 | 0 | 0 | 0 | 0.21294 | 0 | 0 | 0 | 0 | 0 | 0 | 0 | 0 | 0.024026 | 0.023776 | 0.00025017 | 0 | 0.072356 | 0.04833 | 0 | -0.068373 | 0.66732 | 0.068373 | 0.14073
[9 empty] | 2014-05-28 | 11時 | 1.2975 | 0 | 0 | 0 | 0 | 0 | 0 | 0 | 0 | 0 | 0.13294 | 0 | 0 | 0 | 0 | 0 | 0 | 0 | 0 | 0.024026 | 0.023776 | 0.00025017 | 0 | 0.080156 | 0.05613 | 0 | -0.018154 | 0.17718 | 0.018154 | 0.09831
[9 empty] | 2014-05-28 | 12時 | 0.5141 | 0 | 0 | 0 | 0 | 0 | 0 | 0 | 0 | 0 | 0.052675 | 0 | 0 | 0 | 0 | 0 | 0 | 0 | 0 | 0.024026 | 0.023776 | 0.00025017 | 0 | 0.080156 | 0.05613 | 0 | 0.026583 | -0.25945 | -0.026583 | 0.053573
[9 empty] | 2014-05-28 | 13時 | 0 | 0 | 0 | 0 | 0 | 0 | 0 | 0 | 0 | 0 | 0 | 0 | 0 | 0 | 0 | 0 | 0 | 0 | 0 | 0.024026 | 0.023776 | 0.00025017 | 0 | 0.072356 | 0.04833 | 0 | 0.050307 | -0.491 | -0.050307 | 0.022049
[9 empty] | 2014-05-28 | 14時 | 0 | 0 | 0 | 0 | 0 | 0 | 0 | 0 | 0 | 0 | 0 | 0 | 0 | 0 | 0 | 0 | 0 | 0 | 0 | 0.024026 | 0.023776 | 0.00025017 | 0 | 0.080156 | 0.05613 | 0 | 0.055933 | -0.54591 | -0.055933 | 0.024223
[9 empty] | 2014-05-28 | 15時 | 1.285 | 0 | 0 | 0 | 0 | 0 | 0 | 0 | 0 | 0 | 0.13166 | 0 | 0 | 0 | 0 | 0 | 0 | 0 | 0 | 0.024026 | 0.023776 | 0.00025017 | 0 | 0.080156 | 0.05613 | 0 | -0.017441 | 0.17022 | 0.017441 | 0.097597
[9 empty] | 2014-05-28 | 16時 | 1.2809 | 0 | 0 | 0 | 0 | 0 | 0 | 0 | 0 | 0 | 0.13124 | 0 | 0 | 0 | 0 | 0 | 0 | 0 | 0 | 0.024026 | 0.023776 | 0.00025017 | 0 | 0.072356 | 0.04833 | 0 | -0.022835 | 0.22287 | 0.022835 | 0.095191
[9 empty] | 2014-05-28 | 17時 | 1.2898 | 0 | 0 | 0 | 0 | 0 | 0 | 0 | 0 | 0 | 0.13215 | 0 | 0 | 0 | 0 | 0 | 0 | 0 | 0 | 0.024026 | 0.023776 | 0.00025017 | 0 | 0.080156 | 0.05613 | 0 | -0.017714 | 0.17289 | 0.017714 | 0.09787
[9 empty] | 2014-05-28 | 18時 | 0.50817 | 0 | 0 | 0 | 0 | 0 | 0 | 0 | 0 | 0 | 0.052067 | 0 | 0 | 0 | 0 | 0 | 0 | 0 | 0 | 0.024026 | 0.023776 | 0.00025017 | 0 | 0.080156 | 0.05613 | 0 | 0.026922 | -0.26276 | -0.026922 | 0.053234
[9 empty] | 2014-05-28 | 19時 | 2.0809 | 0 | 0 | 0 | 0 | 0 | 0 | 0 | 0 | 0 | 0.2132 | 0 | 0 | 0 | 0 | 0 | 0 | 0 | 0 | 0.024026 | 0.023776 | 0.00025017 | 0 | 0.072356 | 0.04833 | 0 | -0.068519 | 0.66875 | 0.068519 | 0.14088
[9 empty] | 2014-05-28 | 20時 | 2.0834 | 0 | 0 | 0 | 0 | 0 | 0 | 0 | 0 | 0 | 0.21347 | 0 | 0 | 0 | 0 | 0 | 0 | 0 | 0 | 0.024857 | 0.023776 | 0.0010807 | 0.035316 | 0.26512 | 0.20494 | 0 | 0.0021247 | -0.020737 | -0.0021247 | 0.26299
[9 empty] | 2014-05-28 | 21時 | 2.0809 | 0 | 0 | 0 | 0 | 0 | 0 | 0 | 0 | 0 | 0.21321 | 0 | 0 | 0 | 0 | 0 | 0 | 0 | 0 | 0.024446 | 0.023776 | 0.00067044 | 0.091389 | 0.35706 | 0.24122 | 0 | 0.094065 | -0.91808 | -0.094065 | 0.26299
[9 empty] | 2014-05-28 | 22時 | 0 | 0 | 0 | 0 | 0 | 0 | 0 | 0 | 0 | 0 | 0 | 0 | 0 | 0 | 0 | 0 | 0 | 0 | 0 | 0.030811 | 0.023776 | 0.0070347 | 0.16493 | 0.2469 | 0.051159 | 0 | 0.12241 | -1.1947 | -0.12241 | 0.12449
[9 empty] | 2014-05-28 | 23時 | 0 | 0 | 0 | 0 | 0 | 0 | 0 | 0 | 0 | 0 | 0 | 0 | 0 | 0 | 0 | 0 | 0 | 0 | 0 | 0.036344 | 0.023776 | 0.012568 | 0.13218 | 0.38619 | 0.21767 | 0 | 0.2281 | -2.2262 | -0.2281 | 0.1581
[9 empty] | 2014-05-29 | 0時 | 0 | 0 | 0 | 0 | 0 | 0 | 0 | 0 | 0 | 0 | 0 | 0 | 0 | 0 | 0 | 0 | 0 | 0 | 0 | 0.024026 | 0.023776 | 0.00025017 | 0.045276 | 0.22713 | 0.15783 | 0 | 0.11372 | -1.1099 | -0.11372 | 0.11342
[9 empty] | 2014-05-29 | 1時 | 0 | 0 | 0 | 0 | 0 | 0 | 0 | 0 | 0 | 0 | 0 | 0 | 0 | 0 | 0 | 0 | 0 | 0 | 0 | 0.024026 | 0.023776 | 0.00025017 | 0 | 0.072356 | 0.04833 | 0 | 0.03593 | -0.35067 | -0.03593 | 0.036427
[9 empty] | 2014-05-29 | 2時 | 0 | 0 | 0 | 0 | 0 | 0 | 0 | 0 | 0 | 0 | 0 | 0 | 0 | 0 | 0 | 0 | 0 | 0 | 0 | 0.024026 | 0.023776 | 0.00025017 | 0 | 0.080156 | 0.05613 | 0 | 0.040728 | -0.3975 | -0.040728 | 0.039429
[9 empty] | 2014-05-29 | 3時 | 0 | 0 | 0 | 0 | 0 | 0 | 0 | 0 | 0 | 0 | 0 | 0 | 0 | 0 | 0 | 0 | 0 | 0 | 0 | 0.024026 | 0.023776 | 0.00025017 | 0 | 0.080156 | 0.05613 | 0 | 0.040728 | -0.3975 | -0.040728 | 0.039429
[9 empty] | 2014-05-29 | 4時 | 0 | 0 | 0 | 0 | 0 | 0 | 0 | 0 | 0 | 0 | 0 | 0 | 0 | 0 | 0 | 0 | 0 | 0 | 0 | 0.024026 | 0.023776 | 0.00025017 | 0 | 0.072356 | 0.04833 | 0 | 0.03593 | -0.35067 | -0.03593 | 0.036427
[9 empty] | 2014-05-29 | 5時 | 1.9353 | 0 | 0 | 0 | 0 | 0 | 0 | 0 | 0 | 0 | 0.19829 | 0 | 0 | 0 | 0 | 0 | 0 | 0 | 0 | 0.024026 | 0.023776 | 0.00025017 | 0 | 0.080156 | 0.05613 | 0 | -0.11184 | 1.0915 | 0.11184 | 0.19199
[9 empty] | 2014-05-29 | 6時 | 0.5131 | 0 | 0 | 0 | 0 | 0 | 0 | 0 | 0 | 0 | 0.052572 | 0 | 0 | 0 | 0 | 0 | 0 | 0 | 0 | 0.03053 | 0.023776 | 0.0067545 | 0.018231 | 0.30998 | 0.26122 | 0 | 0.10577 | -1.0324 | -0.10577 | 0.20421
[9 empty] | 2014-05-29 | 7時 | 0.50097 | 0 | 0 | 0 | 0 | 0 | 0 | 0 | 0 | 0 | 0.051329 | 0 | 0 | 0 | 0 | 0 | 0 | 0 | 0 | 0.024857 | 0.023776 | 0.0010807 | 0.11469 | 0.3877 | 0.24816 | 0 | 0.10928 | -1.0666 | -0.10928 | 0.27843
[9 empty] | 2014-05-29 | 8時 | 0 | 0 | 0 | 0 | 0 | 0 | 0 | 0 | 0 | 0 | 0 | 0 | 0 | 0 | 0 | 0 | 0 | 0 | 0 | 0.024857 | 0.023776 | 0.0010807 | 0.064563 | 0.2343 | 0.14488 | 0 | 0.096669 | -0.94349 | -0.096669 | 0.13763
[9 empty] | 2014-05-29 | 9時 | 0 | 0 | 0 | 0 | 0 | 0 | 0 | 0 | 0 | 0 | 0 | 0 | 0 | 0 | 0 | 0 | 0 | 0 | 0 | 0.024026 | 0.023776 | 0.00025017 | 0.16544 | 0.52635 | 0.33688 | 0 | 0.2378 | -2.3209 | -0.2378 | 0.28855
[9 empty] | 2014-05-29 | 10時 | 0 | 0 | 0 | 0 | 0 | 0 | 0 | 0 | 0 | 0 | 0 | 0 | 0 | 0 | 0 | 0 | 0 | 0 | 0 | 0.024446 | 0.023776 | 0.00067044 | 0.053027 | 0.1258 | 0.04833 | 0 | 0.048255 | -0.47097 | -0.048255 | 0.077549
[9 empty] | 2014-05-29 | 11時 | 0.49461 | 0 | 0 | 0 | 0 | 0 | 0 | 0 | 0 | 0 | 0.050677 | 0 | 0 | 0 | 0 | 0 | 0 | 0 | 0 | 0.024026 | 0.023776 | 0.00025017 | 0.0026381 | 0.082794 | 0.05613 | 0 | 0.0023428 | -0.022866 | -0.0023428 | 0.080452
[9 empty] | 2014-05-29 | 12時 | 0 | 0 | 0 | 0 | 0 | 0 | 0 | 0 | 0 | 0 | 0 | 0 | 0 | 0 | 0 | 0 | 0 | 0 | 0 | 0.03053 | 0.023776 | 0.0067545 | 0.029502 | 0.33286 | 0.27283 | 0 | 0.15374 | -1.5005 | -0.15374 | 0.17912
[9 empty] | 2014-05-29 | 13時 | 0 | 0 | 0 | 0 | 0 | 0 | 0 | 0 | 0 | 0 | 0 | 0 | 0 | 0 | 0 | 0 | 0 | 0 | 0 | 0.024446 | 0.023776 | 0.00067044 | 0.058042 | 0.13082 | 0.04833 | 0 | 0.049414 | -0.48228 | -0.049414 | 0.081405
[9 empty] | 2014-05-29 | 14時 | 0 | 0 | 0 | 0 | 0 | 0 | 0 | 0 | 0 | 0 | 0 | 0 | 0 | 0 | 0 | 0 | 0 | 0 | 0 | 0.024026 | 0.023776 | 0.00025017 | 0.024487 | 0.10464 | 0.05613 | 0 | 0.04637 | -0.45257 | -0.04637 | 0.058273
[9 empty] | 2014-05-29 | 15時 | 0.49194 | 0 | 0 | 0 | 0 | 0 | 0 | 0 | 0 | 0 | 0.050404 | 0 | 0 | 0 | 0 | 0 | 0 | 0 | 0 | 0.024026 | 0.023776 | 0.00025017 | 0 | 0.080156 | 0.05613 | 0 | 0.001946 | -0.018993 | -0.001946 | 0.07821
[9 empty] | 2014-05-29 | 16時 | 0 | 0 | 0 | 0 | 0 | 0 | 0 | 0 | 0 | 0 | 0 | 0 | 0 | 0 | 0 | 0 | 0 | 0 | 0 | 0.024446 | 0.023776 | 0.00067044 | 0.033816 | 0.10659 | 0.04833 | 0 | 0.043827 | -0.42775 | -0.043827 | 0.062766
[9 empty] | 2014-05-29 | 17時 | 1.2798 | 0 | 0 | 0 | 0 | 0 | 0 | 0 | 0 | 0 | 0.13112 | 0 | 0 | 0 | 0 | 0 | 0 | 0 | 0 | 0.024446 | 0.023776 | 0.00067044 | 0.056835 | 0.28621 | 0.20493 | 0 | 0.015964 | -0.15581 | -0.015964 | 0.27025
[9 empty] | 2014-05-29 | 18時 | 0.5126 | 0 | 0 | 0 | 0 | 0 | 0 | 0 | 0 | 0 | 0.05252 | 0 | 0 | 0 | 0 | 0 | 0 | 0 | 0 | 0.036624 | 0.023776 | 0.012849 | 0.066494 | 0.4419 | 0.33878 | 0 | 0.12133 | -1.1842 | -0.12133 | 0.32056
[9 empty] | 2014-05-29 | 19時 | 1.3002 | 0 | 0 | 0 | 0 | 0 | 0 | 0 | 0 | 0 | 0.13322 | 0 | 0 | 0 | 0 | 0 | 0 | 0 | 0 | 0.036624 | 0.023776 | 0.012849 | 0.16307 | 0.33458 | 0.13488 | 0 | 0.039091 | -0.38153 | -0.039091 | 0.29548
[9 empty] | 2014-05-29 | 20時 | 1.3086 | 0 | 0 | 0 | 0 | 0 | 0 | 0 | 0 | 0 | 0.13408 | 0 | 0 | 0 | 0 | 0 | 0 | 0 | 0 | 0.024446 | 0.023776 | 0.00067044 | 0.088224 | 0.24028 | 0.12761 | 0 | -0.021104 | 0.20597 | 0.021104 | 0.26138
[9 empty] | 2014-05-29 | 21時 | 2.1068 | 0 | 0 | 0 | 0 | 0 | 0 | 0 | 0 | 0 | 0.21586 | 0 | 0 | 0 | 0 | 0 | 0 | 0 | 0 | 0.024446 | 0.023776 | 0.00067044 | 0.14284 | 0.35471 | 0.18743 | 0 | -0.014426 | 0.1408 | 0.014426 | 0.36914
[9 empty] | 2014-05-29 | 22時 | 1.3187 | 0 | 0 | 0 | 0 | 0 | 0 | 0 | 0 | 0 | 0.13512 | 0 | 0 | 0 | 0 | 0 | 0 | 0 | 0 | 0.036344 | 0.023776 | 0.012568 | 0.16493 | 0.39307 | 0.19179 | 0 | 0.04279 | -0.41763 | -0.04279 | 0.35028
[9 empty] | 2014-05-29 | 23時 | 0 | 0 | 0 | 0 | 0 | 0 | 0 | 0 | 0 | 0 | 0 | 0 | 0 | 0 | 0 | 0 | 0 | 0 | 0 | 0.037175 | 0.023776 | 0.013399 | 0.17268 | 0.42753 | 0.21768 | 0 | 0.16936 | -1.6529 | -0.16936 | 0.25818
[9 empty] | 2014-05-30 | 0時 | 0 | 0 | 0 | 0 | 0 | 0 | 0 | 0 | 0 | 0 | 0 | 0 | 0 | 0 | 0 | 0 | 0 | 0 | 0 | 0.024026 | 0.023776 | 0.00025017 | 0.045276 | 0.22713 | 0.15783 | 0 | 0.12444 | -1.2145 | -0.12444 | 0.10269
[9 empty] | 2014-05-30 | 1時 | 0 | 0 | 0 | 0 | 0 | 0 | 0 | 0 | 0 | 0 | 0 | 0 | 0 | 0 | 0 | 0 | 0 | 0 | 0 | 0.024026 | 0.023776 | 0.00025017 | 0 | 0.072356 | 0.04833 | 0 | 0.040259 | -0.39293 | -0.040259 | 0.032097
[9 empty] | 2014-05-30 | 2時 | 0 | 0 | 0 | 0 | 0 | 0 | 0 | 0 | 0 | 0 | 0 | 0 | 0 | 0 | 0 | 0 | 0 | 0 | 0 | 0.024026 | 0.023776 | 0.00025017 | 0 | 0.080156 | 0.05613 | 0 | 0.045306 | -0.44219 | -0.045306 | 0.03485
[9 empty] | 2014-05-30 | 3時 | 0 | 0 | 0 | 0 | 0 | 0 | 0 | 0 | 0 | 0 | 0 | 0 | 0 | 0 | 0 | 0 | 0 | 0 | 0 | 0.024026 | 0.023776 | 0.00025017 | 0 | 0.080156 | 0.05613 | 0 | 0.045306 | -0.44219 | -0.045306 | 0.03485
[9 empty] | 2014-05-30 | 4時 | 0 | 0 | 0 | 0 | 0 | 0 | 0 | 0 | 0 | 0 | 0 | 0 | 0 | 0 | 0 | 0 | 0 | 0 | 0 | 0.024026 | 0.023776 | 0.00025017 | 0 | 0.072356 | 0.04833 | 0 | 0.040259 | -0.39293 | -0.040259 | 0.032097
[9 empty] | 2014-05-30 | 5時 | 1.6328 | 0 | 0 | 0 | 0 | 0 | 0 | 0 | 0 | 0 | 0.16729 | 0 | 0 | 0 | 0 | 0 | 0 | 0 | 0 | 0.024026 | 0.023776 | 0.00025017 | 0 | 0.080156 | 0.05613 | 0 | -0.072721 | 0.70976 | 0.072721 | 0.15288
[9 empty] | 2014-05-30 | 6時 | 0.53698 | 0 | 0 | 0 | 0 | 0 | 0 | 0 | 0 | 0 | 0.055018 | 0 | 0 | 0 | 0 | 0 | 0 | 0 | 0 | 0.03053 | 0.023776 | 0.0067545 | 0.018231 | 0.30998 | 0.26122 | 0 | 0.12231 | -1.1938 | -0.12231 | 0.18767
[9 empty] | 2014-05-30 | 7時 | 0.50799 | 0 | 0 | 0 | 0 | 0 | 0 | 0 | 0 | 0 | 0.052048 | 0 | 0 | 0 | 0 | 0 | 0 | 0 | 0 | 0.024857 | 0.023776 | 0.0010807 | 0.11469 | 0.3877 | 0.24816 | 0 | 0.1332 | -1.3 | -0.1332 | 0.25451
[9 empty] | 2014-05-30 | 8時 | 0.5037 | 0 | 0 | 0 | 0 | 0 | 0 | 0 | 0 | 0 | 0.051609 | 0 | 0 | 0 | 0 | 0 | 0 | 0 | 0 | 0.024857 | 0.023776 | 0.0010807 | 0.064563 | 0.2343 | 0.14488 | 0 | 0.072993 | -0.71241 | -0.072993 | 0.1613
[9 empty] | 2014-05-30 | 9時 | 0 | 0 | 0 | 0 | 0 | 0 | 0 | 0 | 0 | 0 | 0 | 0 | 0 | 0 | 0 | 0 | 0 | 0 | 0 | 0.024026 | 0.023776 | 0.00025017 | 0.16544 | 0.52635 | 0.33688 | 0 | 0.26307 | -2.5676 | -0.26307 | 0.26328
[9 empty] | 2014-05-30 | 10時 | 0 | 0 | 0 | 0 | 0 | 0 | 0 | 0 | 0 | 0 | 0 | 0 | 0 | 0 | 0 | 0 | 0 | 0 | 0 | 0.024446 | 0.023776 | 0.00067044 | 0.053027 | 0.1258 | 0.04833 | 0 | 0.055999 | -0.54655 | -0.055999 | 0.069804
[9 empty] | 2014-05-30 | 11時 | 0.49086 | 0 | 0 | 0 | 0 | 0 | 0 | 0 | 0 | 0 | 0.050293 | 0 | 0 | 0 | 0 | 0 | 0 | 0 | 0 | 0.024026 | 0.023776 | 0.00025017 | 0.0026381 | 0.082794 | 0.05613 | 0 | 0.0106 | -0.10345 | -0.0106 | 0.072195
[9 empty] | 2014-05-30 | 12時 | 0 | 0 | 0 | 0 | 0 | 0 | 0 | 0 | 0 | 0 | 0 | 0 | 0 | 0 | 0 | 0 | 0 | 0 | 0 | 0.03053 | 0.023776 | 0.0067545 | 0.029502 | 0.33286 | 0.27283 | 0 | 0.16992 | -1.6584 | -0.16992 | 0.16294
[9 empty] | 2014-05-30 | 13時 | 0 | 0 | 0 | 0 | 0 | 0 | 0 | 0 | 0 | 0 | 0 | 0 | 0 | 0 | 0 | 0 | 0 | 0 | 0 | 0.024446 | 0.023776 | 0.00067044 | 0.058042 | 0.13082 | 0.04833 | 0 | 0.057479 | -0.56099 | -0.057479 | 0.07334
[9 empty] | 2014-05-30 | 14時 | 0 | 0 | 0 | 0 | 0 | 0 | 0 | 0 | 0 | 0 | 0 | 0 | 0 | 0 | 0 | 0 | 0 | 0 | 0 | 0.024026 | 0.023776 | 0.00025017 | 0.024487 | 0.10464 | 0.05613 | 0 | 0.052514 | -0.51253 | -0.052514 | 0.05213
[9 empty] | 2014-05-30 | 15時 | 0 | 0 | 0 | 0 | 0 | 0 | 0 | 0 | 0 | 0 | 0 | 0 | 0 | 0 | 0 | 0 | 0 | 0 | 0 | 0.024026 | 0.023776 | 0.00025017 | 0 | 0.080156 | 0.05613 | 0 | 0.045306 | -0.44219 | -0.045306 | 0.03485
[9 empty] | 2014-05-30 | 16時 | 0 | 0 | 0 | 0 | 0 | 0 | 0 | 0 | 0 | 0 | 0 | 0 | 0 | 0 | 0 | 0 | 0 | 0 | 0 | 0.024446 | 0.023776 | 0.00067044 | 0.033816 | 0.10659 | 0.04833 | 0 | 0.050344 | -0.49135 | -0.050344 | 0.056249
[9 empty] | 2014-05-30 | 17時 | 0.77301 | 0 | 0 | 0 | 0 | 0 | 0 | 0 | 0 | 0 | 0.079202 | 0 | 0 | 0 | 0 | 0 | 0 | 0 | 0 | 0.024446 | 0.023776 | 0.00067044 | 0.056835 | 0.28621 | 0.20493 | 0 | 0.076346 | -0.74513 | -0.076346 | 0.20987
[9 empty] | 2014-05-30 | 18時 | 0 | 0 | 0 | 0 | 0 | 0 | 0 | 0 | 0 | 0 | 0 | 0 | 0 | 0 | 0 | 0 | 0 | 0 | 0 | 0.036624 | 0.023776 | 0.012849 | 0.066494 | 0.4419 | 0.33878 | 0 | 0.18631 | -1.8184 | -0.18631 | 0.25558
[9 empty] | 2014-05-30 | 19時 | 0.78248 | 0 | 0 | 0 | 0 | 0 | 0 | 0 | 0 | 0 | 0.080172 | 0 | 0 | 0 | 0 | 0 | 0 | 0 | 0 | 0.036624 | 0.023776 | 0.012849 | 0.16307 | 0.33458 | 0.13488 | 0 | 0.10579 | -1.0325 | -0.10579 | 0.22878
[9 empty] | 2014-05-30 | 20時 | 1.3019 | 0 | 0 | 0 | 0 | 0 | 0 | 0 | 0 | 0 | 0.13339 | 0 | 0 | 0 | 0 | 0 | 0 | 0 | 0 | 0.024446 | 0.023776 | 0.00067044 | 0.088224 | 0.24028 | 0.12761 | 0 | 0.002393 | -0.023356 | -0.002393 | 0.23789
[9 empty] | 2014-05-30 | 21時 | 2.0893 | 0 | 0 | 0 | 0 | 0 | 0 | 0 | 0 | 0 | 0.21407 | 0 | 0 | 0 | 0 | 0 | 0 | 0 | 0 | 0.024446 | 0.023776 | 0.00067044 | 0.14284 | 0.35471 | 0.18743 | 0 | 0.017536 | -0.17115 | -0.017536 | 0.33717
[9 empty] | 2014-05-30 | 22時 | 1.3037 | 0 | 0 | 0 | 0 | 0 | 0 | 0 | 0 | 0 | 0.13357 | 0 | 0 | 0 | 0 | 0 | 0 | 0 | 0 | 0.036344 | 0.023776 | 0.012568 | 0.16493 | 0.39307 | 0.19179 | 0 | 0.074275 | -0.72492 | -0.074275 | 0.31879
[9 empty] | 2014-05-30 | 23時 | 0 | 0 | 0 | 0 | 0 | 0 | 0 | 0 | 0 | 0 | 0 | 0 | 0 | 0 | 0 | 0 | 0 | 0 | 0 | 0.037175 | 0.023776 | 0.013399 | 0.17268 | 0.42753 | 0.21768 | 0 | 0.1921 | -1.8749 | -0.1921 | 0.23543
[9 empty] | 2014-05-31 | 0時 | 0 | 0 | 0 | 0 | 0 | 0 | 0 | 0 | 0 | 0 | 0 | 0 | 0 | 0 | 0 | 0 | 0 | 0 | 0 | 0.024026 | 0.023776 | 0.00025017 | 0.045276 | 0.22713 | 0.15783 | 0 | 0.068515 | -0.6687 | -0.068515 | 0.15862
[9 empty] | 2014-05-31 | 1時 | 0 | 0 | 0 | 0 | 0 | 0 | 0 | 0 | 0 | 0 | 0 | 0 | 0 | 0 | 0 | 0 | 0 | 0 | 0 | 0.024026 | 0.023776 | 0.00025017 | 0 | 0.072356 | 0.04833 | 0 | 0.01768 | -0.17256 | -0.01768 | 0.054676
[9 empty] | 2014-05-31 | 2時 | 0 | 0 | 0 | 0 | 0 | 0 | 0 | 0 | 0 | 0 | 0 | 0 | 0 | 0 | 0 | 0 | 0 | 0 | 0 | 0.024026 | 0.023776 | 0.00025017 | 0 | 0.080156 | 0.05613 | 0 | 0.021428 | -0.20913 | -0.021428 | 0.058729
[9 empty] | 2014-05-31 | 3時 | 0 | 0 | 0 | 0 | 0 | 0 | 0 | 0 | 0 | 0 | 0 | 0 | 0 | 0 | 0 | 0 | 0 | 0 | 0 | 0.024026 | 0.023776 | 0.00025017 | 0 | 0.080156 | 0.05613 | 0 | 0.021428 | -0.20913 | -0.021428 | 0.058729
[9 empty] | 2014-05-31 | 4時 | 0 | 0 | 0 | 0 | 0 | 0 | 0 | 0 | 0 | 0 | 0 | 0 | 0 | 0 | 0 | 0 | 0 | 0 | 0 | 0.024026 | 0.023776 | 0.00025017 | 0 | 0.072356 | 0.04833 | 0 | 0.01768 | -0.17256 | -0.01768 | 0.054676
[9 empty] | 2014-05-31 | 5時 | 1.004 | 0 | 0 | 0 | 0 | 0 | 0 | 0 | 0 | 0 | 0.10287 | 0 | 0 | 0 | 0 | 0 | 0 | 0 | 0 | 0.024026 | 0.023776 | 0.00025017 | 0 | 0.080156 | 0.05613 | 0 | -0.085427 | 0.83377 | 0.085427 | 0.16558
[9 empty] | 2014-05-31 | 6時 | 0.50593 | 0 | 0 | 0 | 0 | 0 | 0 | 0 | 0 | 0 | 0.051838 | 0 | 0 | 0 | 0 | 0 | 0 | 0 | 0 | 0.03053 | 0.023776 | 0.0067545 | 0.018231 | 0.30998 | 0.26122 | 0 | 0.029548 | -0.28839 | -0.029548 | 0.28043
[9 empty] | 2014-05-31 | 7時 | 0.49678 | 0 | 0 | 0 | 0 | 0 | 0 | 0 | 0 | 0 | 0.0509 | 0 | 0 | 0 | 0 | 0 | 0 | 0 | 0 | 0.024857 | 0.023776 | 0.0010807 | 0.11469 | 0.3877 | 0.24816 | 0 | 0.0067524 | -0.065903 | -0.0067524 | 0.38095
[9 empty] | 2014-05-31 | 8時 | 0 | 0 | 0 | 0 | 0 | 0 | 0 | 0 | 0 | 0 | 0 | 0 | 0 | 0 | 0 | 0 | 0 | 0 | 0 | 0.024857 | 0.023776 | 0.0010807 | 0.064563 | 0.2343 | 0.14488 | 0 | 0.042989 | -0.41958 | -0.042989 | 0.19131
[9 empty] | 2014-05-31 | 9時 | 0 | 0 | 0 | 0 | 0 | 0 | 0 | 0 | 0 | 0 | 0 | 0 | 0 | 0 | 0 | 0 | 0 | 0 | 0 | 0.024026 | 0.023776 | 0.00025017 | 0.16544 | 0.52635 | 0.33688 | 0 | 0.13128 | -1.2813 | -0.13128 | 0.39506
[9 empty] | 2014-05-31 | 10時 | 0 | 0 | 0 | 0 | 0 | 0 | 0 | 0 | 0 | 0 | 0 | 0 | 0 | 0 | 0 | 0 | 0 | 0 | 0 | 0.024446 | 0.023776 | 0.00067044 | 0.053027 | 0.1258 | 0.04833 | 0 | 0.015609 | -0.15235 | -0.015609 | 0.11019
[9 empty] | 2014-05-31 | 11時 | 0 | 0 | 0 | 0 | 0 | 0 | 0 | 0 | 0 | 0 | 0 | 0 | 0 | 0 | 0 | 0 | 0 | 0 | 0 | 0.024026 | 0.023776 | 0.00025017 | 0.0026381 | 0.082794 | 0.05613 | 0 | 0.021324 | -0.20812 | -0.021324 | 0.061471
[9 empty] | 2014-05-31 | 12時 | 0 | 0 | 0 | 0 | 0 | 0 | 0 | 0 | 0 | 0 | 0 | 0 | 0 | 0 | 0 | 0 | 0 | 0 | 0 | 0.03053 | 0.023776 | 0.0067545 | 0.029502 | 0.33286 | 0.27283 | 0 | 0.085532 | -0.8348 | -0.085532 | 0.24733
[9 empty] | 2014-05-31 | 13時 | 0 | 0 | 0 | 0 | 0 | 0 | 0 | 0 | 0 | 0 | 0 | 0 | 0 | 0 | 0 | 0 | 0 | 0 | 0 | 0.024446 | 0.023776 | 0.00067044 | 0.058042 | 0.13082 | 0.04833 | 0 | 0.015419 | -0.15048 | -0.015419 | 0.1154
[9 empty] | 2014-05-31 | 14時 | 0 | 0 | 0 | 0 | 0 | 0 | 0 | 0 | 0 | 0 | 0 | 0 | 0 | 0 | 0 | 0 | 0 | 0 | 0 | 0.024026 | 0.023776 | 0.00025017 | 0.024487 | 0.10464 | 0.05613 | 0 | 0.020473 | -0.19981 | -0.020473 | 0.084171
[9 empty] | 2014-05-31 | 15時 | 0 | 0 | 0 | 0 | 0 | 0 | 0 | 0 | 0 | 0 | 0 | 0 | 0 | 0 | 0 | 0 | 0 | 0 | 0 | 0.024026 | 0.023776 | 0.00025017 | 0 | 0.080156 | 0.05613 | 0 | 0.021428 | -0.20913 | -0.021428 | 0.058729
[9 empty] | 2014-05-31 | 16時 | 0 | 0 | 0 | 0 | 0 | 0 | 0 | 0 | 0 | 0 | 0 | 0 | 0 | 0 | 0 | 0 | 0 | 0 | 0 | 0.024446 | 0.023776 | 0.00067044 | 0.033816 | 0.10659 | 0.04833 | 0 | 0.016356 | -0.15964 | -0.016356 | 0.090236
[9 empty] | 2014-05-31 | 17時 | 0 | 0 | 0 | 0 | 0 | 0 | 0 | 0 | 0 | 0 | 0 | 0 | 0 | 0 | 0 | 0 | 0 | 0 | 0 | 0.024446 | 0.023776 | 0.00067044 | 0.056835 | 0.28621 | 0.20493 | 0 | 0.052094 | -0.50844 | -0.052094 | 0.23412
[9 empty] | 2014-05-31 | 18時 | 0 | 0 | 0 | 0 | 0 | 0 | 0 | 0 | 0 | 0 | 0 | 0 | 0 | 0 | 0 | 0 | 0 | 0 | 0 | 0.036624 | 0.023776 | 0.012849 | 0.066494 | 0.4419 | 0.33878 | 0 | 0.058165 | -0.56769 | -0.058165 | 0.38373
[9 empty] | 2014-05-31 | 19時 | 0 | 0 | 0 | 0 | 0 | 0 | 0 | 0 | 0 | 0 | 0 | 0 | 0 | 0 | 0 | 0 | 0 | 0 | 0 | 0.036624 | 0.023776 | 0.012849 | 0.16307 | 0.33458 | 0.13488 | 0 | 0.052933 | -0.51662 | -0.052933 | 0.28164
[9 empty] | 2014-05-31 | 20時 | 0 | 0 | 0 | 0 | 0 | 0 | 0 | 0 | 0 | 0 | 0 | 0 | 0 | 0 | 0 | 0 | 0 | 0 | 0 | 0.024446 | 0.023776 | 0.00067044 | 0.088224 | 0.24028 | 0.12761 | 0 | 0.0212 | -0.20691 | -0.0212 | 0.21908
[9 empty] | 2014-05-31 | 21時 | 0 | 0 | 0 | 0 | 0 | 0 | 0 | 0 | 0 | 0 | 0 | 0 | 0 | 0 | 0 | 0 | 0 | 0 | 0 | 0.024446 | 0.023776 | 0.00067044 | 0.14284 | 0.35471 | 0.18743 | 0 | 0.040688 | -0.39712 | -0.040688 | 0.31402
[9 empty] | 2014-05-31 | 22時 | 0 | 0 | 0 | 0 | 0 | 0 | 0 | 0 | 0 | 0 | 0 | 0 | 0 | 0 | 0 | 0 | 0 | 0 | 0 | 0.036344 | 0.023776 | 0.012568 | 0.16493 | 0.39307 | 0.19179 | 0 | 0.055047 | -0.53726 | -0.055047 | 0.33802
[9 empty] | 2014-05-31 | 23時 | 0 | 0 | 0 | 0 | 0 | 0 | 0 | 0 | 0 | 0 | 0 | 0 | 0 | 0 | 0 | 0 | 0 | 0 | 0 | 0.037175 | 0.023776 | 0.013399 | 0.17268 | 0.42753 | 0.21768 | 0 | 0.073474 | -0.71711 | -0.073474 | 0.35406
[9 empty] | 2014-06-01 | 0時 | 0 | 0 | 0 | 0 | 0 | 0 | 0 | 0 | 0 | 0 | 0 | 0 | 0 | 0 | 0 | 0 | 0 | 0 | 0 | 0.024026 | 0.023776 | 0.00025017 | 0.045276 | 0.22713 | 0.15783 | 0 | 0.098909 | -0.96535 | -0.098909 | 0.12822
[9 empty] | 2014-06-01 | 1時 | 0 | 0 | 0 | 0 | 0 | 0 | 0 | 0 | 0 | 0 | 0 | 0 | 0 | 0 | 0 | 0 | 0 | 0 | 0 | 0.024026 | 0.023776 | 0.00025017 | 0 | 0.072356 | 0.04833 | 0 | 0.029951 | -0.29232 | -0.029951 | 0.042405
[9 empty] | 2014-06-01 | 2時 | 0 | 0 | 0 | 0 | 0 | 0 | 0 | 0 | 0 | 0 | 0 | 0 | 0 | 0 | 0 | 0 | 0 | 0 | 0 | 0.024026 | 0.023776 | 0.00025017 | 0 | 0.080156 | 0.05613 | 0 | 0.034405 | -0.33579 | -0.034405 | 0.045751
[9 empty] | 2014-06-01 | 3時 | 0 | 0 | 0 | 0 | 0 | 0 | 0 | 0 | 0 | 0 | 0 | 0 | 0 | 0 | 0 | 0 | 0 | 0 | 0 | 0.024026 | 0.023776 | 0.00025017 | 0 | 0.080156 | 0.05613 | 0 | 0.034405 | -0.33579 | -0.034405 | 0.045751
[9 empty] | 2014-06-01 | 4時 | 0 | 0 | 0 | 0 | 0 | 0 | 0 | 0 | 0 | 0 | 0 | 0 | 0 | 0 | 0 | 0 | 0 | 0 | 0 | 0.024026 | 0.023776 | 0.00025017 | 0 | 0.072356 | 0.04833 | 0 | 0.029951 | -0.29232 | -0.029951 | 0.042405
[9 empty] | 2014-06-01 | 5時 | 0 | 0 | 0 | 0 | 0 | 0 | 0 | 0 | 0 | 0 | 0 | 0 | 0 | 0 | 0 | 0 | 0 | 0 | 0 | 0.024026 | 0.023776 | 0.00025017 | 0 | 0.080156 | 0.05613 | 0 | 0.034405 | -0.33579 | -0.034405 | 0.045751
[9 empty] | 2014-06-01 | 6時 | 0 | 0 | 0 | 0 | 0 | 0 | 0 | 0 | 0 | 0 | 0 | 0 | 0 | 0 | 0 | 0 | 0 | 0 | 0 | 0.03053 | 0.023776 | 0.0067545 | 0.018231 | 0.30998 | 0.26122 | 0 | 0.12564 | -1.2263 | -0.12564 | 0.18434
[9 empty] | 2014-06-01 | 7時 | 0 | 0 | 0 | 0 | 0 | 0 | 0 | 0 | 0 | 0 | 0 | 0 | 0 | 0 | 0 | 0 | 0 | 0 | 0 | 0.024857 | 0.023776 | 0.0010807 | 0.11469 | 0.3877 | 0.24816 | 0 | 0.11957 | -1.167 | -0.11957 | 0.26814
[9 empty] | 2014-06-01 | 8時 | 0 | 0 | 0 | 0 | 0 | 0 | 0 | 0 | 0 | 0 | 0 | 0 | 0 | 0 | 0 | 0 | 0 | 0 | 0 | 0.024857 | 0.023776 | 0.0010807 | 0.064563 | 0.2343 | 0.14488 | 0 | 0.079083 | -0.77185 | -0.079083 | 0.15521
[9 empty] | 2014-06-01 | 9時 | 0 | 0 | 0 | 0 | 0 | 0 | 0 | 0 | 0 | 0 | 0 | 0 | 0 | 0 | 0 | 0 | 0 | 0 | 0 | 0.024026 | 0.023776 | 0.00025017 | 0.16544 | 0.52635 | 0.33688 | 0 | 0.20291 | -1.9804 | -0.20291 | 0.32344
[9 empty] | 2014-06-01 | 10時 | 0 | 0 | 0 | 0 | 0 | 0 | 0 | 0 | 0 | 0 | 0 | 0 | 0 | 0 | 0 | 0 | 0 | 0 | 0 | 0.024446 | 0.023776 | 0.00067044 | 0.053027 | 0.1258 | 0.04833 | 0 | 0.03756 | -0.36659 | -0.03756 | 0.088244
[9 empty] | 2014-06-01 | 11時 | 0 | 0 | 0 | 0 | 0 | 0 | 0 | 0 | 0 | 0 | 0 | 0 | 0 | 0 | 0 | 0 | 0 | 0 | 0 | 0.024026 | 0.023776 | 0.00025017 | 0.0026381 | 0.082794 | 0.05613 | 0 | 0.034779 | -0.33944 | -0.034779 | 0.048015
[9 empty] | 2014-06-01 | 12時 | 0 | 0 | 0 | 0 | 0 | 0 | 0 | 0 | 0 | 0 | 0 | 0 | 0 | 0 | 0 | 0 | 0 | 0 | 0 | 0.03053 | 0.023776 | 0.0067545 | 0.029502 | 0.33286 | 0.27283 | 0 | 0.13139 | -1.2824 | -0.13139 | 0.20147
[9 empty] | 2014-06-01 | 13時 | 0 | 0 | 0 | 0 | 0 | 0 | 0 | 0 | 0 | 0 | 0 | 0 | 0 | 0 | 0 | 0 | 0 | 0 | 0 | 0.024446 | 0.023776 | 0.00067044 | 0.058042 | 0.13082 | 0.04833 | 0 | 0.038277 | -0.37358 | -0.038277 | 0.092542
[9 empty] | 2014-06-01 | 14時 | 0 | 0 | 0 | 0 | 0 | 0 | 0 | 0 | 0 | 0 | 0 | 0 | 0 | 0 | 0 | 0 | 0 | 0 | 0 | 0.024026 | 0.023776 | 0.00025017 | 0.024487 | 0.10464 | 0.05613 | 0 | 0.037886 | -0.36977 | -0.037886 | 0.066757
[9 empty] | 2014-06-01 | 15時 | 0 | 0 | 0 | 0 | 0 | 0 | 0 | 0 | 0 | 0 | 0 | 0 | 0 | 0 | 0 | 0 | 0 | 0 | 0 | 0.024026 | 0.023776 | 0.00025017 | 0 | 0.080156 | 0.05613 | 0 | 0.034405 | -0.33579 | -0.034405 | 0.045751
[9 empty] | 2014-06-01 | 16時 | 0 | 0 | 0 | 0 | 0 | 0 | 0 | 0 | 0 | 0 | 0 | 0 | 0 | 0 | 0 | 0 | 0 | 0 | 0 | 0.024446 | 0.023776 | 0.00067044 | 0.033816 | 0.10659 | 0.04833 | 0 | 0.034827 | -0.33991 | -0.034827 | 0.071765
[9 empty] | 2014-06-01 | 17時 | 0 | 0 | 0 | 0 | 0 | 0 | 0 | 0 | 0 | 0 | 0 | 0 | 0 | 0 | 0 | 0 | 0 | 0 | 0 | 0.024446 | 0.023776 | 0.00067044 | 0.056835 | 0.28621 | 0.20493 | 0 | 0.095652 | -0.93356 | -0.095652 | 0.19056
[9 empty] | 2014-06-01 | 18時 | 0 | 0 | 0 | 0 | 0 | 0 | 0 | 0 | 0 | 0 | 0 | 0 | 0 | 0 | 0 | 0 | 0 | 0 | 0 | 0.036624 | 0.023776 | 0.012849 | 0.066494 | 0.4419 | 0.33878 | 0 | 0.12781 | -1.2474 | -0.12781 | 0.31409
[9 empty] | 2014-06-01 | 19時 | 0 | 0 | 0 | 0 | 0 | 0 | 0 | 0 | 0 | 0 | 0 | 0 | 0 | 0 | 0 | 0 | 0 | 0 | 0 | 0.036624 | 0.023776 | 0.012849 | 0.16307 | 0.33458 | 0.13488 | 0 | 0.11147 | -1.088 | -0.11147 | 0.22311
[9 empty] | 2014-06-01 | 20時 | 0 | 0 | 0 | 0 | 0 | 0 | 0 | 0 | 0 | 0 | 0 | 0 | 0 | 0 | 0 | 0 | 0 | 0 | 0 | 0.024446 | 0.023776 | 0.00067044 | 0.088224 | 0.24028 | 0.12761 | 0 | 0.062136 | -0.60645 | -0.062136 | 0.17814
[9 empty] | 2014-06-01 | 21時 | 0 | 0 | 0 | 0 | 0 | 0 | 0 | 0 | 0 | 0 | 0 | 0 | 0 | 0 | 0 | 0 | 0 | 0 | 0 | 0.024446 | 0.023776 | 0.00067044 | 0.14284 | 0.35471 | 0.18743 | 0 | 0.098178 | -0.95822 | -0.098178 | 0.25653
[9 empty] | 2014-06-01 | 22時 | 0 | 0 | 0 | 0 | 0 | 0 | 0 | 0 | 0 | 0 | 0 | 0 | 0 | 0 | 0 | 0 | 0 | 0 | 0 | 0.036344 | 0.023776 | 0.012568 | 0.16493 | 0.39307 | 0.19179 | 0 | 0.11672 | -1.1392 | -0.11672 | 0.27635
[9 empty] | 2014-06-01 | 23時 | 0 | 0 | 0 | 0 | 0 | 0 | 0 | 0 | 0 | 0 | 0 | 0 | 0 | 0 | 0 | 0 | 0 | 0 | 0 | 0.037175 | 0.023776 | 0.013399 | 0.17268 | 0.42753 | 0.21768 | 0 | 0.13794 | -1.3463 | -0.13794 | 0.28959
[9 empty] | 2014-06-02 | 0時 | 0 | 0 | 0 | 0 | 0 | 0 | 0 | 0 | 0 | 0 | 0 | 0 | 0 | 0 | 0 | 0 | 0 | 0 | 0 | 0.024026 | 0.023776 | 0.00025017 | 0.045276 | 0.22713 | 0.15783 | 0 | 0.080245 | -0.78319 | -0.080245 | 0.14689
[9 empty] | 2014-06-02 | 1時 | 0 | 0 | 0 | 0 | 0 | 0 | 0 | 0 | 0 | 0 | 0 | 0 | 0 | 0 | 0 | 0 | 0 | 0 | 0 | 0.024026 | 0.023776 | 0.00025017 | 0 | 0.072356 | 0.04833 | 0 | 0.022416 | -0.21878 | -0.022416 | 0.04994
[9 empty] | 2014-06-02 | 2時 | 0 | 0 | 0 | 0 | 0 | 0 | 0 | 0 | 0 | 0 | 0 | 0 | 0 | 0 | 0 | 0 | 0 | 0 | 0 | 0.024026 | 0.023776 | 0.00025017 | 0 | 0.080156 | 0.05613 | 0 | 0.026436 | -0.25802 | -0.026436 | 0.05372
[9 empty] | 2014-06-02 | 3時 | 0 | 0 | 0 | 0 | 0 | 0 | 0 | 0 | 0 | 0 | 0 | 0 | 0 | 0 | 0 | 0 | 0 | 0 | 0 | 0.024026 | 0.023776 | 0.00025017 | 0 | 0.080156 | 0.05613 | 0 | 0.026436 | -0.25802 | -0.026436 | 0.05372
[9 empty] | 2014-06-02 | 4時 | 0 | 0 | 0 | 0 | 0 | 0 | 0 | 0 | 0 | 0 | 0 | 0 | 0 | 0 | 0 | 0 | 0 | 0 | 0 | 0.024026 | 0.023776 | 0.00025017 | 0 | 0.072356 | 0.04833 | 0 | 0.022416 | -0.21878 | -0.022416 | 0.04994
[9 empty] | 2014-06-02 | 5時 | 0 | 0 | 0 | 0 | 0 | 0 | 0 | 0 | 0 | 0 | 0 | 0 | 0 | 0 | 0 | 0 | 0 | 0 | 0 | 0.024026 | 0.023776 | 0.00025017 | 0 | 0.080156 | 0.05613 | 0 | 0.026436 | -0.25802 | -0.026436 | 0.05372
[9 empty] | 2014-06-02 | 6時 | 0 | 0 | 0 | 0 | 0 | 0 | 0 | 0 | 0 | 0 | 0 | 0 | 0 | 0 | 0 | 0 | 0 | 0 | 0 | 0.03053 | 0.023776 | 0.0067545 | 0.018231 | 0.30998 | 0.26122 | 0 | 0.099699 | -0.97307 | -0.099699 | 0.21028
[9 empty] | 2014-06-02 | 7時 | 0 | 0 | 0 | 0 | 0 | 0 | 0 | 0 | 0 | 0 | 0 | 0 | 0 | 0 | 0 | 0 | 0 | 0 | 0 | 0.024857 | 0.023776 | 0.0010807 | 0.11469 | 0.3877 | 0.24816 | 0 | 0.082759 | -0.80773 | -0.082759 | 0.30495
[9 empty] | 2014-06-02 | 8時 | 0 | 0 | 0 | 0 | 0 | 0 | 0 | 0 | 0 | 0 | 0 | 0 | 0 | 0 | 0 | 0 | 0 | 0 | 0 | 0.024857 | 0.023776 | 0.0010807 | 0.064563 | 0.2343 | 0.14488 | 0 | 0.056919 | -0.55553 | -0.056919 | 0.17738
[9 empty] | 2014-06-02 | 9時 | 0 | 0 | 0 | 0 | 0 | 0 | 0 | 0 | 0 | 0 | 0 | 0 | 0 | 0 | 0 | 0 | 0 | 0 | 0 | 0.024026 | 0.023776 | 0.00025017 | 0.16544 | 0.52635 | 0.33688 | 0 | 0.15892 | -1.5511 | -0.15892 | 0.36742
[9 empty] | 2014-06-02 | 10時 | 0 | 0 | 0 | 0 | 0 | 0 | 0 | 0 | 0 | 0 | 0 | 0 | 0 | 0 | 0 | 0 | 0 | 0 | 0 | 0.024446 | 0.023776 | 0.00067044 | 0.053027 | 0.1258 | 0.04833 | 0 | 0.024081 | -0.23503 | -0.024081 | 0.10172
[9 empty] | 2014-06-02 | 11時 | 0 | 0 | 0 | 0 | 0 | 0 | 0 | 0 | 0 | 0 | 0 | 0 | 0 | 0 | 0 | 0 | 0 | 0 | 0 | 0.024026 | 0.023776 | 0.00025017 | 0.0026381 | 0.082794 | 0.05613 | 0 | 0.026517 | -0.2588 | -0.026517 | 0.056278
[9 empty] | 2014-06-02 | 12時 | 0 | 0 | 0 | 0 | 0 | 0 | 0 | 0 | 0 | 0 | 0 | 0 | 0 | 0 | 0 | 0 | 0 | 0 | 0 | 0.03053 | 0.023776 | 0.0067545 | 0.029502 | 0.33286 | 0.27283 | 0 | 0.10323 | -1.0075 | -0.10323 | 0.22963
[9 empty] | 2014-06-02 | 13時 | 0 | 0 | 0 | 0 | 0 | 0 | 0 | 0 | 0 | 0 | 0 | 0 | 0 | 0 | 0 | 0 | 0 | 0 | 0 | 0.024446 | 0.023776 | 0.00067044 | 0.058042 | 0.13082 | 0.04833 | 0 | 0.02424 | -0.23658 | -0.02424 | 0.10658
[9 empty] | 2014-06-02 | 14時 | 0 | 0 | 0 | 0 | 0 | 0 | 0 | 0 | 0 | 0 | 0 | 0 | 0 | 0 | 0 | 0 | 0 | 0 | 0 | 0.024026 | 0.023776 | 0.00025017 | 0.024487 | 0.10464 | 0.05613 | 0 | 0.027193 | -0.2654 | -0.027193 | 0.077451
[9 empty] | 2014-06-02 | 15時 | 0 | 0 | 0 | 0 | 0 | 0 | 0 | 0 | 0 | 0 | 0 | 0 | 0 | 0 | 0 | 0 | 0 | 0 | 0 | 0.024026 | 0.023776 | 0.00025017 | 0 | 0.080156 | 0.05613 | 0 | 0.026436 | -0.25802 | -0.026436 | 0.05372
[9 empty] | 2014-06-02 | 16時 | 0 | 0 | 0 | 0 | 0 | 0 | 0 | 0 | 0 | 0 | 0 | 0 | 0 | 0 | 0 | 0 | 0 | 0 | 0 | 0.024446 | 0.023776 | 0.00067044 | 0.033816 | 0.10659 | 0.04833 | 0 | 0.023485 | -0.22921 | -0.023485 | 0.083108
[9 empty] | 2014-06-02 | 17時 | 0 | 0 | 0 | 0 | 0 | 0 | 0 | 0 | 0 | 0 | 0 | 0 | 0 | 0 | 0 | 0 | 0 | 0 | 0 | 0.024446 | 0.023776 | 0.00067044 | 0.056835 | 0.28621 | 0.20493 | 0 | 0.068904 | -0.67251 | -0.068904 | 0.21731
[9 empty] | 2014-06-02 | 18時 | 0 | 0 | 0 | 0 | 0 | 0 | 0 | 0 | 0 | 0 | 0 | 0 | 0 | 0 | 0 | 0 | 0 | 0 | 0 | 0.036624 | 0.023776 | 0.012849 | 0.066494 | 0.4419 | 0.33878 | 0 | 0.085043 | -0.83002 | -0.085043 | 0.35685
[9 empty] | 2014-06-02 | 19時 | 0 | 0 | 0 | 0 | 0 | 0 | 0 | 0 | 0 | 0 | 0 | 0 | 0 | 0 | 0 | 0 | 0 | 0 | 0 | 0.036624 | 0.023776 | 0.012849 | 0.16307 | 0.33458 | 0.13488 | 0 | 0.07573 | -0.73912 | -0.07573 | 0.25885
[9 empty] | 2014-06-02 | 20時 | 0 | 0 | 0 | 0 | 0 | 0 | 0 | 0 | 0 | 0 | 0 | 0 | 0 | 0 | 0 | 0 | 0 | 0 | 0 | 0.024446 | 0.023776 | 0.00067044 | 0.088224 | 0.24028 | 0.12761 | 0 | 0.036998 | -0.3611 | -0.036998 | 0.20328
[9 empty] | 2014-06-02 | 21時 | 0 | 0 | 0 | 0 | 0 | 0 | 0 | 0 | 0 | 0 | 0 | 0 | 0 | 0 | 0 | 0 | 0 | 0 | 0 | 0.024446 | 0.023776 | 0.00067044 | 0.14284 | 0.35471 | 0.18743 | 0 | 0.062875 | -0.61366 | -0.062875 | 0.29184
[9 empty] | 2014-06-02 | 22時 | 0 | 0 | 0 | 0 | 0 | 0 | 0 | 0 | 0 | 0 | 0 | 0 | 0 | 0 | 0 | 0 | 0 | 0 | 0 | 0.036344 | 0.023776 | 0.012568 | 0.16493 | 0.39307 | 0.19179 | 0 | 0.078849 | -0.76957 | -0.078849 | 0.31422
[9 empty] | 2014-06-02 | 23時 | 0 | 0 | 0 | 0 | 0 | 0 | 0 | 0 | 0 | 0 | 0 | 0 | 0 | 0 | 0 | 0 | 0 | 0 | 0 | 0.037175 | 0.023776 | 0.013399 | 0.17268 | 0.42753 | 0.21768 | 0 | 0.098355 | -0.95995 | -0.098355 | 0.32918
[9 empty] | 2014-06-03 | 0時 | 0 | 0 | 0 | 0 | 0 | 0 | 0 | 0 | 0 | 0 | 0 | 0 | 0 | 0 | 0 | 0 | 0 | 0 | 0 | 0.024026 | 0.023776 | 0.00025017 | 0 | 0.18186 | 0.15783 | 0 | 0.088491 | -0.86367 | -0.088491 | 0.093366
[9 empty] | 2014-06-03 | 1時 | 0 | 0 | 0 | 0 | 0 | 0 | 0 | 0 | 0 | 0 | 0 | 0 | 0 | 0 | 0 | 0 | 0 | 0 | 0 | 0.024026 | 0.023776 | 0.00025017 | 0 | 0.072356 | 0.04833 | 0 | 0.027746 | -0.2708 | -0.027746 | 0.04461
[9 empty] | 2014-06-03 | 2時 | 0 | 0 | 0 | 0 | 0 | 0 | 0 | 0 | 0 | 0 | 0 | 0 | 0 | 0 | 0 | 0 | 0 | 0 | 0 | 0.024026 | 0.023776 | 0.00025017 | 0 | 0.080156 | 0.05613 | 0 | 0.032073 | -0.31303 | -0.032073 | 0.048083
[9 empty] | 2014-06-03 | 3時 | 0 | 0 | 0 | 0 | 0 | 0 | 0 | 0 | 0 | 0 | 0 | 0 | 0 | 0 | 0 | 0 | 0 | 0 | 0 | 0.024026 | 0.023776 | 0.00025017 | 0 | 0.080156 | 0.05613 | 0 | 0.032073 | -0.31303 | -0.032073 | 0.048083
[9 empty] | 2014-06-03 | 4時 | 0 | 0 | 0 | 0 | 0 | 0 | 0 | 0 | 0 | 0 | 0 | 0 | 0 | 0 | 0 | 0 | 0 | 0 | 0 | 0.024026 | 0.023776 | 0.00025017 | 0 | 0.072356 | 0.04833 | 0 | 0.027746 | -0.2708 | -0.027746 | 0.04461
[9 empty] | 2014-06-03 | 5時 | 0 | 0 | 0 | 0 | 0 | 0 | 0 | 0 | 0 | 0 | 0 | 0 | 0 | 0 | 0 | 0 | 0 | 0 | 0 | 0.024026 | 0.023776 | 0.00025017 | 0 | 0.080156 | 0.05613 | 0 | 0.032073 | -0.31303 | -0.032073 | 0.048083
[9 empty] | 2014-06-03 | 6時 | 0 | 0 | 0 | 0 | 0 | 0 | 0 | 0 | 0 | 0 | 0 | 0 | 0 | 0 | 0 | 0 | 0 | 0 | 0 | 0.024026 | 0.023776 | 0.00025017 | 0 | 0.080156 | 0.05613 | 0 | 0.032073 | -0.31303 | -0.032073 | 0.048083
[9 empty] | 2014-06-03 | 7時 | 0 | 0 | 0 | 0 | 0 | 0 | 0 | 0 | 0 | 0 | 0 | 0 | 0 | 0 | 0 | 0 | 0 | 0 | 0 | 0.024857 | 0.023776 | 0.0010807 | 0.023666 | 0.23404 | 0.18552 | 0 | 0.076024 | -0.742 | -0.076024 | 0.15802
[9 empty] | 2014-06-03 | 8時 | 0 | 0 | 0 | 0 | 0 | 0 | 0 | 0 | 0 | 0 | 0 | 0 | 0 | 0 | 0 | 0 | 0 | 0 | 0 | 0.031371 | 0.023776 | 0.0075951 | 0.11401 | 0.4267 | 0.28132 | 0 | 0.14112 | -1.3774 | -0.14112 | 0.28557
[9 empty] | 2014-06-03 | 9時 | 0 | 0 | 0 | 0 | 0 | 0 | 0 | 0 | 0 | 0 | 0 | 0 | 0 | 0 | 0 | 0 | 0 | 0 | 0 | 0.024446 | 0.023776 | 0.00067044 | 0.22373 | 0.50028 | 0.2521 | 0 | 0.14233 | -1.3891 | -0.14233 | 0.35795
[9 empty] | 2014-06-03 | 10時 | 0 | 0 | 0 | 0 | 0 | 0 | 0 | 0 | 0 | 0 | 0 | 0 | 0 | 0 | 0 | 0 | 0 | 0 | 0 | 0.024857 | 0.023776 | 0.0010807 | 0.18888 | 0.44125 | 0.22751 | 0 | 0.12009 | -1.1721 | -0.12009 | 0.32115
[9 empty] | 2014-06-03 | 11時 | 0 | 0 | 0 | 0 | 0 | 0 | 0 | 0 | 0 | 0 | 0 | 0 | 0 | 0 | 0 | 0 | 0 | 0 | 0 | 0.024446 | 0.023776 | 0.00067044 | 0.17015 | 0.4299 | 0.23531 | 0 | 0.12478 | -1.2178 | -0.12478 | 0.30512
[9 empty] | 2014-06-03 | 12時 | 0 | 0 | 0 | 0 | 0 | 0 | 0 | 0 | 0 | 0 | 0 | 0 | 0 | 0 | 0 | 0 | 0 | 0 | 0 | 0.03053 | 0.023776 | 0.0067545 | 0.15008 | 0.45344 | 0.27283 | 0 | 0.13637 | -1.331 | -0.13637 | 0.31708
[9 empty] | 2014-06-03 | 13時 | 0 | 0 | 0 | 0 | 0 | 0 | 0 | 0 | 0 | 0 | 0 | 0 | 0 | 0 | 0 | 0 | 0 | 0 | 0 | 0.024446 | 0.023776 | 0.00067044 | 0.093998 | 0.16677 | 0.04833 | 0 | 0.038107 | -0.37192 | -0.038107 | 0.12867
[9 empty] | 2014-06-03 | 14時 | 0 | 0 | 0 | 0 | 0 | 0 | 0 | 0 | 0 | 0 | 0 | 0 | 0 | 0 | 0 | 0 | 0 | 0 | 0 | 0.024026 | 0.023776 | 0.00025017 | 0 | 0.080156 | 0.05613 | 0 | 0.032073 | -0.31303 | -0.032073 | 0.048083
[9 empty] | 2014-06-03 | 15時 | 0 | 0 | 0 | 0 | 0 | 0 | 0 | 0 | 0 | 0 | 0 | 0 | 0 | 0 | 0 | 0 | 0 | 0 | 0 | 0.024026 | 0.023776 | 0.00025017 | 0 | 0.080156 | 0.05613 | 0 | 0.032073 | -0.31303 | -0.032073 | 0.048083
[9 empty] | 2014-06-03 | 16時 | 0 | 0 | 0 | 0 | 0 | 0 | 0 | 0 | 0 | 0 | 0 | 0 | 0 | 0 | 0 | 0 | 0 | 0 | 0 | 0.024857 | 0.023776 | 0.0010807 | 0.070329 | 0.37035 | 0.27516 | 0 | 0.051498 | -0.50262 | -0.051498 | 0.31885
[9 empty] | 2014-06-03 | 17時 | 0 | 0 | 0 | 0 | 0 | 0 | 0 | 0 | 0 | 0 | 0 | 0 | 0 | 0 | 0 | 0 | 0 | 0 | 0 | 0.036624 | 0.023776 | 0.012849 | 0.13006 | 0.44491 | 0.27822 | 0 | 0.074252 | -0.7247 | -0.074252 | 0.37066
[9 empty] | 2014-06-03 | 18時 | 0 | 0 | 0 | 0 | 0 | 0 | 0 | 0 | 0 | 0 | 0 | 0 | 0 | 0 | 0 | 0 | 0 | 0 | 0 | 0.036624 | 0.023776 | 0.012849 | 0.15964 | 0.41407 | 0.21781 | 0 | 0.04875 | -0.4758 | -0.04875 | 0.36533
[9 empty] | 2014-06-03 | 19時 | 0 | 0 | 0 | 0 | 0 | 0 | 0 | 0 | 0 | 0 | 0 | 0 | 0 | 0 | 0 | 0 | 0 | 0 | 0 | 0.024026 | 0.023776 | 0.00025017 | 0.067685 | 0.2273 | 0.13559 | 0 | 0.085647 | -0.83591 | -0.085647 | 0.14166
[9 empty] | 2014-06-03 | 20時 | 0 | 0 | 0 | 0 | 0 | 0 | 0 | 0 | 0 | 0 | 0 | 0 | 0 | 0 | 0 | 0 | 0 | 0 | 0 | 0.024446 | 0.023776 | 0.00067044 | 0.14104 | 0.29311 | 0.12762 | 0 | 0.056968 | -0.55601 | -0.056968 | 0.23614
[9 empty] | 2014-06-03 | 21時 | 0 | 0 | 0 | 0 | 0 | 0 | 0 | 0 | 0 | 0 | 0 | 0 | 0 | 0 | 0 | 0 | 0 | 0 | 0 | 0.036344 | 0.023776 | 0.012568 | 0.16291 | 0.4405 | 0.24124 | 0 | 0.11751 | -1.1469 | -0.11751 | 0.32299
[9 empty] | 2014-06-03 | 22時 | 0 | 0 | 0 | 0 | 0 | 0 | 0 | 0 | 0 | 0 | 0 | 0 | 0 | 0 | 0 | 0 | 0 | 0 | 0 | 0.036764 | 0.023776 | 0.012989 | 0.16493 | 0.38136 | 0.17966 | 0 | 0.076503 | -0.74667 | -0.076503 | 0.30485
[9 empty] | 2014-06-03 | 23時 | 0 | 0 | 0 | 0 | 0 | 0 | 0 | 0 | 0 | 0 | 0 | 0 | 0 | 0 | 0 | 0 | 0 | 0 | 0 | 0.03039 | 0.023776 | 0.0066144 | 0.1312 | 0.31942 | 0.15783 | 0 | 0.10356 | -1.0107 | -0.10356 | 0.21586
[9 empty] | 2014-06-04 | 0時 | 0 | 0 | 0 | 0 | 0 | 0 | 0 | 0 | 0 | 0 | 0 | 0 | 0 | 0 | 0 | 0 | 0 | 0 | 0 | 0.024026 | 0.023776 | 0.00025017 | 0 | 0.18186 | 0.15783 | 0 | 0.07798 | -0.76108 | -0.07798 | 0.10388
[9 empty] | 2014-06-04 | 1時 | 0 | 0 | 0 | 0 | 0 | 0 | 0 | 0 | 0 | 0 | 0 | 0 | 0 | 0 | 0 | 0 | 0 | 0 | 0 | 0.024026 | 0.023776 | 0.00025017 | 0 | 0.072356 | 0.04833 | 0 | 0.021934 | -0.21407 | -0.021934 | 0.050423
[9 empty] | 2014-06-04 | 2時 | 0 | 0 | 0 | 0 | 0 | 0 | 0 | 0 | 0 | 0 | 0 | 0 | 0 | 0 | 0 | 0 | 0 | 0 | 0 | 0.024026 | 0.023776 | 0.00025017 | 0 | 0.080156 | 0.05613 | 0 | 0.025926 | -0.25304 | -0.025926 | 0.05423
[9 empty] | 2014-06-04 | 3時 | 0 | 0 | 0 | 0 | 0 | 0 | 0 | 0 | 0 | 0 | 0 | 0 | 0 | 0 | 0 | 0 | 0 | 0 | 0 | 0.024026 | 0.023776 | 0.00025017 | 0 | 0.080156 | 0.05613 | 0 | 0.025926 | -0.25304 | -0.025926 | 0.05423
[9 empty] | 2014-06-04 | 4時 | 0 | 0 | 0 | 0 | 0 | 0 | 0 | 0 | 0 | 0 | 0 | 0 | 0 | 0 | 0 | 0 | 0 | 0 | 0 | 0.024026 | 0.023776 | 0.00025017 | 0 | 0.072356 | 0.04833 | 0 | 0.021934 | -0.21407 | -0.021934 | 0.050423
[9 empty] | 2014-06-04 | 5時 | 0 | 0 | 0 | 0 | 0 | 0 | 0 | 0 | 0 | 0 | 0 | 0 | 0 | 0 | 0 | 0 | 0 | 0 | 0 | 0.024026 | 0.023776 | 0.00025017 | 0 | 0.080156 | 0.05613 | 0 | 0.025926 | -0.25304 | -0.025926 | 0.05423
[9 empty] | 2014-06-04 | 6時 | 0 | 0 | 0 | 0 | 0 | 0 | 0 | 0 | 0 | 0 | 0 | 0 | 0 | 0 | 0 | 0 | 0 | 0 | 0 | 0.024026 | 0.023776 | 0.00025017 | 0 | 0.080156 | 0.05613 | 0 | 0.025926 | -0.25304 | -0.025926 | 0.05423
[9 empty] | 2014-06-04 | 7時 | 0 | 0 | 0 | 0 | 0 | 0 | 0 | 0 | 0 | 0 | 0 | 0 | 0 | 0 | 0 | 0 | 0 | 0 | 0 | 0.024857 | 0.023776 | 0.0010807 | 0.023666 | 0.23404 | 0.18552 | 0 | 0.059282 | -0.5786 | -0.059282 | 0.17476
[9 empty] | 2014-06-04 | 8時 | 0 | 0 | 0 | 0 | 0 | 0 | 0 | 0 | 0 | 0 | 0 | 0 | 0 | 0 | 0 | 0 | 0 | 0 | 0 | 0.031371 | 0.023776 | 0.0075951 | 0.11401 | 0.4267 | 0.28132 | 0 | 0.11209 | -1.094 | -0.11209 | 0.31461
[9 empty] | 2014-06-04 | 9時 | 0 | 0 | 0 | 0 | 0 | 0 | 0 | 0 | 0 | 0 | 0 | 0 | 0 | 0 | 0 | 0 | 0 | 0 | 0 | 0.024446 | 0.023776 | 0.00067044 | 0.22373 | 0.50028 | 0.2521 | 0 | 0.10632 | -1.0377 | -0.10632 | 0.39396
[9 empty] | 2014-06-04 | 10時 | 0 | 0 | 0 | 0 | 0 | 0 | 0 | 0 | 0 | 0 | 0 | 0 | 0 | 0 | 0 | 0 | 0 | 0 | 0 | 0.024857 | 0.023776 | 0.0010807 | 0.18888 | 0.44125 | 0.22751 | 0 | 0.08763 | -0.85527 | -0.08763 | 0.35362
[9 empty] | 2014-06-04 | 11時 | 0 | 0 | 0 | 0 | 0 | 0 | 0 | 0 | 0 | 0 | 0 | 0 | 0 | 0 | 0 | 0 | 0 | 0 | 0 | 0.024446 | 0.023776 | 0.00067044 | 0.17015 | 0.4299 | 0.23531 | 0 | 0.093861 | -0.91608 | -0.093861 | 0.33604
[9 empty] | 2014-06-04 | 12時 | 0 | 0 | 0 | 0 | 0 | 0 | 0 | 0 | 0 | 0 | 0 | 0 | 0 | 0 | 0 | 0 | 0 | 0 | 0 | 0.03053 | 0.023776 | 0.0067545 | 0.15008 | 0.45344 | 0.27283 | 0 | 0.1043 | -1.0179 | -0.1043 | 0.34915
[9 empty] | 2014-06-04 | 13時 | 0 | 0 | 0 | 0 | 0 | 0 | 0 | 0 | 0 | 0 | 0 | 0 | 0 | 0 | 0 | 0 | 0 | 0 | 0 | 0.024446 | 0.023776 | 0.00067044 | 0.093998 | 0.16677 | 0.04833 | 0 | 0.024193 | -0.23613 | -0.024193 | 0.14258
[9 empty] | 2014-06-04 | 14時 | 0 | 0 | 0 | 0 | 0 | 0 | 0 | 0 | 0 | 0 | 0 | 0 | 0 | 0 | 0 | 0 | 0 | 0 | 0 | 0.024026 | 0.023776 | 0.00025017 | 0 | 0.080156 | 0.05613 | 0 | 0.025926 | -0.25304 | -0.025926 | 0.05423
[9 empty] | 2014-06-04 | 15時 | 0 | 0 | 0 | 0 | 0 | 0 | 0 | 0 | 0 | 0 | 0 | 0 | 0 | 0 | 0 | 0 | 0 | 0 | 0 | 0.024026 | 0.023776 | 0.00025017 | 0 | 0.080156 | 0.05613 | 0 | 0.025926 | -0.25304 | -0.025926 | 0.05423
[9 empty] | 2014-06-04 | 16時 | 0 | 0 | 0 | 0 | 0 | 0 | 0 | 0 | 0 | 0 | 0 | 0 | 0 | 0 | 0 | 0 | 0 | 0 | 0 | 0.024857 | 0.023776 | 0.0010807 | 0.070329 | 0.37035 | 0.27516 | 0 | 0.019257 | -0.18795 | -0.019257 | 0.35109
[9 empty] | 2014-06-04 | 17時 | 0 | 0 | 0 | 0 | 0 | 0 | 0 | 0 | 0 | 0 | 0 | 0 | 0 | 0 | 0 | 0 | 0 | 0 | 0 | 0.036624 | 0.023776 | 0.012849 | 0.13006 | 0.44491 | 0.27822 | 0 | 0.037017 | -0.36129 | -0.037017 | 0.40789
[9 empty] | 2014-06-04 | 18時 | 0 | 0 | 0 | 0 | 0 | 0 | 0 | 0 | 0 | 0 | 0 | 0 | 0 | 0 | 0 | 0 | 0 | 0 | 0 | 0.036624 | 0.023776 | 0.012849 | 0.15964 | 0.41407 | 0.21781 | 0 | 0.012029 | -0.1174 | -0.012029 | 0.40205
[9 empty] | 2014-06-04 | 19時 | 0 | 0 | 0 | 0 | 0 | 0 | 0 | 0 | 0 | 0 | 0 | 0 | 0 | 0 | 0 | 0 | 0 | 0 | 0 | 0.024026 | 0.023776 | 0.00025017 | 0.067685 | 0.2273 | 0.13559 | 0 | 0.066557 | -0.6496 | -0.066557 | 0.16075
[9 empty] | 2014-06-04 | 20時 | 0 | 0 | 0 | 0 | 0 | 0 | 0 | 0 | 0 | 0 | 0 | 0 | 0 | 0 | 0 | 0 | 0 | 0 | 0 | 0.024446 | 0.023776 | 0.00067044 | 0.14104 | 0.29311 | 0.12762 | 0 | 0.032698 | -0.31913 | -0.032698 | 0.26041
[9 empty] | 2014-06-04 | 21時 | 0 | 0 | 0 | 0 | 0 | 0 | 0 | 0 | 0 | 0 | 0 | 0 | 0 | 0 | 0 | 0 | 0 | 0 | 0 | 0.036344 | 0.023776 | 0.012568 | 0.16291 | 0.4405 | 0.24124 | 0 | 0.08487 | -0.82833 | -0.08487 | 0.35563
[9 empty] | 2014-06-04 | 22時 | 0 | 0 | 0 | 0 | 0 | 0 | 0 | 0 | 0 | 0 | 0 | 0 | 0 | 0 | 0 | 0 | 0 | 0 | 0 | 0.036764 | 0.023776 | 0.012989 | 0.16493 | 0.38136 | 0.17966 | 0 | 0.045611 | -0.44516 | -0.045611 | 0.33574
[9 empty] | 2014-06-04 | 23時 | 0 | 0 | 0 | 0 | 0 | 0 | 0 | 0 | 0 | 0 | 0 | 0 | 0 | 0 | 0 | 0 | 0 | 0 | 0 | 0.03039 | 0.023776 | 0.0066144 | 0.1312 | 0.31942 | 0.15783 | 0 | 0.08124 | -0.7929 | -0.08124 | 0.23818
[9 empty] | 2014-06-05 | 0時 | 0 | 0 | 0 | 0 | 0 | 0 | 0 | 0 | 0 | 0 | 0 | 0 | 0 | 0 | 0 | 0 | 0 | 0 | 0 | 0.024026 | 0.023776 | 0.00025017 | 0.045276 | 0.22713 | 0.15783 | 0 | 0.083757 | -0.81747 | -0.083757 | 0.14338
[9 empty] | 2014-06-05 | 1時 | 0 | 0 | 0 | 0 | 0 | 0 | 0 | 0 | 0 | 0 | 0 | 0 | 0 | 0 | 0 | 0 | 0 | 0 | 0 | 0.024026 | 0.023776 | 0.00025017 | 0 | 0.072356 | 0.04833 | 0 | 0.023834 | -0.23262 | -0.023834 | 0.048522
[9 empty] | 2014-06-05 | 2時 | 0 | 0 | 0 | 0 | 0 | 0 | 0 | 0 | 0 | 0 | 0 | 0 | 0 | 0 | 0 | 0 | 0 | 0 | 0 | 0.024026 | 0.023776 | 0.00025017 | 0 | 0.080156 | 0.05613 | 0 | 0.027936 | -0.27265 | -0.027936 | 0.052221
[9 empty] | 2014-06-05 | 3時 | 0 | 0 | 0 | 0 | 0 | 0 | 0 | 0 | 0 | 0 | 0 | 0 | 0 | 0 | 0 | 0 | 0 | 0 | 0 | 0.024026 | 0.023776 | 0.00025017 | 0 | 0.080156 | 0.05613 | 0 | 0.027936 | -0.27265 | -0.027936 | 0.052221
[9 empty] | 2014-06-05 | 4時 | 0 | 0 | 0 | 0 | 0 | 0 | 0 | 0 | 0 | 0 | 0 | 0 | 0 | 0 | 0 | 0 | 0 | 0 | 0 | 0.024026 | 0.023776 | 0.00025017 | 0 | 0.072356 | 0.04833 | 0 | 0.023834 | -0.23262 | -0.023834 | 0.048522
[9 empty] | 2014-06-05 | 5時 | 0 | 0 | 0 | 0 | 0 | 0 | 0 | 0 | 0 | 0 | 0 | 0 | 0 | 0 | 0 | 0 | 0 | 0 | 0 | 0.024026 | 0.023776 | 0.00025017 | 0 | 0.080156 | 0.05613 | 0 | 0.027936 | -0.27265 | -0.027936 | 0.052221
[9 empty] | 2014-06-05 | 6時 | 0 | 0 | 0 | 0 | 0 | 0 | 0 | 0 | 0 | 0 | 0 | 0 | 0 | 0 | 0 | 0 | 0 | 0 | 0 | 0.03053 | 0.023776 | 0.0067545 | 0.018231 | 0.30998 | 0.26122 | 0 | 0.10458 | -1.0207 | -0.10458 | 0.2054
[9 empty] | 2014-06-05 | 7時 | 0 | 0 | 0 | 0 | 0 | 0 | 0 | 0 | 0 | 0 | 0 | 0 | 0 | 0 | 0 | 0 | 0 | 0 | 0 | 0.024857 | 0.023776 | 0.0010807 | 0.11469 | 0.3877 | 0.24816 | 0 | 0.089686 | -0.87534 | -0.089686 | 0.29802
[9 empty] | 2014-06-05 | 8時 | 0 | 0 | 0 | 0 | 0 | 0 | 0 | 0 | 0 | 0 | 0 | 0 | 0 | 0 | 0 | 0 | 0 | 0 | 0 | 0.024857 | 0.023776 | 0.0010807 | 0.064563 | 0.2343 | 0.14488 | 0 | 0.06109 | -0.59624 | -0.06109 | 0.17321
[9 empty] | 2014-06-05 | 9時 | 0 | 0 | 0 | 0 | 0 | 0 | 0 | 0 | 0 | 0 | 0 | 0 | 0 | 0 | 0 | 0 | 0 | 0 | 0 | 0.024026 | 0.023776 | 0.00025017 | 0.16544 | 0.52635 | 0.33688 | 0 | 0.1672 | -1.6319 | -0.1672 | 0.35915
[9 empty] | 2014-06-05 | 10時 | 0 | 0 | 0 | 0 | 0 | 0 | 0 | 0 | 0 | 0 | 0 | 0 | 0 | 0 | 0 | 0 | 0 | 0 | 0 | 0.024446 | 0.023776 | 0.00067044 | 0.053027 | 0.1258 | 0.04833 | 0 | 0.026617 | -0.25979 | -0.026617 | 0.099186
[9 empty] | 2014-06-05 | 11時 | 0 | 0 | 0 | 0 | 0 | 0 | 0 | 0 | 0 | 0 | 0 | 0 | 0 | 0 | 0 | 0 | 0 | 0 | 0 | 0.024026 | 0.023776 | 0.00025017 | 0.0026381 | 0.082794 | 0.05613 | 0 | 0.028072 | -0.27398 | -0.028072 | 0.054723
[9 empty] | 2014-06-05 | 12時 | 0 | 0 | 0 | 0 | 0 | 0 | 0 | 0 | 0 | 0 | 0 | 0 | 0 | 0 | 0 | 0 | 0 | 0 | 0 | 0.03053 | 0.023776 | 0.0067545 | 0.029502 | 0.33286 | 0.27283 | 0 | 0.10853 | -1.0593 | -0.10853 | 0.22433
[9 empty] | 2014-06-05 | 13時 | 0 | 0 | 0 | 0 | 0 | 0 | 0 | 0 | 0 | 0 | 0 | 0 | 0 | 0 | 0 | 0 | 0 | 0 | 0 | 0.024446 | 0.023776 | 0.00067044 | 0.058042 | 0.13082 | 0.04833 | 0 | 0.026882 | -0.26237 | -0.026882 | 0.10394
[9 empty] | 2014-06-05 | 14時 | 0 | 0 | 0 | 0 | 0 | 0 | 0 | 0 | 0 | 0 | 0 | 0 | 0 | 0 | 0 | 0 | 0 | 0 | 0 | 0.024026 | 0.023776 | 0.00025017 | 0.024487 | 0.10464 | 0.05613 | 0 | 0.029205 | -0.28504 | -0.029205 | 0.075438
[9 empty] | 2014-06-05 | 15時 | 0 | 0 | 0 | 0 | 0 | 0 | 0 | 0 | 0 | 0 | 0 | 0 | 0 | 0 | 0 | 0 | 0 | 0 | 0 | 0.024026 | 0.023776 | 0.00025017 | 0 | 0.080156 | 0.05613 | 0 | 0.027936 | -0.27265 | -0.027936 | 0.052221
[9 empty] | 2014-06-05 | 16時 | 0 | 0 | 0 | 0 | 0 | 0 | 0 | 0 | 0 | 0 | 0 | 0 | 0 | 0 | 0 | 0 | 0 | 0 | 0 | 0.024446 | 0.023776 | 0.00067044 | 0.033816 | 0.10659 | 0.04833 | 0 | 0.025619 | -0.25005 | -0.025619 | 0.080973
[9 empty] | 2014-06-05 | 17時 | 0 | 0 | 0 | 0 | 0 | 0 | 0 | 0 | 0 | 0 | 0 | 0 | 0 | 0 | 0 | 0 | 0 | 0 | 0 | 0.024446 | 0.023776 | 0.00067044 | 0.056835 | 0.28621 | 0.20493 | 0 | 0.073938 | -0.72164 | -0.073938 | 0.21227
[9 empty] | 2014-06-05 | 18時 | 0 | 0 | 0 | 0 | 0 | 0 | 0 | 0 | 0 | 0 | 0 | 0 | 0 | 0 | 0 | 0 | 0 | 0 | 0 | 0.036624 | 0.023776 | 0.012849 | 0.066494 | 0.4419 | 0.33878 | 0 | 0.093091 | -0.90857 | -0.093091 | 0.3488
[9 empty] | 2014-06-05 | 19時 | 0 | 0 | 0 | 0 | 0 | 0 | 0 | 0 | 0 | 0 | 0 | 0 | 0 | 0 | 0 | 0 | 0 | 0 | 0 | 0.036624 | 0.023776 | 0.012849 | 0.16307 | 0.33458 | 0.13488 | 0 | 0.083194 | -0.81197 | -0.083194 | 0.25138
[9 empty] | 2014-06-05 | 20時 | 0 | 0 | 0 | 0 | 0 | 0 | 0 | 0 | 0 | 0 | 0 | 0 | 0 | 0 | 0 | 0 | 0 | 0 | 0 | 0.024446 | 0.023776 | 0.00067044 | 0.088224 | 0.24028 | 0.12761 | 0 | 0.041729 | -0.40727 | -0.041729 | 0.19855
[9 empty] | 2014-06-05 | 21時 | 0 | 0 | 0 | 0 | 0 | 0 | 0 | 0 | 0 | 0 | 0 | 0 | 0 | 0 | 0 | 0 | 0 | 0 | 0 | 0.024446 | 0.023776 | 0.00067044 | 0.14284 | 0.35471 | 0.18743 | 0 | 0.069519 | -0.67851 | -0.069519 | 0.28519
[9 empty] | 2014-06-05 | 22時 | 0 | 0 | 0 | 0 | 0 | 0 | 0 | 0 | 0 | 0 | 0 | 0 | 0 | 0 | 0 | 0 | 0 | 0 | 0 | 0.036344 | 0.023776 | 0.012568 | 0.16493 | 0.39307 | 0.19179 | 0 | 0.085977 | -0.83913 | -0.085977 | 0.30709
[9 empty] | 2014-06-05 | 23時 | 0 | 0 | 0 | 0 | 0 | 0 | 0 | 0 | 0 | 0 | 0 | 0 | 0 | 0 | 0 | 0 | 0 | 0 | 0 | 0.037175 | 0.023776 | 0.013399 | 0.17268 | 0.42753 | 0.21768 | 0 | 0.10581 | -1.0327 | -0.10581 | 0.32173
[9 empty] | 2014-06-06 | 0時 | 0 | 0 | 0 | 0 | 0 | 0 | 0 | 0 | 0 | 0 | 0 | 0 | 0 | 0 | 0 | 0 | 0 | 0 | 0 | 0.024026 | 0.023776 | 0.00025017 | 0.045276 | 0.22713 | 0.15783 | 0 | 0.10245 | -0.99991 | -0.10245 | 0.12468
[9 empty] | 2014-06-06 | 1時 | 0 | 0 | 0 | 0 | 0 | 0 | 0 | 0 | 0 | 0 | 0 | 0 | 0 | 0 | 0 | 0 | 0 | 0 | 0 | 0.024026 | 0.023776 | 0.00025017 | 0 | 0.072356 | 0.04833 | 0 | 0.031381 | -0.30627 | -0.031381 | 0.040976
[9 empty] | 2014-06-06 | 2時 | 0 | 0 | 0 | 0 | 0 | 0 | 0 | 0 | 0 | 0 | 0 | 0 | 0 | 0 | 0 | 0 | 0 | 0 | 0 | 0.024026 | 0.023776 | 0.00025017 | 0 | 0.080156 | 0.05613 | 0 | 0.035917 | -0.35055 | -0.035917 | 0.04424
[9 empty] | 2014-06-06 | 3時 | 0 | 0 | 0 | 0 | 0 | 0 | 0 | 0 | 0 | 0 | 0 | 0 | 0 | 0 | 0 | 0 | 0 | 0 | 0 | 0.024026 | 0.023776 | 0.00025017 | 0 | 0.080156 | 0.05613 | 0 | 0.035917 | -0.35055 | -0.035917 | 0.04424
[9 empty] | 2014-06-06 | 4時 | 0 | 0 | 0 | 0 | 0 | 0 | 0 | 0 | 0 | 0 | 0 | 0 | 0 | 0 | 0 | 0 | 0 | 0 | 0 | 0.024026 | 0.023776 | 0.00025017 | 0 | 0.072356 | 0.04833 | 0 | 0.031381 | -0.30627 | -0.031381 | 0.040976
[9 empty] | 2014-06-06 | 5時 | 0 | 0 | 0 | 0 | 0 | 0 | 0 | 0 | 0 | 0 | 0 | 0 | 0 | 0 | 0 | 0 | 0 | 0 | 0 | 0.024026 | 0.023776 | 0.00025017 | 0 | 0.080156 | 0.05613 | 0 | 0.035917 | -0.35055 | -0.035917 | 0.04424
[9 empty] | 2014-06-06 | 6時 | 0 | 0 | 0 | 0 | 0 | 0 | 0 | 0 | 0 | 0 | 0 | 0 | 0 | 0 | 0 | 0 | 0 | 0 | 0 | 0.03053 | 0.023776 | 0.0067545 | 0.018231 | 0.30998 | 0.26122 | 0 | 0.13056 | -1.2743 | -0.13056 | 0.17942
[9 empty] | 2014-06-06 | 7時 | 0 | 0 | 0 | 0 | 0 | 0 | 0 | 0 | 0 | 0 | 0 | 0 | 0 | 0 | 0 | 0 | 0 | 0 | 0 | 0.024857 | 0.023776 | 0.0010807 | 0.11469 | 0.3877 | 0.24816 | 0 | 0.12655 | -1.2351 | -0.12655 | 0.26115
[9 empty] | 2014-06-06 | 8時 | 0 | 0 | 0 | 0 | 0 | 0 | 0 | 0 | 0 | 0 | 0 | 0 | 0 | 0 | 0 | 0 | 0 | 0 | 0 | 0.024857 | 0.023776 | 0.0010807 | 0.064563 | 0.2343 | 0.14488 | 0 | 0.083288 | -0.81289 | -0.083288 | 0.15101
[9 empty] | 2014-06-06 | 9時 | 0 | 0 | 0 | 0 | 0 | 0 | 0 | 0 | 0 | 0 | 0 | 0 | 0 | 0 | 0 | 0 | 0 | 0 | 0 | 0.024026 | 0.023776 | 0.00025017 | 0.16544 | 0.52635 | 0.33688 | 0 | 0.21125 | -2.0618 | -0.21125 | 0.3151
[9 empty] | 2014-06-06 | 10時 | 0 | 0 | 0 | 0 | 0 | 0 | 0 | 0 | 0 | 0 | 0 | 0 | 0 | 0 | 0 | 0 | 0 | 0 | 0 | 0.024446 | 0.023776 | 0.00067044 | 0.053027 | 0.1258 | 0.04833 | 0 | 0.040117 | -0.39154 | -0.040117 | 0.085687
[9 empty] | 2014-06-06 | 11時 | 0 | 0 | 0 | 0 | 0 | 0 | 0 | 0 | 0 | 0 | 0 | 0 | 0 | 0 | 0 | 0 | 0 | 0 | 0 | 0.024026 | 0.023776 | 0.00025017 | 0.0026381 | 0.082794 | 0.05613 | 0 | 0.036347 | -0.35474 | -0.036347 | 0.046448
[9 empty] | 2014-06-06 | 12時 | 0 | 0 | 0 | 0 | 0 | 0 | 0 | 0 | 0 | 0 | 0 | 0 | 0 | 0 | 0 | 0 | 0 | 0 | 0 | 0.03053 | 0.023776 | 0.0067545 | 0.029502 | 0.33286 | 0.27283 | 0 | 0.13674 | -1.3345 | -0.13674 | 0.19613
[9 empty] | 2014-06-06 | 13時 | 0 | 0 | 0 | 0 | 0 | 0 | 0 | 0 | 0 | 0 | 0 | 0 | 0 | 0 | 0 | 0 | 0 | 0 | 0 | 0.024446 | 0.023776 | 0.00067044 | 0.058042 | 0.13082 | 0.04833 | 0 | 0.04094 | -0.39957 | -0.04094 | 0.089879
[9 empty] | 2014-06-06 | 14時 | 0 | 0 | 0 | 0 | 0 | 0 | 0 | 0 | 0 | 0 | 0 | 0 | 0 | 0 | 0 | 0 | 0 | 0 | 0 | 0.024026 | 0.023776 | 0.00025017 | 0.024487 | 0.10464 | 0.05613 | 0 | 0.039915 | -0.38957 | -0.039915 | 0.064729
[9 empty] | 2014-06-06 | 15時 | 0 | 0 | 0 | 0 | 0 | 0 | 0 | 0 | 0 | 0 | 0 | 0 | 0 | 0 | 0 | 0 | 0 | 0 | 0 | 0.024026 | 0.023776 | 0.00025017 | 0 | 0.080156 | 0.05613 | 0 | 0.035917 | -0.35055 | -0.035917 | 0.04424
[9 empty] | 2014-06-06 | 16時 | 0 | 0 | 0 | 0 | 0 | 0 | 0 | 0 | 0 | 0 | 0 | 0 | 0 | 0 | 0 | 0 | 0 | 0 | 0 | 0.024446 | 0.023776 | 0.00067044 | 0.033816 | 0.10659 | 0.04833 | 0 | 0.036979 | -0.36092 | -0.036979 | 0.069614
[9 empty] | 2014-06-06 | 17時 | 0 | 0 | 0 | 0 | 0 | 0 | 0 | 0 | 0 | 0 | 0 | 0 | 0 | 0 | 0 | 0 | 0 | 0 | 0 | 0.024446 | 0.023776 | 0.00067044 | 0.056835 | 0.28621 | 0.20493 | 0 | 0.10073 | -0.98309 | -0.10073 | 0.18548
[9 empty] | 2014-06-06 | 18時 | 0 | 0 | 0 | 0 | 0 | 0 | 0 | 0 | 0 | 0 | 0 | 0 | 0 | 0 | 0 | 0 | 0 | 0 | 0 | 0.036624 | 0.023776 | 0.012849 | 0.066494 | 0.4419 | 0.33878 | 0 | 0.13592 | -1.3266 | -0.13592 | 0.30597
[9 empty] | 2014-06-06 | 19時 | 0 | 0 | 0 | 0 | 0 | 0 | 0 | 0 | 0 | 0 | 0 | 0 | 0 | 0 | 0 | 0 | 0 | 0 | 0 | 0.036624 | 0.023776 | 0.012849 | 0.16307 | 0.33458 | 0.13488 | 0 | 0.11854 | -1.1569 | -0.11854 | 0.21604
[9 empty] | 2014-06-06 | 20時 | 0 | 0 | 0 | 0 | 0 | 0 | 0 | 0 | 0 | 0 | 0 | 0 | 0 | 0 | 0 | 0 | 0 | 0 | 0 | 0.024446 | 0.023776 | 0.00067044 | 0.088224 | 0.24028 | 0.12761 | 0 | 0.066905 | -0.65299 | -0.066905 | 0.17338
[9 empty] | 2014-06-06 | 21時 | 0 | 0 | 0 | 0 | 0 | 0 | 0 | 0 | 0 | 0 | 0 | 0 | 0 | 0 | 0 | 0 | 0 | 0 | 0 | 0.024446 | 0.023776 | 0.00067044 | 0.14284 | 0.35471 | 0.18743 | 0 | 0.10488 | -1.0236 | -0.10488 | 0.24984
[9 empty] | 2014-06-06 | 22時 | 0 | 0 | 0 | 0 | 0 | 0 | 0 | 0 | 0 | 0 | 0 | 0 | 0 | 0 | 0 | 0 | 0 | 0 | 0 | 0.036344 | 0.023776 | 0.012568 | 0.16493 | 0.39307 | 0.19179 | 0 | 0.12391 | -1.2093 | -0.12391 | 0.26916
[9 empty] | 2014-06-06 | 23時 | 0 | 0 | 0 | 0 | 0 | 0 | 0 | 0 | 0 | 0 | 0 | 0 | 0 | 0 | 0 | 0 | 0 | 0 | 0 | 0.037175 | 0.023776 | 0.013399 | 0.17268 | 0.42753 | 0.21768 | 0 | 0.14546 | -1.4196 | -0.14546 | 0.28208
[9 empty] | 2014-06-07 | 0時 | 0 | 0 | 0 | 0 | 0 | 0 | 0 | 0 | 0 | 0 | 0 | 0 | 0 | 0 | 0 | 0 | 0 | 0 | 0 | 0.024026 | 0.023776 | 0.00025017 | 0.045276 | 0.22713 | 0.15783 | 0 | 0.085415 | -0.83365 | -0.085415 | 0.14172
[9 empty] | 2014-06-07 | 1時 | 0 | 0 | 0 | 0 | 0 | 0 | 0 | 0 | 0 | 0 | 0 | 0 | 0 | 0 | 0 | 0 | 0 | 0 | 0 | 0.024026 | 0.023776 | 0.00025017 | 0 | 0.072356 | 0.04833 | 0 | 0.024504 | -0.23915 | -0.024504 | 0.047853
[9 empty] | 2014-06-07 | 2時 | 0 | 0 | 0 | 0 | 0 | 0 | 0 | 0 | 0 | 0 | 0 | 0 | 0 | 0 | 0 | 0 | 0 | 0 | 0 | 0.024026 | 0.023776 | 0.00025017 | 0 | 0.080156 | 0.05613 | 0 | 0.028644 | -0.27956 | -0.028644 | 0.051513
[9 empty] | 2014-06-07 | 3時 | 0 | 0 | 0 | 0 | 0 | 0 | 0 | 0 | 0 | 0 | 0 | 0 | 0 | 0 | 0 | 0 | 0 | 0 | 0 | 0.024026 | 0.023776 | 0.00025017 | 0 | 0.080156 | 0.05613 | 0 | 0.028644 | -0.27956 | -0.028644 | 0.051513
[9 empty] | 2014-06-07 | 4時 | 0 | 0 | 0 | 0 | 0 | 0 | 0 | 0 | 0 | 0 | 0 | 0 | 0 | 0 | 0 | 0 | 0 | 0 | 0 | 0.024026 | 0.023776 | 0.00025017 | 0 | 0.072356 | 0.04833 | 0 | 0.024504 | -0.23915 | -0.024504 | 0.047853
[9 empty] | 2014-06-07 | 5時 | 0 | 0 | 0 | 0 | 0 | 0 | 0 | 0 | 0 | 0 | 0 | 0 | 0 | 0 | 0 | 0 | 0 | 0 | 0 | 0.024026 | 0.023776 | 0.00025017 | 0 | 0.080156 | 0.05613 | 0 | 0.028644 | -0.27956 | -0.028644 | 0.051513
[9 empty] | 2014-06-07 | 6時 | 0 | 0 | 0 | 0 | 0 | 0 | 0 | 0 | 0 | 0 | 0 | 0 | 0 | 0 | 0 | 0 | 0 | 0 | 0 | 0.03053 | 0.023776 | 0.0067545 | 0.018231 | 0.30998 | 0.26122 | 0 | 0.10689 | -1.0432 | -0.10689 | 0.2031
[9 empty] | 2014-06-07 | 7時 | 0 | 0 | 0 | 0 | 0 | 0 | 0 | 0 | 0 | 0 | 0 | 0 | 0 | 0 | 0 | 0 | 0 | 0 | 0 | 0.024857 | 0.023776 | 0.0010807 | 0.11469 | 0.3877 | 0.24816 | 0 | 0.092956 | -0.90725 | -0.092956 | 0.29475
[9 empty] | 2014-06-07 | 8時 | 0 | 0 | 0 | 0 | 0 | 0 | 0 | 0 | 0 | 0 | 0 | 0 | 0 | 0 | 0 | 0 | 0 | 0 | 0 | 0.024857 | 0.023776 | 0.0010807 | 0.064563 | 0.2343 | 0.14488 | 0 | 0.063059 | -0.61546 | -0.063059 | 0.17124
[9 empty] | 2014-06-07 | 9時 | 0 | 0 | 0 | 0 | 0 | 0 | 0 | 0 | 0 | 0 | 0 | 0 | 0 | 0 | 0 | 0 | 0 | 0 | 0 | 0.024026 | 0.023776 | 0.00025017 | 0.16544 | 0.52635 | 0.33688 | 0 | 0.17111 | -1.67 | -0.17111 | 0.35524
[9 empty] | 2014-06-07 | 10時 | 0 | 0 | 0 | 0 | 0 | 0 | 0 | 0 | 0 | 0 | 0 | 0 | 0 | 0 | 0 | 0 | 0 | 0 | 0 | 0.024446 | 0.023776 | 0.00067044 | 0.053027 | 0.1258 | 0.04833 | 0 | 0.027815 | -0.27147 | -0.027815 | 0.097989
[9 empty] | 2014-06-07 | 11時 | 0 | 0 | 0 | 0 | 0 | 0 | 0 | 0 | 0 | 0 | 0 | 0 | 0 | 0 | 0 | 0 | 0 | 0 | 0 | 0.024026 | 0.023776 | 0.00025017 | 0.0026381 | 0.082794 | 0.05613 | 0 | 0.028806 | -0.28114 | -0.028806 | 0.053989
[9 empty] | 2014-06-07 | 12時 | 0 | 0 | 0 | 0 | 0 | 0 | 0 | 0 | 0 | 0 | 0 | 0 | 0 | 0 | 0 | 0 | 0 | 0 | 0 | 0.03053 | 0.023776 | 0.0067545 | 0.029502 | 0.33286 | 0.27283 | 0 | 0.11103 | -1.0837 | -0.11103 | 0.22183
[9 empty] | 2014-06-07 | 13時 | 0 | 0 | 0 | 0 | 0 | 0 | 0 | 0 | 0 | 0 | 0 | 0 | 0 | 0 | 0 | 0 | 0 | 0 | 0 | 0.024446 | 0.023776 | 0.00067044 | 0.058042 | 0.13082 | 0.04833 | 0 | 0.028129 | -0.27454 | -0.028129 | 0.10269
[9 empty] | 2014-06-07 | 14時 | 0 | 0 | 0 | 0 | 0 | 0 | 0 | 0 | 0 | 0 | 0 | 0 | 0 | 0 | 0 | 0 | 0 | 0 | 0 | 0.024026 | 0.023776 | 0.00025017 | 0.024487 | 0.10464 | 0.05613 | 0 | 0.030155 | -0.29431 | -0.030155 | 0.074488
[9 empty] | 2014-06-07 | 15時 | 0 | 0 | 0 | 0 | 0 | 0 | 0 | 0 | 0 | 0 | 0 | 0 | 0 | 0 | 0 | 0 | 0 | 0 | 0 | 0.024026 | 0.023776 | 0.00025017 | 0 | 0.080156 | 0.05613 | 0 | 0.028644 | -0.27956 | -0.028644 | 0.051513
[9 empty] | 2014-06-07 | 16時 | 0 | 0 | 0 | 0 | 0 | 0 | 0 | 0 | 0 | 0 | 0 | 0 | 0 | 0 | 0 | 0 | 0 | 0 | 0 | 0.024446 | 0.023776 | 0.00067044 | 0.033816 | 0.10659 | 0.04833 | 0 | 0.026627 | -0.25988 | -0.026627 | 0.079966
[9 empty] | 2014-06-07 | 17時 | 0 | 0 | 0 | 0 | 0 | 0 | 0 | 0 | 0 | 0 | 0 | 0 | 0 | 0 | 0 | 0 | 0 | 0 | 0 | 0.024446 | 0.023776 | 0.00067044 | 0.056835 | 0.28621 | 0.20493 | 0 | 0.076314 | -0.74483 | -0.076314 | 0.2099
[9 empty] | 2014-06-07 | 18時 | 0 | 0 | 0 | 0 | 0 | 0 | 0 | 0 | 0 | 0 | 0 | 0 | 0 | 0 | 0 | 0 | 0 | 0 | 0 | 0.036624 | 0.023776 | 0.012849 | 0.066494 | 0.4419 | 0.33878 | 0 | 0.096891 | -0.94565 | -0.096891 | 0.34501
[9 empty] | 2014-06-07 | 19時 | 0 | 0 | 0 | 0 | 0 | 0 | 0 | 0 | 0 | 0 | 0 | 0 | 0 | 0 | 0 | 0 | 0 | 0 | 0 | 0.036624 | 0.023776 | 0.012849 | 0.16307 | 0.33458 | 0.13488 | 0 | 0.086702 | -0.84621 | -0.086702 | 0.24787
[9 empty] | 2014-06-07 | 20時 | 0 | 0 | 0 | 0 | 0 | 0 | 0 | 0 | 0 | 0 | 0 | 0 | 0 | 0 | 0 | 0 | 0 | 0 | 0 | 0.024446 | 0.023776 | 0.00067044 | 0.088224 | 0.24028 | 0.12761 | 0 | 0.043962 | -0.42907 | -0.043962 | 0.19632
[9 empty] | 2014-06-07 | 21時 | 0 | 0 | 0 | 0 | 0 | 0 | 0 | 0 | 0 | 0 | 0 | 0 | 0 | 0 | 0 | 0 | 0 | 0 | 0 | 0.024446 | 0.023776 | 0.00067044 | 0.14284 | 0.35471 | 0.18743 | 0 | 0.072655 | -0.70912 | -0.072655 | 0.28206
[9 empty] | 2014-06-07 | 22時 | 0 | 0 | 0 | 0 | 0 | 0 | 0 | 0 | 0 | 0 | 0 | 0 | 0 | 0 | 0 | 0 | 0 | 0 | 0 | 0.036344 | 0.023776 | 0.012568 | 0.16493 | 0.39307 | 0.19179 | 0 | 0.089341 | -0.87197 | -0.089341 | 0.30373
[9 empty] | 2014-06-07 | 23時 | 0 | 0 | 0 | 0 | 0 | 0 | 0 | 0 | 0 | 0 | 0 | 0 | 0 | 0 | 0 | 0 | 0 | 0 | 0 | 0.037175 | 0.023776 | 0.013399 | 0.17268 | 0.42753 | 0.21768 | 0 | 0.10932 | -1.067 | -0.10932 | 0.31821
[9 empty] | 2014-06-08 | 0時 | 0 | 0 | 0 | 0 | 0 | 0 | 0 | 0 | 0 | 0 | 0 | 0 | 0 | 0 | 0 | 0 | 0 | 0 | 0 | 0.024026 | 0.023776 | 0.00025017 | 0.045276 | 0.22713 | 0.15783 | 0 | 0.085669 | -0.83613 | -0.085669 | 0.14146
[9 empty] | 2014-06-08 | 1時 | 0 | 0 | 0 | 0 | 0 | 0 | 0 | 0 | 0 | 0 | 0 | 0 | 0 | 0 | 0 | 0 | 0 | 0 | 0 | 0.024026 | 0.023776 | 0.00025017 | 0 | 0.072356 | 0.04833 | 0 | 0.024606 | -0.24016 | -0.024606 | 0.04775
[9 empty] | 2014-06-08 | 2時 | 0 | 0 | 0 | 0 | 0 | 0 | 0 | 0 | 0 | 0 | 0 | 0 | 0 | 0 | 0 | 0 | 0 | 0 | 0 | 0.024026 | 0.023776 | 0.00025017 | 0 | 0.080156 | 0.05613 | 0 | 0.028752 | -0.28062 | -0.028752 | 0.051404
[9 empty] | 2014-06-08 | 3時 | 0 | 0 | 0 | 0 | 0 | 0 | 0 | 0 | 0 | 0 | 0 | 0 | 0 | 0 | 0 | 0 | 0 | 0 | 0 | 0.024026 | 0.023776 | 0.00025017 | 0 | 0.080156 | 0.05613 | 0 | 0.028752 | -0.28062 | -0.028752 | 0.051404
[9 empty] | 2014-06-08 | 4時 | 0 | 0 | 0 | 0 | 0 | 0 | 0 | 0 | 0 | 0 | 0 | 0 | 0 | 0 | 0 | 0 | 0 | 0 | 0 | 0.024026 | 0.023776 | 0.00025017 | 0 | 0.072356 | 0.04833 | 0 | 0.024606 | -0.24016 | -0.024606 | 0.04775
[9 empty] | 2014-06-08 | 5時 | 0 | 0 | 0 | 0 | 0 | 0 | 0 | 0 | 0 | 0 | 0 | 0 | 0 | 0 | 0 | 0 | 0 | 0 | 0 | 0.024026 | 0.023776 | 0.00025017 | 0 | 0.080156 | 0.05613 | 0 | 0.028752 | -0.28062 | -0.028752 | 0.051404
[9 empty] | 2014-06-08 | 6時 | 0 | 0 | 0 | 0 | 0 | 0 | 0 | 0 | 0 | 0 | 0 | 0 | 0 | 0 | 0 | 0 | 0 | 0 | 0 | 0.03053 | 0.023776 | 0.0067545 | 0.018231 | 0.30998 | 0.26122 | 0 | 0.10724 | -1.0467 | -0.10724 | 0.20274
[9 empty] | 2014-06-08 | 7時 | 0 | 0 | 0 | 0 | 0 | 0 | 0 | 0 | 0 | 0 | 0 | 0 | 0 | 0 | 0 | 0 | 0 | 0 | 0 | 0.024857 | 0.023776 | 0.0010807 | 0.11469 | 0.3877 | 0.24816 | 0 | 0.093458 | -0.91215 | -0.093458 | 0.29425
[9 empty] | 2014-06-08 | 8時 | 0 | 0 | 0 | 0 | 0 | 0 | 0 | 0 | 0 | 0 | 0 | 0 | 0 | 0 | 0 | 0 | 0 | 0 | 0 | 0.024857 | 0.023776 | 0.0010807 | 0.064563 | 0.2343 | 0.14488 | 0 | 0.063361 | -0.6184 | -0.063361 | 0.17094
[9 empty] | 2014-06-08 | 9時 | 0 | 0 | 0 | 0 | 0 | 0 | 0 | 0 | 0 | 0 | 0 | 0 | 0 | 0 | 0 | 0 | 0 | 0 | 0 | 0.024026 | 0.023776 | 0.00025017 | 0.16544 | 0.52635 | 0.33688 | 0 | 0.17171 | -1.6759 | -0.17171 | 0.35464
[9 empty] | 2014-06-08 | 10時 | 0 | 0 | 0 | 0 | 0 | 0 | 0 | 0 | 0 | 0 | 0 | 0 | 0 | 0 | 0 | 0 | 0 | 0 | 0 | 0.024446 | 0.023776 | 0.00067044 | 0.053027 | 0.1258 | 0.04833 | 0 | 0.027998 | -0.27326 | -0.027998 | 0.097805
[9 empty] | 2014-06-08 | 11時 | 0 | 0 | 0 | 0 | 0 | 0 | 0 | 0 | 0 | 0 | 0 | 0 | 0 | 0 | 0 | 0 | 0 | 0 | 0 | 0.024026 | 0.023776 | 0.00025017 | 0.0026381 | 0.082794 | 0.05613 | 0 | 0.028918 | -0.28224 | -0.028918 | 0.053876
[9 empty] | 2014-06-08 | 12時 | 0 | 0 | 0 | 0 | 0 | 0 | 0 | 0 | 0 | 0 | 0 | 0 | 0 | 0 | 0 | 0 | 0 | 0 | 0 | 0.03053 | 0.023776 | 0.0067545 | 0.029502 | 0.33286 | 0.27283 | 0 | 0.11142 | -1.0874 | -0.11142 | 0.22144
[9 empty] | 2014-06-08 | 13時 | 0 | 0 | 0 | 0 | 0 | 0 | 0 | 0 | 0 | 0 | 0 | 0 | 0 | 0 | 0 | 0 | 0 | 0 | 0 | 0.024446 | 0.023776 | 0.00067044 | 0.058042 | 0.13082 | 0.04833 | 0 | 0.02832 | -0.2764 | -0.02832 | 0.1025
[9 empty] | 2014-06-08 | 14時 | 0 | 0 | 0 | 0 | 0 | 0 | 0 | 0 | 0 | 0 | 0 | 0 | 0 | 0 | 0 | 0 | 0 | 0 | 0 | 0.024026 | 0.023776 | 0.00025017 | 0.024487 | 0.10464 | 0.05613 | 0 | 0.030301 | -0.29574 | -0.030301 | 0.074342
[9 empty] | 2014-06-08 | 15時 | 0 | 0 | 0 | 0 | 0 | 0 | 0 | 0 | 0 | 0 | 0 | 0 | 0 | 0 | 0 | 0 | 0 | 0 | 0 | 0.024026 | 0.023776 | 0.00025017 | 0 | 0.080156 | 0.05613 | 0 | 0.028752 | -0.28062 | -0.028752 | 0.051404
[9 empty] | 2014-06-08 | 16時 | 0 | 0 | 0 | 0 | 0 | 0 | 0 | 0 | 0 | 0 | 0 | 0 | 0 | 0 | 0 | 0 | 0 | 0 | 0 | 0.024446 | 0.023776 | 0.00067044 | 0.033816 | 0.10659 | 0.04833 | 0 | 0.026782 | -0.26139 | -0.026782 | 0.079811
[9 empty] | 2014-06-08 | 17時 | 0 | 0 | 0 | 0 | 0 | 0 | 0 | 0 | 0 | 0 | 0 | 0 | 0 | 0 | 0 | 0 | 0 | 0 | 0 | 0.024446 | 0.023776 | 0.00067044 | 0.056835 | 0.28621 | 0.20493 | 0 | 0.076679 | -0.74838 | -0.076679 | 0.20953
[9 empty] | 2014-06-08 | 18時 | 0 | 0 | 0 | 0 | 0 | 0 | 0 | 0 | 0 | 0 | 0 | 0 | 0 | 0 | 0 | 0 | 0 | 0 | 0 | 0.036624 | 0.023776 | 0.012849 | 0.066494 | 0.4419 | 0.33878 | 0 | 0.097473 | -0.95134 | -0.097473 | 0.34442
[9 empty] | 2014-06-08 | 19時 | 0 | 0 | 0 | 0 | 0 | 0 | 0 | 0 | 0 | 0 | 0 | 0 | 0 | 0 | 0 | 0 | 0 | 0 | 0 | 0.036624 | 0.023776 | 0.012849 | 0.16307 | 0.33458 | 0.13488 | 0 | 0.084602 | -0.82571 | -0.084602 | 0.24997
[9 empty] | 2014-06-08 | 20時 | 0 | 0 | 0 | 0 | 0 | 0 | 0 | 0 | 0 | 0 | 0 | 0 | 0 | 0 | 0 | 0 | 0 | 0 | 0 | 0.024446 | 0.023776 | 0.00067044 | 0.088224 | 0.24028 | 0.12761 | 0 | 0.044304 | -0.43241 | -0.044304 | 0.19598
[9 empty] | 2014-06-08 | 21時 | 0 | 0 | 0 | 0 | 0 | 0 | 0 | 0 | 0 | 0 | 0 | 0 | 0 | 0 | 0 | 0 | 0 | 0 | 0 | 0.024446 | 0.023776 | 0.00067044 | 0.14284 | 0.35471 | 0.18743 | 0 | 0.073136 | -0.71381 | -0.073136 | 0.28157
[9 empty] | 2014-06-08 | 22時 | 0 | 0 | 0 | 0 | 0 | 0 | 0 | 0 | 0 | 0 | 0 | 0 | 0 | 0 | 0 | 0 | 0 | 0 | 0 | 0.036344 | 0.023776 | 0.012568 | 0.16493 | 0.39307 | 0.19179 | 0 | 0.089857 | -0.87701 | -0.089857 | 0.30321
[9 empty] | 2014-06-08 | 23時 | 0 | 0 | 0 | 0 | 0 | 0 | 0 | 0 | 0 | 0 | 0 | 0 | 0 | 0 | 0 | 0 | 0 | 0 | 0 | 0.037175 | 0.023776 | 0.013399 | 0.17268 | 0.42753 | 0.21768 | 0 | 0.10986 | -1.0723 | -0.10986 | 0.31767
[9 empty] | 2014-06-09 | 0時 | 0 | 0 | 0 | 0 | 0 | 0 | 0 | 0 | 0 | 0 | 0 | 0 | 0 | 0 | 0 | 0 | 0 | 0 | 0 | 0.024026 | 0.023776 | 0.00025017 | 0.045276 | 0.22713 | 0.15783 | 0 | 0.0868 | -0.84716 | -0.0868 | 0.14033
[9 empty] | 2014-06-09 | 1時 | 0 | 0 | 0 | 0 | 0 | 0 | 0 | 0 | 0 | 0 | 0 | 0 | 0 | 0 | 0 | 0 | 0 | 0 | 0 | 0.024026 | 0.023776 | 0.00025017 | 0 | 0.072356 | 0.04833 | 0 | 0.025062 | -0.24461 | -0.025062 | 0.047294
[9 empty] | 2014-06-09 | 2時 | 0 | 0 | 0 | 0 | 0 | 0 | 0 | 0 | 0 | 0 | 0 | 0 | 0 | 0 | 0 | 0 | 0 | 0 | 0 | 0.024026 | 0.023776 | 0.00025017 | 0 | 0.080156 | 0.05613 | 0 | 0.029235 | -0.28533 | -0.029235 | 0.050922
[9 empty] | 2014-06-09 | 3時 | 0 | 0 | 0 | 0 | 0 | 0 | 0 | 0 | 0 | 0 | 0 | 0 | 0 | 0 | 0 | 0 | 0 | 0 | 0 | 0.024026 | 0.023776 | 0.00025017 | 0 | 0.080156 | 0.05613 | 0 | 0.029235 | -0.28533 | -0.029235 | 0.050922
[9 empty] | 2014-06-09 | 4時 | 0 | 0 | 0 | 0 | 0 | 0 | 0 | 0 | 0 | 0 | 0 | 0 | 0 | 0 | 0 | 0 | 0 | 0 | 0 | 0.024026 | 0.023776 | 0.00025017 | 0 | 0.072356 | 0.04833 | 0 | 0.025062 | -0.24461 | -0.025062 | 0.047294
[9 empty] | 2014-06-09 | 5時 | 0 | 0 | 0 | 0 | 0 | 0 | 0 | 0 | 0 | 0 | 0 | 0 | 0 | 0 | 0 | 0 | 0 | 0 | 0 | 0.024026 | 0.023776 | 0.00025017 | 0 | 0.080156 | 0.05613 | 0 | 0.029235 | -0.28533 | -0.029235 | 0.050922
[9 empty] | 2014-06-09 | 6時 | 0 | 0 | 0 | 0 | 0 | 0 | 0 | 0 | 0 | 0 | 0 | 0 | 0 | 0 | 0 | 0 | 0 | 0 | 0 | 0.03053 | 0.023776 | 0.0067545 | 0.018231 | 0.30998 | 0.26122 | 0 | 0.10881 | -1.062 | -0.10881 | 0.20117
[9 empty] | 2014-06-09 | 7時 | 0 | 0 | 0 | 0 | 0 | 0 | 0 | 0 | 0 | 0 | 0 | 0 | 0 | 0 | 0 | 0 | 0 | 0 | 0 | 0.024857 | 0.023776 | 0.0010807 | 0.11469 | 0.3877 | 0.24816 | 0 | 0.095686 | -0.9339 | -0.095686 | 0.29202
[9 empty] | 2014-06-09 | 8時 | 0 | 0 | 0 | 0 | 0 | 0 | 0 | 0 | 0 | 0 | 0 | 0 | 0 | 0 | 0 | 0 | 0 | 0 | 0 | 0.024857 | 0.023776 | 0.0010807 | 0.064563 | 0.2343 | 0.14488 | 0 | 0.064703 | -0.6315 | -0.064703 | 0.16959
[9 empty] | 2014-06-09 | 9時 | 0 | 0 | 0 | 0 | 0 | 0 | 0 | 0 | 0 | 0 | 0 | 0 | 0 | 0 | 0 | 0 | 0 | 0 | 0 | 0.024026 | 0.023776 | 0.00025017 | 0.16544 | 0.52635 | 0.33688 | 0 | 0.17437 | -1.7019 | -0.17437 | 0.35198
[9 empty] | 2014-06-09 | 10時 | 0 | 0 | 0 | 0 | 0 | 0 | 0 | 0 | 0 | 0 | 0 | 0 | 0 | 0 | 0 | 0 | 0 | 0 | 0 | 0.024446 | 0.023776 | 0.00067044 | 0.053027 | 0.1258 | 0.04833 | 0 | 0.028815 | -0.28123 | -0.028815 | 0.096989
[9 empty] | 2014-06-09 | 11時 | 0 | 0 | 0 | 0 | 0 | 0 | 0 | 0 | 0 | 0 | 0 | 0 | 0 | 0 | 0 | 0 | 0 | 0 | 0 | 0.024026 | 0.023776 | 0.00025017 | 0.0026381 | 0.082794 | 0.05613 | 0 | 0.029418 | -0.28712 | -0.029418 | 0.053376
[9 empty] | 2014-06-09 | 12時 | 0 | 0 | 0 | 0 | 0 | 0 | 0 | 0 | 0 | 0 | 0 | 0 | 0 | 0 | 0 | 0 | 0 | 0 | 0 | 0.03053 | 0.023776 | 0.0067545 | 0.029502 | 0.33286 | 0.27283 | 0 | 0.11312 | -1.1041 | -0.11312 | 0.21974
[9 empty] | 2014-06-09 | 13時 | 0 | 0 | 0 | 0 | 0 | 0 | 0 | 0 | 0 | 0 | 0 | 0 | 0 | 0 | 0 | 0 | 0 | 0 | 0 | 0.024446 | 0.023776 | 0.00067044 | 0.058042 | 0.13082 | 0.04833 | 0 | 0.02917 | -0.2847 | -0.02917 | 0.10165
[9 empty] | 2014-06-09 | 14時 | 0 | 0 | 0 | 0 | 0 | 0 | 0 | 0 | 0 | 0 | 0 | 0 | 0 | 0 | 0 | 0 | 0 | 0 | 0 | 0.024026 | 0.023776 | 0.00025017 | 0.024487 | 0.10464 | 0.05613 | 0 | 0.030948 | -0.30206 | -0.030948 | 0.073695
[9 empty] | 2014-06-09 | 15時 | 0 | 0 | 0 | 0 | 0 | 0 | 0 | 0 | 0 | 0 | 0 | 0 | 0 | 0 | 0 | 0 | 0 | 0 | 0 | 0.024026 | 0.023776 | 0.00025017 | 0 | 0.080156 | 0.05613 | 0 | 0.029235 | -0.28533 | -0.029235 | 0.050922
[9 empty] | 2014-06-09 | 16時 | 0 | 0 | 0 | 0 | 0 | 0 | 0 | 0 | 0 | 0 | 0 | 0 | 0 | 0 | 0 | 0 | 0 | 0 | 0 | 0.024446 | 0.023776 | 0.00067044 | 0.033816 | 0.10659 | 0.04833 | 0 | 0.027468 | -0.26809 | -0.027468 | 0.079124
[9 empty] | 2014-06-09 | 17時 | 0 | 0 | 0 | 0 | 0 | 0 | 0 | 0 | 0 | 0 | 0 | 0 | 0 | 0 | 0 | 0 | 0 | 0 | 0 | 0.024446 | 0.023776 | 0.00067044 | 0.056835 | 0.28621 | 0.20493 | 0 | 0.078298 | -0.76419 | -0.078298 | 0.20791
[9 empty] | 2014-06-09 | 18時 | 0 | 0 | 0 | 0 | 0 | 0 | 0 | 0 | 0 | 0 | 0 | 0 | 0 | 0 | 0 | 0 | 0 | 0 | 0 | 0.036624 | 0.023776 | 0.012849 | 0.066494 | 0.4419 | 0.33878 | 0 | 0.10006 | -0.97661 | -0.10006 | 0.34183
[9 empty] | 2014-06-09 | 19時 | 0 | 0 | 0 | 0 | 0 | 0 | 0 | 0 | 0 | 0 | 0 | 0 | 0 | 0 | 0 | 0 | 0 | 0 | 0 | 0.036624 | 0.023776 | 0.012849 | 0.16307 | 0.33458 | 0.13488 | 0 | 0.086907 | -0.84822 | -0.086907 | 0.24767
[9 empty] | 2014-06-09 | 20時 | 0 | 0 | 0 | 0 | 0 | 0 | 0 | 0 | 0 | 0 | 0 | 0 | 0 | 0 | 0 | 0 | 0 | 0 | 0 | 0.024446 | 0.023776 | 0.00067044 | 0.088224 | 0.24028 | 0.12761 | 0 | 0.045827 | -0.44727 | -0.045827 | 0.19445
[9 empty] | 2014-06-09 | 21時 | 0 | 0 | 0 | 0 | 0 | 0 | 0 | 0 | 0 | 0 | 0 | 0 | 0 | 0 | 0 | 0 | 0 | 0 | 0 | 0.024446 | 0.023776 | 0.00067044 | 0.14284 | 0.35471 | 0.18743 | 0 | 0.075274 | -0.73467 | -0.075274 | 0.27944
[9 empty] | 2014-06-09 | 22時 | 0 | 0 | 0 | 0 | 0 | 0 | 0 | 0 | 0 | 0 | 0 | 0 | 0 | 0 | 0 | 0 | 0 | 0 | 0 | 0.036344 | 0.023776 | 0.012568 | 0.16493 | 0.39307 | 0.19179 | 0 | 0.09215 | -0.89939 | -0.09215 | 0.30092
[9 empty] | 2014-06-09 | 23時 | 0 | 0 | 0 | 0 | 0 | 0 | 0 | 0 | 0 | 0 | 0 | 0 | 0 | 0 | 0 | 0 | 0 | 0 | 0 | 0.037175 | 0.023776 | 0.013399 | 0.17268 | 0.42753 | 0.21768 | 0 | 0.11226 | -1.0957 | -0.11226 | 0.31527
[9 empty] | 2014-06-10 | 0時 | 0 | 0 | 0 | 0 | 0 | 0 | 0 | 0 | 0 | 0 | 0 | 0 | 0 | 0 | 0 | 0 | 0 | 0 | 0 | 0.024026 | 0.023776 | 0.00025017 | 0 | 0.18186 | 0.15783 | 0 | 0.092949 | -0.90718 | -0.092949 | 0.088907
[9 empty] | 2014-06-10 | 1時 | 0 | 0 | 0 | 0 | 0 | 0 | 0 | 0 | 0 | 0 | 0 | 0 | 0 | 0 | 0 | 0 | 0 | 0 | 0 | 0.024026 | 0.023776 | 0.00025017 | 0 | 0.072356 | 0.04833 | 0 | 0.030211 | -0.29486 | -0.030211 | 0.042145
[9 empty] | 2014-06-10 | 2時 | 0 | 0 | 0 | 0 | 0 | 0 | 0 | 0 | 0 | 0 | 0 | 0 | 0 | 0 | 0 | 0 | 0 | 0 | 0 | 0.024026 | 0.023776 | 0.00025017 | 0 | 0.080156 | 0.05613 | 0 | 0.03468 | -0.33848 | -0.03468 | 0.045476
[9 empty] | 2014-06-10 | 3時 | 0 | 0 | 0 | 0 | 0 | 0 | 0 | 0 | 0 | 0 | 0 | 0 | 0 | 0 | 0 | 0 | 0 | 0 | 0 | 0.024026 | 0.023776 | 0.00025017 | 0 | 0.080156 | 0.05613 | 0 | 0.03468 | -0.33848 | -0.03468 | 0.045476
[9 empty] | 2014-06-10 | 4時 | 0 | 0 | 0 | 0 | 0 | 0 | 0 | 0 | 0 | 0 | 0 | 0 | 0 | 0 | 0 | 0 | 0 | 0 | 0 | 0.024026 | 0.023776 | 0.00025017 | 0 | 0.072356 | 0.04833 | 0 | 0.030211 | -0.29486 | -0.030211 | 0.042145
[9 empty] | 2014-06-10 | 5時 | 0 | 0 | 0 | 0 | 0 | 0 | 0 | 0 | 0 | 0 | 0 | 0 | 0 | 0 | 0 | 0 | 0 | 0 | 0 | 0.024026 | 0.023776 | 0.00025017 | 0 | 0.080156 | 0.05613 | 0 | 0.03468 | -0.33848 | -0.03468 | 0.045476
[9 empty] | 2014-06-10 | 6時 | 0 | 0 | 0 | 0 | 0 | 0 | 0 | 0 | 0 | 0 | 0 | 0 | 0 | 0 | 0 | 0 | 0 | 0 | 0 | 0.024026 | 0.023776 | 0.00025017 | 0 | 0.080156 | 0.05613 | 0 | 0.03468 | -0.33848 | -0.03468 | 0.045476
[9 empty] | 2014-06-10 | 7時 | 0 | 0 | 0 | 0 | 0 | 0 | 0 | 0 | 0 | 0 | 0 | 0 | 0 | 0 | 0 | 0 | 0 | 0 | 0 | 0.024857 | 0.023776 | 0.0010807 | 0.023666 | 0.23404 | 0.18552 | 0 | 0.083125 | -0.8113 | -0.083125 | 0.15092
[9 empty] | 2014-06-10 | 8時 | 0 | 0 | 0 | 0 | 0 | 0 | 0 | 0 | 0 | 0 | 0 | 0 | 0 | 0 | 0 | 0 | 0 | 0 | 0 | 0.031371 | 0.023776 | 0.0075951 | 0.11401 | 0.4267 | 0.28132 | 0 | 0.15344 | -1.4975 | -0.15344 | 0.27326
[9 empty] | 2014-06-10 | 9時 | 0 | 0 | 0 | 0 | 0 | 0 | 0 | 0 | 0 | 0 | 0 | 0 | 0 | 0 | 0 | 0 | 0 | 0 | 0 | 0.024446 | 0.023776 | 0.00067044 | 0.22373 | 0.50028 | 0.2521 | 0 | 0.1576 | -1.5382 | -0.1576 | 0.34268
[9 empty] | 2014-06-10 | 10時 | 0 | 0 | 0 | 0 | 0 | 0 | 0 | 0 | 0 | 0 | 0 | 0 | 0 | 0 | 0 | 0 | 0 | 0 | 0 | 0.024857 | 0.023776 | 0.0010807 | 0.18888 | 0.44125 | 0.22751 | 0 | 0.13386 | -1.3065 | -0.13386 | 0.30738
[9 empty] | 2014-06-10 | 11時 | 0 | 0 | 0 | 0 | 0 | 0 | 0 | 0 | 0 | 0 | 0 | 0 | 0 | 0 | 0 | 0 | 0 | 0 | 0 | 0.024446 | 0.023776 | 0.00067044 | 0.17015 | 0.4299 | 0.23531 | 0 | 0.13789 | -1.3458 | -0.13789 | 0.29201
[9 empty] | 2014-06-10 | 12時 | 0 | 0 | 0 | 0 | 0 | 0 | 0 | 0 | 0 | 0 | 0 | 0 | 0 | 0 | 0 | 0 | 0 | 0 | 0 | 0.03053 | 0.023776 | 0.0067545 | 0.15008 | 0.45344 | 0.27283 | 0 | 0.14997 | -1.4637 | -0.14997 | 0.30347
[9 empty] | 2014-06-10 | 13時 | 0 | 0 | 0 | 0 | 0 | 0 | 0 | 0 | 0 | 0 | 0 | 0 | 0 | 0 | 0 | 0 | 0 | 0 | 0 | 0.024446 | 0.023776 | 0.00067044 | 0.093998 | 0.16677 | 0.04833 | 0 | 0.044008 | -0.42952 | -0.044008 | 0.12277
[9 empty] | 2014-06-10 | 14時 | 0 | 0 | 0 | 0 | 0 | 0 | 0 | 0 | 0 | 0 | 0 | 0 | 0 | 0 | 0 | 0 | 0 | 0 | 0 | 0.024026 | 0.023776 | 0.00025017 | 0 | 0.080156 | 0.05613 | 0 | 0.03468 | -0.33848 | -0.03468 | 0.045476
[9 empty] | 2014-06-10 | 15時 | 0 | 0 | 0 | 0 | 0 | 0 | 0 | 0 | 0 | 0 | 0 | 0 | 0 | 0 | 0 | 0 | 0 | 0 | 0 | 0.024026 | 0.023776 | 0.00025017 | 0 | 0.080156 | 0.05613 | 0 | 0.03468 | -0.33848 | -0.03468 | 0.045476
[9 empty] | 2014-06-10 | 16時 | 0 | 0 | 0 | 0 | 0 | 0 | 0 | 0 | 0 | 0 | 0 | 0 | 0 | 0 | 0 | 0 | 0 | 0 | 0 | 0.024857 | 0.023776 | 0.0010807 | 0.070329 | 0.37035 | 0.27516 | 0 | 0.065173 | -0.63609 | -0.065173 | 0.30517
[9 empty] | 2014-06-10 | 17時 | 0 | 0 | 0 | 0 | 0 | 0 | 0 | 0 | 0 | 0 | 0 | 0 | 0 | 0 | 0 | 0 | 0 | 0 | 0 | 0.036624 | 0.023776 | 0.012849 | 0.13006 | 0.44491 | 0.27822 | 0 | 0.090045 | -0.87884 | -0.090045 | 0.35486
[9 empty] | 2014-06-10 | 18時 | 0 | 0 | 0 | 0 | 0 | 0 | 0 | 0 | 0 | 0 | 0 | 0 | 0 | 0 | 0 | 0 | 0 | 0 | 0 | 0.036624 | 0.023776 | 0.012849 | 0.15964 | 0.41407 | 0.21781 | 0 | 0.064325 | -0.62781 | -0.064325 | 0.34975
[9 empty] | 2014-06-10 | 19時 | 0 | 0 | 0 | 0 | 0 | 0 | 0 | 0 | 0 | 0 | 0 | 0 | 0 | 0 | 0 | 0 | 0 | 0 | 0 | 0.024026 | 0.023776 | 0.00025017 | 0.067685 | 0.2273 | 0.13559 | 0 | 0.091795 | -0.89592 | -0.091795 | 0.13551
[9 empty] | 2014-06-10 | 20時 | 0 | 0 | 0 | 0 | 0 | 0 | 0 | 0 | 0 | 0 | 0 | 0 | 0 | 0 | 0 | 0 | 0 | 0 | 0 | 0.024446 | 0.023776 | 0.00067044 | 0.14104 | 0.29311 | 0.12762 | 0 | 0.067263 | -0.65648 | -0.067263 | 0.22584
[9 empty] | 2014-06-10 | 21時 | 0 | 0 | 0 | 0 | 0 | 0 | 0 | 0 | 0 | 0 | 0 | 0 | 0 | 0 | 0 | 0 | 0 | 0 | 0 | 0.036344 | 0.023776 | 0.012568 | 0.16291 | 0.4405 | 0.24124 | 0 | 0.13135 | -1.282 | -0.13135 | 0.30914
[9 empty] | 2014-06-10 | 22時 | 0 | 0 | 0 | 0 | 0 | 0 | 0 | 0 | 0 | 0 | 0 | 0 | 0 | 0 | 0 | 0 | 0 | 0 | 0 | 0.036764 | 0.023776 | 0.012989 | 0.16493 | 0.38136 | 0.17966 | 0 | 0.089606 | -0.87456 | -0.089606 | 0.29175
[9 empty] | 2014-06-10 | 23時 | 0 | 0 | 0 | 0 | 0 | 0 | 0 | 0 | 0 | 0 | 0 | 0 | 0 | 0 | 0 | 0 | 0 | 0 | 0 | 0.03039 | 0.023776 | 0.0066144 | 0.1312 | 0.31942 | 0.15783 | 0 | 0.11302 | -1.1031 | -0.11302 | 0.2064
[9 empty] | 2014-06-11 | 0時 | 0 | 0 | 0 | 0 | 0 | 0 | 0 | 0 | 0 | 0 | 0 | 0 | 0 | 0 | 0 | 0 | 0 | 0 | 0 | 0.024026 | 0.023776 | 0.00025017 | 0 | 0.18186 | 0.15783 | 0 | 0.099703 | -0.9731 | -0.099703 | 0.082153
[9 empty] | 2014-06-11 | 1時 | 0 | 0 | 0 | 0 | 0 | 0 | 0 | 0 | 0 | 0 | 0 | 0 | 0 | 0 | 0 | 0 | 0 | 0 | 0 | 0.024026 | 0.023776 | 0.00025017 | 0 | 0.072356 | 0.04833 | 0 | 0.033946 | -0.33131 | -0.033946 | 0.03841
[9 empty] | 2014-06-11 | 2時 | 0 | 0 | 0 | 0 | 0 | 0 | 0 | 0 | 0 | 0 | 0 | 0 | 0 | 0 | 0 | 0 | 0 | 0 | 0 | 0.024026 | 0.023776 | 0.00025017 | 0 | 0.080156 | 0.05613 | 0 | 0.03863 | -0.37703 | -0.03863 | 0.041526
[9 empty] | 2014-06-11 | 3時 | 0 | 0 | 0 | 0 | 0 | 0 | 0 | 0 | 0 | 0 | 0 | 0 | 0 | 0 | 0 | 0 | 0 | 0 | 0 | 0.024026 | 0.023776 | 0.00025017 | 0 | 0.080156 | 0.05613 | 0 | 0.03863 | -0.37703 | -0.03863 | 0.041526
[9 empty] | 2014-06-11 | 4時 | 0 | 0 | 0 | 0 | 0 | 0 | 0 | 0 | 0 | 0 | 0 | 0 | 0 | 0 | 0 | 0 | 0 | 0 | 0 | 0.024026 | 0.023776 | 0.00025017 | 0 | 0.072356 | 0.04833 | 0 | 0.033946 | -0.33131 | -0.033946 | 0.03841
[9 empty] | 2014-06-11 | 5時 | 0 | 0 | 0 | 0 | 0 | 0 | 0 | 0 | 0 | 0 | 0 | 0 | 0 | 0 | 0 | 0 | 0 | 0 | 0 | 0.024026 | 0.023776 | 0.00025017 | 0 | 0.080156 | 0.05613 | 0 | 0.03863 | -0.37703 | -0.03863 | 0.041526
[9 empty] | 2014-06-11 | 6時 | 0 | 0 | 0 | 0 | 0 | 0 | 0 | 0 | 0 | 0 | 0 | 0 | 0 | 0 | 0 | 0 | 0 | 0 | 0 | 0.024446 | 0.023776 | 0.00067044 | 0.018231 | 0.15865 | 0.11597 | 0 | 0.066389 | -0.64796 | -0.066389 | 0.092258
[9 empty] | 2014-06-11 | 7時 | 0 | 0 | 0 | 0 | 0 | 0 | 0 | 0 | 0 | 0 | 0 | 0 | 0 | 0 | 0 | 0 | 0 | 0 | 0 | 0.024446 | 0.023776 | 0.00067044 | 0.054439 | 0.34926 | 0.27038 | 0 | 0.16409 | -1.6015 | -0.16409 | 0.18517
[9 empty] | 2014-06-11 | 8時 | 0 | 0 | 0 | 0 | 0 | 0 | 0 | 0 | 0 | 0 | 0 | 0 | 0 | 0 | 0 | 0 | 0 | 0 | 0 | 0.037875 | 0.023776 | 0.014099 | 0.13781 | 0.50836 | 0.33267 | 0 | 0.1936 | -1.8895 | -0.1936 | 0.31476
[9 empty] | 2014-06-11 | 9時 | 0 | 0 | 0 | 0 | 0 | 0 | 0 | 0 | 0 | 0 | 0 | 0 | 0 | 0 | 0 | 0 | 0 | 0 | 0 | 0.024026 | 0.023776 | 0.00025017 | 0.072039 | 0.15219 | 0.05613 | 0 | 0.053124 | -0.51849 | -0.053124 | 0.099071
[9 empty] | 2014-06-11 | 10時 | 0 | 0 | 0 | 0 | 0 | 0 | 0 | 0 | 0 | 0 | 0 | 0 | 0 | 0 | 0 | 0 | 0 | 0 | 0 | 0.024026 | 0.023776 | 0.00025017 | 0 | 0.072356 | 0.04833 | 0 | 0.033946 | -0.33131 | -0.033946 | 0.03841
[9 empty] | 2014-06-11 | 11時 | 0 | 0 | 0 | 0 | 0 | 0 | 0 | 0 | 0 | 0 | 0 | 0 | 0 | 0 | 0 | 0 | 0 | 0 | 0 | 0.024026 | 0.023776 | 0.00025017 | 0 | 0.080156 | 0.05613 | 0 | 0.03863 | -0.37703 | -0.03863 | 0.041526
[9 empty] | 2014-06-11 | 12時 | 0 | 0 | 0 | 0 | 0 | 0 | 0 | 0 | 0 | 0 | 0 | 0 | 0 | 0 | 0 | 0 | 0 | 0 | 0 | 0.024026 | 0.023776 | 0.00025017 | 0 | 0.080156 | 0.05613 | 0 | 0.03863 | -0.37703 | -0.03863 | 0.041526
[9 empty] | 2014-06-11 | 13時 | 0 | 0 | 0 | 0 | 0 | 0 | 0 | 0 | 0 | 0 | 0 | 0 | 0 | 0 | 0 | 0 | 0 | 0 | 0 | 0.024026 | 0.023776 | 0.00025017 | 0 | 0.072356 | 0.04833 | 0 | 0.033946 | -0.33131 | -0.033946 | 0.03841
[9 empty] | 2014-06-11 | 14時 | 0 | 0 | 0 | 0 | 0 | 0 | 0 | 0 | 0 | 0 | 0 | 0 | 0 | 0 | 0 | 0 | 0 | 0 | 0 | 0.024026 | 0.023776 | 0.00025017 | 0 | 0.080156 | 0.05613 | 0 | 0.03863 | -0.37703 | -0.03863 | 0.041526
[9 empty] | 2014-06-11 | 15時 | 0 | 0 | 0 | 0 | 0 | 0 | 0 | 0 | 0 | 0 | 0 | 0 | 0 | 0 | 0 | 0 | 0 | 0 | 0 | 0.024026 | 0.023776 | 0.00025017 | 0 | 0.080156 | 0.05613 | 0 | 0.03863 | -0.37703 | -0.03863 | 0.041526
[9 empty] | 2014-06-11 | 16時 | 0 | 0 | 0 | 0 | 0 | 0 | 0 | 0 | 0 | 0 | 0 | 0 | 0 | 0 | 0 | 0 | 0 | 0 | 0 | 0.024026 | 0.023776 | 0.00025017 | 0 | 0.072356 | 0.04833 | 0 | 0.033946 | -0.33131 | -0.033946 | 0.03841
[9 empty] | 2014-06-11 | 17時 | 0 | 0 | 0 | 0 | 0 | 0 | 0 | 0 | 0 | 0 | 0 | 0 | 0 | 0 | 0 | 0 | 0 | 0 | 0 | 0.024026 | 0.023776 | 0.00025017 | 0 | 0.080156 | 0.05613 | 0 | 0.03863 | -0.37703 | -0.03863 | 0.041526
[9 empty] | 2014-06-11 | 18時 | 0 | 0 | 0 | 0 | 0 | 0 | 0 | 0 | 0 | 0 | 0 | 0 | 0 | 0 | 0 | 0 | 0 | 0 | 0 | 0.024026 | 0.023776 | 0.00025017 | 0 | 0.080156 | 0.05613 | 0 | 0.03863 | -0.37703 | -0.03863 | 0.041526
[9 empty] | 2014-06-11 | 19時 | 0 | 0 | 0 | 0 | 0 | 0 | 0 | 0 | 0 | 0 | 0 | 0 | 0 | 0 | 0 | 0 | 0 | 0 | 0 | 0.024026 | 0.023776 | 0.00025017 | 0 | 0.072356 | 0.04833 | 0 | 0.033946 | -0.33131 | -0.033946 | 0.03841
[9 empty] | 2014-06-11 | 20時 | 0 | 0 | 0 | 0 | 0 | 0 | 0 | 0 | 0 | 0 | 0 | 0 | 0 | 0 | 0 | 0 | 0 | 0 | 0 | 0.024857 | 0.023776 | 0.0010807 | 0.035316 | 0.26512 | 0.20494 | 0 | 0.041674 | -0.40674 | -0.041674 | 0.22344
[9 empty] | 2014-06-11 | 21時 | 0 | 0 | 0 | 0 | 0 | 0 | 0 | 0 | 0 | 0 | 0 | 0 | 0 | 0 | 0 | 0 | 0 | 0 | 0 | 0.024446 | 0.023776 | 0.00067044 | 0.091389 | 0.35706 | 0.24122 | 0 | 0.096306 | -0.93995 | -0.096306 | 0.26075
[9 empty] | 2014-06-11 | 22時 | 0 | 0 | 0 | 0 | 0 | 0 | 0 | 0 | 0 | 0 | 0 | 0 | 0 | 0 | 0 | 0 | 0 | 0 | 0 | 0.030811 | 0.023776 | 0.0070347 | 0.16493 | 0.2469 | 0.051159 | 0 | 0.061645 | -0.60165 | -0.061645 | 0.18525
[9 empty] | 2014-06-11 | 23時 | 0 | 0 | 0 | 0 | 0 | 0 | 0 | 0 | 0 | 0 | 0 | 0 | 0 | 0 | 0 | 0 | 0 | 0 | 0 | 0.036344 | 0.023776 | 0.012568 | 0.13218 | 0.38619 | 0.21767 | 0 | 0.15277 | -1.491 | -0.15277 | 0.23342
[9 empty] | 2014-06-12 | 0時 | 0 | 0 | 0 | 0 | 0 | 0 | 0 | 0 | 0 | 0 | 0 | 0 | 0 | 0 | 0 | 0 | 0 | 0 | 0 | 0.024026 | 0.023776 | 0.00025017 | 0.045276 | 0.22713 | 0.15783 | 0 | 0.088667 | -0.86539 | -0.088667 | 0.13847
[9 empty] | 2014-06-12 | 1時 | 0 | 0 | 0 | 0 | 0 | 0 | 0 | 0 | 0 | 0 | 0 | 0 | 0 | 0 | 0 | 0 | 0 | 0 | 0 | 0.024026 | 0.023776 | 0.00025017 | 0 | 0.072356 | 0.04833 | 0 | 0.025816 | -0.25197 | -0.025816 | 0.04654
[9 empty] | 2014-06-12 | 2時 | 0 | 0 | 0 | 0 | 0 | 0 | 0 | 0 | 0 | 0 | 0 | 0 | 0 | 0 | 0 | 0 | 0 | 0 | 0 | 0.024026 | 0.023776 | 0.00025017 | 0 | 0.080156 | 0.05613 | 0 | 0.030032 | -0.29311 | -0.030032 | 0.050124
[9 empty] | 2014-06-12 | 3時 | 0 | 0 | 0 | 0 | 0 | 0 | 0 | 0 | 0 | 0 | 0 | 0 | 0 | 0 | 0 | 0 | 0 | 0 | 0 | 0.024026 | 0.023776 | 0.00025017 | 0 | 0.080156 | 0.05613 | 0 | 0.030032 | -0.29311 | -0.030032 | 0.050124
[9 empty] | 2014-06-12 | 4時 | 0 | 0 | 0 | 0 | 0 | 0 | 0 | 0 | 0 | 0 | 0 | 0 | 0 | 0 | 0 | 0 | 0 | 0 | 0 | 0.024026 | 0.023776 | 0.00025017 | 0 | 0.072356 | 0.04833 | 0 | 0.025816 | -0.25197 | -0.025816 | 0.04654
[9 empty] | 2014-06-12 | 5時 | 0 | 0 | 0 | 0 | 0 | 0 | 0 | 0 | 0 | 0 | 0 | 0 | 0 | 0 | 0 | 0 | 0 | 0 | 0 | 0.024026 | 0.023776 | 0.00025017 | 0 | 0.080156 | 0.05613 | 0 | 0.030032 | -0.29311 | -0.030032 | 0.050124
[9 empty] | 2014-06-12 | 6時 | 0 | 0 | 0 | 0 | 0 | 0 | 0 | 0 | 0 | 0 | 0 | 0 | 0 | 0 | 0 | 0 | 0 | 0 | 0 | 0.03053 | 0.023776 | 0.0067545 | 0.018231 | 0.30998 | 0.26122 | 0 | 0.11141 | -1.0873 | -0.11141 | 0.19858
[9 empty] | 2014-06-12 | 7時 | 0 | 0 | 0 | 0 | 0 | 0 | 0 | 0 | 0 | 0 | 0 | 0 | 0 | 0 | 0 | 0 | 0 | 0 | 0 | 0.024857 | 0.023776 | 0.0010807 | 0.11469 | 0.3877 | 0.24816 | 0 | 0.099369 | -0.96984 | -0.099369 | 0.28834
[9 empty] | 2014-06-12 | 8時 | 0 | 0 | 0 | 0 | 0 | 0 | 0 | 0 | 0 | 0 | 0 | 0 | 0 | 0 | 0 | 0 | 0 | 0 | 0 | 0.024857 | 0.023776 | 0.0010807 | 0.064563 | 0.2343 | 0.14488 | 0 | 0.066921 | -0.65315 | -0.066921 | 0.16738
[9 empty] | 2014-06-12 | 9時 | 0 | 0 | 0 | 0 | 0 | 0 | 0 | 0 | 0 | 0 | 0 | 0 | 0 | 0 | 0 | 0 | 0 | 0 | 0 | 0.024026 | 0.023776 | 0.00025017 | 0.16544 | 0.52635 | 0.33688 | 0 | 0.17877 | -1.7448 | -0.17877 | 0.34758
[9 empty] | 2014-06-12 | 10時 | 0 | 0 | 0 | 0 | 0 | 0 | 0 | 0 | 0 | 0 | 0 | 0 | 0 | 0 | 0 | 0 | 0 | 0 | 0 | 0.024446 | 0.023776 | 0.00067044 | 0.053027 | 0.1258 | 0.04833 | 0 | 0.030163 | -0.29439 | -0.030163 | 0.09564
[9 empty] | 2014-06-12 | 11時 | 0 | 0 | 0 | 0 | 0 | 0 | 0 | 0 | 0 | 0 | 0 | 0 | 0 | 0 | 0 | 0 | 0 | 0 | 0 | 0.024026 | 0.023776 | 0.00025017 | 0.0026381 | 0.082794 | 0.05613 | 0 | 0.030245 | -0.29519 | -0.030245 | 0.052549
[9 empty] | 2014-06-12 | 12時 | 0 | 0 | 0 | 0 | 0 | 0 | 0 | 0 | 0 | 0 | 0 | 0 | 0 | 0 | 0 | 0 | 0 | 0 | 0 | 0.03053 | 0.023776 | 0.0067545 | 0.029502 | 0.33286 | 0.27283 | 0 | 0.11594 | -1.1316 | -0.11594 | 0.21692
[9 empty] | 2014-06-12 | 13時 | 0 | 0 | 0 | 0 | 0 | 0 | 0 | 0 | 0 | 0 | 0 | 0 | 0 | 0 | 0 | 0 | 0 | 0 | 0 | 0.024446 | 0.023776 | 0.00067044 | 0.058042 | 0.13082 | 0.04833 | 0 | 0.030574 | -0.29841 | -0.030574 | 0.10024
[9 empty] | 2014-06-12 | 14時 | 0 | 0 | 0 | 0 | 0 | 0 | 0 | 0 | 0 | 0 | 0 | 0 | 0 | 0 | 0 | 0 | 0 | 0 | 0 | 0.024026 | 0.023776 | 0.00025017 | 0.024487 | 0.10464 | 0.05613 | 0 | 0.032018 | -0.3125 | -0.032018 | 0.072625
[9 empty] | 2014-06-12 | 15時 | 0 | 0 | 0 | 0 | 0 | 0 | 0 | 0 | 0 | 0 | 0 | 0 | 0 | 0 | 0 | 0 | 0 | 0 | 0 | 0.024026 | 0.023776 | 0.00025017 | 0 | 0.080156 | 0.05613 | 0 | 0.030032 | -0.29311 | -0.030032 | 0.050124
[9 empty] | 2014-06-12 | 16時 | 0 | 0 | 0 | 0 | 0 | 0 | 0 | 0 | 0 | 0 | 0 | 0 | 0 | 0 | 0 | 0 | 0 | 0 | 0 | 0.024446 | 0.023776 | 0.00067044 | 0.033816 | 0.10659 | 0.04833 | 0 | 0.028603 | -0.27917 | -0.028603 | 0.077989
[9 empty] | 2014-06-12 | 17時 | 0 | 0 | 0 | 0 | 0 | 0 | 0 | 0 | 0 | 0 | 0 | 0 | 0 | 0 | 0 | 0 | 0 | 0 | 0 | 0.024446 | 0.023776 | 0.00067044 | 0.056835 | 0.28621 | 0.20493 | 0 | 0.080975 | -0.79031 | -0.080975 | 0.20524
[9 empty] | 2014-06-12 | 18時 | 0 | 0 | 0 | 0 | 0 | 0 | 0 | 0 | 0 | 0 | 0 | 0 | 0 | 0 | 0 | 0 | 0 | 0 | 0 | 0.036624 | 0.023776 | 0.012849 | 0.066494 | 0.4419 | 0.33878 | 0 | 0.10434 | -1.0184 | -0.10434 | 0.33755
[9 empty] | 2014-06-12 | 19時 | 0 | 0 | 0 | 0 | 0 | 0 | 0 | 0 | 0 | 0 | 0 | 0 | 0 | 0 | 0 | 0 | 0 | 0 | 0 | 0.036624 | 0.023776 | 0.012849 | 0.16307 | 0.33458 | 0.13488 | 0 | 0.090608 | -0.88434 | -0.090608 | 0.24397
[9 empty] | 2014-06-12 | 20時 | 0 | 0 | 0 | 0 | 0 | 0 | 0 | 0 | 0 | 0 | 0 | 0 | 0 | 0 | 0 | 0 | 0 | 0 | 0 | 0.024446 | 0.023776 | 0.00067044 | 0.088224 | 0.24028 | 0.12761 | 0 | 0.048342 | -0.47182 | -0.048342 | 0.19194
[9 empty] | 2014-06-12 | 21時 | 0 | 0 | 0 | 0 | 0 | 0 | 0 | 0 | 0 | 0 | 0 | 0 | 0 | 0 | 0 | 0 | 0 | 0 | 0 | 0.024446 | 0.023776 | 0.00067044 | 0.14284 | 0.35471 | 0.18743 | 0 | 0.078806 | -0.76915 | -0.078806 | 0.2759
[9 empty] | 2014-06-12 | 22時 | 0 | 0 | 0 | 0 | 0 | 0 | 0 | 0 | 0 | 0 | 0 | 0 | 0 | 0 | 0 | 0 | 0 | 0 | 0 | 0.036344 | 0.023776 | 0.012568 | 0.16493 | 0.39307 | 0.19179 | 0 | 0.09594 | -0.93637 | -0.09594 | 0.29713
[9 empty] | 2014-06-12 | 23時 | 0 | 0 | 0 | 0 | 0 | 0 | 0 | 0 | 0 | 0 | 0 | 0 | 0 | 0 | 0 | 0 | 0 | 0 | 0 | 0.037175 | 0.023776 | 0.013399 | 0.17268 | 0.42753 | 0.21768 | 0 | 0.11622 | -1.1343 | -0.11622 | 0.31131
[9 empty] | 2014-06-13 | 0時 | 0 | 0 | 0 | 0 | 0 | 0 | 0 | 0 | 0 | 0 | 0 | 0 | 0 | 0 | 0 | 0 | 0 | 0 | 0 | 0.024026 | 0.023776 | 0.00025017 | 0.045276 | 0.22713 | 0.15783 | 0 | 0.1061 | -1.0356 | -0.1061 | 0.12103
[9 empty] | 2014-06-13 | 1時 | 0 | 0 | 0 | 0 | 0 | 0 | 0 | 0 | 0 | 0 | 0 | 0 | 0 | 0 | 0 | 0 | 0 | 0 | 0 | 0.024026 | 0.023776 | 0.00025017 | 0 | 0.072356 | 0.04833 | 0 | 0.032856 | -0.32067 | -0.032856 | 0.039501
[9 empty] | 2014-06-13 | 2時 | 0 | 0 | 0 | 0 | 0 | 0 | 0 | 0 | 0 | 0 | 0 | 0 | 0 | 0 | 0 | 0 | 0 | 0 | 0 | 0.024026 | 0.023776 | 0.00025017 | 0 | 0.080156 | 0.05613 | 0 | 0.037477 | -0.36577 | -0.037477 | 0.042679
[9 empty] | 2014-06-13 | 3時 | 0 | 0 | 0 | 0 | 0 | 0 | 0 | 0 | 0 | 0 | 0 | 0 | 0 | 0 | 0 | 0 | 0 | 0 | 0 | 0.024026 | 0.023776 | 0.00025017 | 0 | 0.080156 | 0.05613 | 0 | 0.037477 | -0.36577 | -0.037477 | 0.042679
[9 empty] | 2014-06-13 | 4時 | 0 | 0 | 0 | 0 | 0 | 0 | 0 | 0 | 0 | 0 | 0 | 0 | 0 | 0 | 0 | 0 | 0 | 0 | 0 | 0.024026 | 0.023776 | 0.00025017 | 0 | 0.072356 | 0.04833 | 0 | 0.032856 | -0.32067 | -0.032856 | 0.039501
[9 empty] | 2014-06-13 | 5時 | 0 | 0 | 0 | 0 | 0 | 0 | 0 | 0 | 0 | 0 | 0 | 0 | 0 | 0 | 0 | 0 | 0 | 0 | 0 | 0.024026 | 0.023776 | 0.00025017 | 0 | 0.080156 | 0.05613 | 0 | 0.037477 | -0.36577 | -0.037477 | 0.042679
[9 empty] | 2014-06-13 | 6時 | 0 | 0 | 0 | 0 | 0 | 0 | 0 | 0 | 0 | 0 | 0 | 0 | 0 | 0 | 0 | 0 | 0 | 0 | 0 | 0.03053 | 0.023776 | 0.0067545 | 0.018231 | 0.30998 | 0.26122 | 0 | 0.13564 | -1.3239 | -0.13564 | 0.17434
[9 empty] | 2014-06-13 | 7時 | 0 | 0 | 0 | 0 | 0 | 0 | 0 | 0 | 0 | 0 | 0 | 0 | 0 | 0 | 0 | 0 | 0 | 0 | 0 | 0.024857 | 0.023776 | 0.0010807 | 0.11469 | 0.3877 | 0.24816 | 0 | 0.13376 | -1.3055 | -0.13376 | 0.25395
[9 empty] | 2014-06-13 | 8時 | 0 | 0 | 0 | 0 | 0 | 0 | 0 | 0 | 0 | 0 | 0 | 0 | 0 | 0 | 0 | 0 | 0 | 0 | 0 | 0.024857 | 0.023776 | 0.0010807 | 0.064563 | 0.2343 | 0.14488 | 0 | 0.087627 | -0.85524 | -0.087627 | 0.14667
[9 empty] | 2014-06-13 | 9時 | 0 | 0 | 0 | 0 | 0 | 0 | 0 | 0 | 0 | 0 | 0 | 0 | 0 | 0 | 0 | 0 | 0 | 0 | 0 | 0.024026 | 0.023776 | 0.00025017 | 0.16544 | 0.52635 | 0.33688 | 0 | 0.21986 | -2.1458 | -0.21986 | 0.30649
[9 empty] | 2014-06-13 | 10時 | 0 | 0 | 0 | 0 | 0 | 0 | 0 | 0 | 0 | 0 | 0 | 0 | 0 | 0 | 0 | 0 | 0 | 0 | 0 | 0.024446 | 0.023776 | 0.00067044 | 0.053027 | 0.1258 | 0.04833 | 0 | 0.042756 | -0.4173 | -0.042756 | 0.083048
[9 empty] | 2014-06-13 | 11時 | 0 | 0 | 0 | 0 | 0 | 0 | 0 | 0 | 0 | 0 | 0 | 0 | 0 | 0 | 0 | 0 | 0 | 0 | 0 | 0.024026 | 0.023776 | 0.00025017 | 0.0026381 | 0.082794 | 0.05613 | 0 | 0.037964 | -0.37053 | -0.037964 | 0.04483
[9 empty] | 2014-06-13 | 12時 | 0 | 0 | 0 | 0 | 0 | 0 | 0 | 0 | 0 | 0 | 0 | 0 | 0 | 0 | 0 | 0 | 0 | 0 | 0 | 0.03053 | 0.023776 | 0.0067545 | 0.029502 | 0.33286 | 0.27283 | 0 | 0.14225 | -1.3884 | -0.14225 | 0.19061
[9 empty] | 2014-06-13 | 13時 | 0 | 0 | 0 | 0 | 0 | 0 | 0 | 0 | 0 | 0 | 0 | 0 | 0 | 0 | 0 | 0 | 0 | 0 | 0 | 0.024446 | 0.023776 | 0.00067044 | 0.058042 | 0.13082 | 0.04833 | 0 | 0.043688 | -0.42639 | -0.043688 | 0.087131
[9 empty] | 2014-06-13 | 14時 | 0 | 0 | 0 | 0 | 0 | 0 | 0 | 0 | 0 | 0 | 0 | 0 | 0 | 0 | 0 | 0 | 0 | 0 | 0 | 0.024026 | 0.023776 | 0.00025017 | 0.024487 | 0.10464 | 0.05613 | 0 | 0.042008 | -0.41 | -0.042008 | 0.062636
[9 empty] | 2014-06-13 | 15時 | 0 | 0 | 0 | 0 | 0 | 0 | 0 | 0 | 0 | 0 | 0 | 0 | 0 | 0 | 0 | 0 | 0 | 0 | 0 | 0.024026 | 0.023776 | 0.00025017 | 0 | 0.080156 | 0.05613 | 0 | 0.037477 | -0.36577 | -0.037477 | 0.042679
[9 empty] | 2014-06-13 | 16時 | 0 | 0 | 0 | 0 | 0 | 0 | 0 | 0 | 0 | 0 | 0 | 0 | 0 | 0 | 0 | 0 | 0 | 0 | 0 | 0.024446 | 0.023776 | 0.00067044 | 0.033816 | 0.10659 | 0.04833 | 0 | 0.0392 | -0.38259 | -0.0392 | 0.067393
[9 empty] | 2014-06-13 | 17時 | 0 | 0 | 0 | 0 | 0 | 0 | 0 | 0 | 0 | 0 | 0 | 0 | 0 | 0 | 0 | 0 | 0 | 0 | 0 | 0.024446 | 0.023776 | 0.00067044 | 0.056835 | 0.28621 | 0.20493 | 0 | 0.10596 | -1.0342 | -0.10596 | 0.18025
[9 empty] | 2014-06-13 | 18時 | 0 | 0 | 0 | 0 | 0 | 0 | 0 | 0 | 0 | 0 | 0 | 0 | 0 | 0 | 0 | 0 | 0 | 0 | 0 | 0.036624 | 0.023776 | 0.012849 | 0.066494 | 0.4419 | 0.33878 | 0 | 0.14429 | -1.4083 | -0.14429 | 0.2976
[9 empty] | 2014-06-13 | 19時 | 0 | 0 | 0 | 0 | 0 | 0 | 0 | 0 | 0 | 0 | 0 | 0 | 0 | 0 | 0 | 0 | 0 | 0 | 0 | 0.036624 | 0.023776 | 0.012849 | 0.16307 | 0.33458 | 0.13488 | 0 | 0.12391 | -1.2094 | -0.12391 | 0.21066
[9 empty] | 2014-06-13 | 20時 | 0 | 0 | 0 | 0 | 0 | 0 | 0 | 0 | 0 | 0 | 0 | 0 | 0 | 0 | 0 | 0 | 0 | 0 | 0 | 0.024446 | 0.023776 | 0.00067044 | 0.088224 | 0.24028 | 0.12761 | 0 | 0.071826 | -0.70102 | -0.071826 | 0.16845
[9 empty] | 2014-06-13 | 21時 | 0 | 0 | 0 | 0 | 0 | 0 | 0 | 0 | 0 | 0 | 0 | 0 | 0 | 0 | 0 | 0 | 0 | 0 | 0 | 0.024446 | 0.023776 | 0.00067044 | 0.14284 | 0.35471 | 0.18743 | 0 | 0.11179 | -1.091 | -0.11179 | 0.24292
[9 empty] | 2014-06-13 | 22時 | 0 | 0 | 0 | 0 | 0 | 0 | 0 | 0 | 0 | 0 | 0 | 0 | 0 | 0 | 0 | 0 | 0 | 0 | 0 | 0.036344 | 0.023776 | 0.012568 | 0.16493 | 0.39307 | 0.19179 | 0 | 0.13132 | -1.2817 | -0.13132 | 0.26175
[9 empty] | 2014-06-13 | 23時 | 0 | 0 | 0 | 0 | 0 | 0 | 0 | 0 | 0 | 0 | 0 | 0 | 0 | 0 | 0 | 0 | 0 | 0 | 0 | 0.037175 | 0.023776 | 0.013399 | 0.17268 | 0.42753 | 0.21768 | 0 | 0.15321 | -1.4953 | -0.15321 | 0.27433
[9 empty] | 2014-06-14 | 0時 | 0 | 0 | 0 | 0 | 0 | 0 | 0 | 0 | 0 | 0 | 0 | 0 | 0 | 0 | 0 | 0 | 0 | 0 | 0 | 0.024026 | 0.023776 | 0.00025017 | 0.045276 | 0.22713 | 0.15783 | 0 | 0.073652 | -0.71884 | -0.073652 | 0.15348
[9 empty] | 2014-06-14 | 1時 | 0 | 0 | 0 | 0 | 0 | 0 | 0 | 0 | 0 | 0 | 0 | 0 | 0 | 0 | 0 | 0 | 0 | 0 | 0 | 0.024026 | 0.023776 | 0.00025017 | 0 | 0.072356 | 0.04833 | 0 | 0.019754 | -0.1928 | -0.019754 | 0.052602
[9 empty] | 2014-06-14 | 2時 | 0 | 0 | 0 | 0 | 0 | 0 | 0 | 0 | 0 | 0 | 0 | 0 | 0 | 0 | 0 | 0 | 0 | 0 | 0 | 0.024026 | 0.023776 | 0.00025017 | 0 | 0.080156 | 0.05613 | 0 | 0.023621 | -0.23054 | -0.023621 | 0.056535
[9 empty] | 2014-06-14 | 3時 | 0 | 0 | 0 | 0 | 0 | 0 | 0 | 0 | 0 | 0 | 0 | 0 | 0 | 0 | 0 | 0 | 0 | 0 | 0 | 0.024026 | 0.023776 | 0.00025017 | 0 | 0.080156 | 0.05613 | 0 | 0.023621 | -0.23054 | -0.023621 | 0.056535
[9 empty] | 2014-06-14 | 4時 | 0 | 0 | 0 | 0 | 0 | 0 | 0 | 0 | 0 | 0 | 0 | 0 | 0 | 0 | 0 | 0 | 0 | 0 | 0 | 0.024026 | 0.023776 | 0.00025017 | 0 | 0.072356 | 0.04833 | 0 | 0.019754 | -0.1928 | -0.019754 | 0.052602
[9 empty] | 2014-06-14 | 5時 | 0 | 0 | 0 | 0 | 0 | 0 | 0 | 0 | 0 | 0 | 0 | 0 | 0 | 0 | 0 | 0 | 0 | 0 | 0 | 0.024026 | 0.023776 | 0.00025017 | 0 | 0.080156 | 0.05613 | 0 | 0.023621 | -0.23054 | -0.023621 | 0.056535
[9 empty] | 2014-06-14 | 6時 | 0 | 0 | 0 | 0 | 0 | 0 | 0 | 0 | 0 | 0 | 0 | 0 | 0 | 0 | 0 | 0 | 0 | 0 | 0 | 0.03053 | 0.023776 | 0.0067545 | 0.018231 | 0.30998 | 0.26122 | 0 | 0.090536 | -0.88363 | -0.090536 | 0.21945
[9 empty] | 2014-06-14 | 7時 | 0 | 0 | 0 | 0 | 0 | 0 | 0 | 0 | 0 | 0 | 0 | 0 | 0 | 0 | 0 | 0 | 0 | 0 | 0 | 0.024857 | 0.023776 | 0.0010807 | 0.11469 | 0.3877 | 0.24816 | 0 | 0.069757 | -0.68082 | -0.069757 | 0.31795
[9 empty] | 2014-06-14 | 8時 | 0 | 0 | 0 | 0 | 0 | 0 | 0 | 0 | 0 | 0 | 0 | 0 | 0 | 0 | 0 | 0 | 0 | 0 | 0 | 0.024857 | 0.023776 | 0.0010807 | 0.064563 | 0.2343 | 0.14488 | 0 | 0.049089 | -0.47911 | -0.049089 | 0.18521
[9 empty] | 2014-06-14 | 9時 | 0 | 0 | 0 | 0 | 0 | 0 | 0 | 0 | 0 | 0 | 0 | 0 | 0 | 0 | 0 | 0 | 0 | 0 | 0 | 0.024026 | 0.023776 | 0.00025017 | 0.16544 | 0.52635 | 0.33688 | 0 | 0.14339 | -1.3995 | -0.14339 | 0.38296
[9 empty] | 2014-06-14 | 10時 | 0 | 0 | 0 | 0 | 0 | 0 | 0 | 0 | 0 | 0 | 0 | 0 | 0 | 0 | 0 | 0 | 0 | 0 | 0 | 0.024446 | 0.023776 | 0.00067044 | 0.053027 | 0.1258 | 0.04833 | 0 | 0.019319 | -0.18855 | -0.019319 | 0.10648
[9 empty] | 2014-06-14 | 11時 | 0 | 0 | 0 | 0 | 0 | 0 | 0 | 0 | 0 | 0 | 0 | 0 | 0 | 0 | 0 | 0 | 0 | 0 | 0 | 0.024026 | 0.023776 | 0.00025017 | 0.0026381 | 0.082794 | 0.05613 | 0 | 0.023598 | -0.23031 | -0.023598 | 0.059197
[9 empty] | 2014-06-14 | 12時 | 0 | 0 | 0 | 0 | 0 | 0 | 0 | 0 | 0 | 0 | 0 | 0 | 0 | 0 | 0 | 0 | 0 | 0 | 0 | 0.03053 | 0.023776 | 0.0067545 | 0.029502 | 0.33286 | 0.27283 | 0 | 0.093283 | -0.91045 | -0.093283 | 0.23958
[9 empty] | 2014-06-14 | 13時 | 0 | 0 | 0 | 0 | 0 | 0 | 0 | 0 | 0 | 0 | 0 | 0 | 0 | 0 | 0 | 0 | 0 | 0 | 0 | 0.024446 | 0.023776 | 0.00067044 | 0.058042 | 0.13082 | 0.04833 | 0 | 0.019282 | -0.18819 | -0.019282 | 0.11154
[9 empty] | 2014-06-14 | 14時 | 0 | 0 | 0 | 0 | 0 | 0 | 0 | 0 | 0 | 0 | 0 | 0 | 0 | 0 | 0 | 0 | 0 | 0 | 0 | 0.024026 | 0.023776 | 0.00025017 | 0.024487 | 0.10464 | 0.05613 | 0 | 0.023416 | -0.22854 | -0.023416 | 0.081228
[9 empty] | 2014-06-14 | 15時 | 0 | 0 | 0 | 0 | 0 | 0 | 0 | 0 | 0 | 0 | 0 | 0 | 0 | 0 | 0 | 0 | 0 | 0 | 0 | 0.024026 | 0.023776 | 0.00025017 | 0 | 0.080156 | 0.05613 | 0 | 0.023621 | -0.23054 | -0.023621 | 0.056535
[9 empty] | 2014-06-14 | 16時 | 0 | 0 | 0 | 0 | 0 | 0 | 0 | 0 | 0 | 0 | 0 | 0 | 0 | 0 | 0 | 0 | 0 | 0 | 0 | 0.024446 | 0.023776 | 0.00067044 | 0.033816 | 0.10659 | 0.04833 | 0 | 0.019478 | -0.19011 | -0.019478 | 0.087115
[9 empty] | 2014-06-14 | 17時 | 0 | 0 | 0 | 0 | 0 | 0 | 0 | 0 | 0 | 0 | 0 | 0 | 0 | 0 | 0 | 0 | 0 | 0 | 0 | 0.024446 | 0.023776 | 0.00067044 | 0.056835 | 0.28621 | 0.20493 | 0 | 0.059456 | -0.58029 | -0.059456 | 0.22675
[9 empty] | 2014-06-14 | 18時 | 0 | 0 | 0 | 0 | 0 | 0 | 0 | 0 | 0 | 0 | 0 | 0 | 0 | 0 | 0 | 0 | 0 | 0 | 0 | 0.036624 | 0.023776 | 0.012849 | 0.066494 | 0.4419 | 0.33878 | 0 | 0.069935 | -0.68257 | -0.069935 | 0.37196
[9 empty] | 2014-06-14 | 19時 | 0 | 0 | 0 | 0 | 0 | 0 | 0 | 0 | 0 | 0 | 0 | 0 | 0 | 0 | 0 | 0 | 0 | 0 | 0 | 0.036624 | 0.023776 | 0.012849 | 0.16307 | 0.33458 | 0.13488 | 0 | 0.063166 | -0.6165 | -0.063166 | 0.27141
[9 empty] | 2014-06-14 | 20時 | 0 | 0 | 0 | 0 | 0 | 0 | 0 | 0 | 0 | 0 | 0 | 0 | 0 | 0 | 0 | 0 | 0 | 0 | 0 | 0.024446 | 0.023776 | 0.00067044 | 0.088224 | 0.24028 | 0.12761 | 0 | 0.028118 | -0.27443 | -0.028118 | 0.21216
[9 empty] | 2014-06-14 | 21時 | 0 | 0 | 0 | 0 | 0 | 0 | 0 | 0 | 0 | 0 | 0 | 0 | 0 | 0 | 0 | 0 | 0 | 0 | 0 | 0.024446 | 0.023776 | 0.00067044 | 0.14284 | 0.35471 | 0.18743 | 0 | 0.050404 | -0.49195 | -0.050404 | 0.30431
[9 empty] | 2014-06-14 | 22時 | 0 | 0 | 0 | 0 | 0 | 0 | 0 | 0 | 0 | 0 | 0 | 0 | 0 | 0 | 0 | 0 | 0 | 0 | 0 | 0.036344 | 0.023776 | 0.012568 | 0.16493 | 0.39307 | 0.19179 | 0 | 0.065471 | -0.63899 | -0.065471 | 0.3276
[9 empty] | 2014-06-14 | 23時 | 0 | 0 | 0 | 0 | 0 | 0 | 0 | 0 | 0 | 0 | 0 | 0 | 0 | 0 | 0 | 0 | 0 | 0 | 0 | 0.037175 | 0.023776 | 0.013399 | 0.17268 | 0.42753 | 0.21768 | 0 | 0.08437 | -0.82345 | -0.08437 | 0.34316
[9 empty] | 2014-06-15 | 0時 | 0 | 0 | 0 | 0 | 0 | 0 | 0 | 0 | 0 | 0 | 0 | 0 | 0 | 0 | 0 | 0 | 0 | 0 | 0 | 0.024026 | 0.023776 | 0.00025017 | 0.045276 | 0.22713 | 0.15783 | 0 | 0.10709 | -1.0452 | -0.10709 | 0.12004
[9 empty] | 2014-06-15 | 1時 | 0 | 0 | 0 | 0 | 0 | 0 | 0 | 0 | 0 | 0 | 0 | 0 | 0 | 0 | 0 | 0 | 0 | 0 | 0 | 0.024026 | 0.023776 | 0.00025017 | 0 | 0.072356 | 0.04833 | 0 | 0.033255 | -0.32456 | -0.033255 | 0.039102
[9 empty] | 2014-06-15 | 2時 | 0 | 0 | 0 | 0 | 0 | 0 | 0 | 0 | 0 | 0 | 0 | 0 | 0 | 0 | 0 | 0 | 0 | 0 | 0 | 0.024026 | 0.023776 | 0.00025017 | 0 | 0.080156 | 0.05613 | 0 | 0.037899 | -0.36989 | -0.037899 | 0.042258
[9 empty] | 2014-06-15 | 3時 | 0 | 0 | 0 | 0 | 0 | 0 | 0 | 0 | 0 | 0 | 0 | 0 | 0 | 0 | 0 | 0 | 0 | 0 | 0 | 0.024026 | 0.023776 | 0.00025017 | 0 | 0.080156 | 0.05613 | 0 | 0.037899 | -0.36989 | -0.037899 | 0.042258
[9 empty] | 2014-06-15 | 4時 | 0 | 0 | 0 | 0 | 0 | 0 | 0 | 0 | 0 | 0 | 0 | 0 | 0 | 0 | 0 | 0 | 0 | 0 | 0 | 0.024026 | 0.023776 | 0.00025017 | 0 | 0.072356 | 0.04833 | 0 | 0.033255 | -0.32456 | -0.033255 | 0.039102
[9 empty] | 2014-06-15 | 5時 | 0 | 0 | 0 | 0 | 0 | 0 | 0 | 0 | 0 | 0 | 0 | 0 | 0 | 0 | 0 | 0 | 0 | 0 | 0 | 0.024026 | 0.023776 | 0.00025017 | 0 | 0.080156 | 0.05613 | 0 | 0.037899 | -0.36989 | -0.037899 | 0.042258
[9 empty] | 2014-06-15 | 6時 | 0 | 0 | 0 | 0 | 0 | 0 | 0 | 0 | 0 | 0 | 0 | 0 | 0 | 0 | 0 | 0 | 0 | 0 | 0 | 0.03053 | 0.023776 | 0.0067545 | 0.018231 | 0.30998 | 0.26122 | 0 | 0.13701 | -1.3373 | -0.13701 | 0.17297
[9 empty] | 2014-06-15 | 7時 | 0 | 0 | 0 | 0 | 0 | 0 | 0 | 0 | 0 | 0 | 0 | 0 | 0 | 0 | 0 | 0 | 0 | 0 | 0 | 0.024857 | 0.023776 | 0.0010807 | 0.11469 | 0.3877 | 0.24816 | 0 | 0.1357 | -1.3245 | -0.1357 | 0.252
[9 empty] | 2014-06-15 | 8時 | 0 | 0 | 0 | 0 | 0 | 0 | 0 | 0 | 0 | 0 | 0 | 0 | 0 | 0 | 0 | 0 | 0 | 0 | 0 | 0.024857 | 0.023776 | 0.0010807 | 0.064563 | 0.2343 | 0.14488 | 0 | 0.0888 | -0.86669 | -0.0888 | 0.1455
[9 empty] | 2014-06-15 | 9時 | 0 | 0 | 0 | 0 | 0 | 0 | 0 | 0 | 0 | 0 | 0 | 0 | 0 | 0 | 0 | 0 | 0 | 0 | 0 | 0.024026 | 0.023776 | 0.00025017 | 0.16544 | 0.52635 | 0.33688 | 0 | 0.22219 | -2.1685 | -0.22219 | 0.30416
[9 empty] | 2014-06-15 | 10時 | 0 | 0 | 0 | 0 | 0 | 0 | 0 | 0 | 0 | 0 | 0 | 0 | 0 | 0 | 0 | 0 | 0 | 0 | 0 | 0.024446 | 0.023776 | 0.00067044 | 0.053027 | 0.1258 | 0.04833 | 0 | 0.043469 | -0.42426 | -0.043469 | 0.082334
[9 empty] | 2014-06-15 | 11時 | 0 | 0 | 0 | 0 | 0 | 0 | 0 | 0 | 0 | 0 | 0 | 0 | 0 | 0 | 0 | 0 | 0 | 0 | 0 | 0.024026 | 0.023776 | 0.00025017 | 0.0026381 | 0.082794 | 0.05613 | 0 | 0.038401 | -0.3748 | -0.038401 | 0.044393
[9 empty] | 2014-06-15 | 12時 | 0 | 0 | 0 | 0 | 0 | 0 | 0 | 0 | 0 | 0 | 0 | 0 | 0 | 0 | 0 | 0 | 0 | 0 | 0 | 0.03053 | 0.023776 | 0.0067545 | 0.029502 | 0.33286 | 0.27283 | 0 | 0.14374 | -1.4029 | -0.14374 | 0.18912
[9 empty] | 2014-06-15 | 13時 | 0 | 0 | 0 | 0 | 0 | 0 | 0 | 0 | 0 | 0 | 0 | 0 | 0 | 0 | 0 | 0 | 0 | 0 | 0 | 0.024446 | 0.023776 | 0.00067044 | 0.058042 | 0.13082 | 0.04833 | 0 | 0.044431 | -0.43364 | -0.044431 | 0.086388
[9 empty] | 2014-06-15 | 14時 | 0 | 0 | 0 | 0 | 0 | 0 | 0 | 0 | 0 | 0 | 0 | 0 | 0 | 0 | 0 | 0 | 0 | 0 | 0 | 0.024026 | 0.023776 | 0.00025017 | 0.024487 | 0.10464 | 0.05613 | 0 | 0.042574 | -0.41552 | -0.042574 | 0.06207
[9 empty] | 2014-06-15 | 15時 | 0 | 0 | 0 | 0 | 0 | 0 | 0 | 0 | 0 | 0 | 0 | 0 | 0 | 0 | 0 | 0 | 0 | 0 | 0 | 0.024026 | 0.023776 | 0.00025017 | 0 | 0.080156 | 0.05613 | 0 | 0.037899 | -0.36989 | -0.037899 | 0.042258
[9 empty] | 2014-06-15 | 16時 | 0 | 0 | 0 | 0 | 0 | 0 | 0 | 0 | 0 | 0 | 0 | 0 | 0 | 0 | 0 | 0 | 0 | 0 | 0 | 0.024446 | 0.023776 | 0.00067044 | 0.033816 | 0.10659 | 0.04833 | 0 | 0.0398 | -0.38845 | -0.0398 | 0.066793
[9 empty] | 2014-06-15 | 17時 | 0 | 0 | 0 | 0 | 0 | 0 | 0 | 0 | 0 | 0 | 0 | 0 | 0 | 0 | 0 | 0 | 0 | 0 | 0 | 0.024446 | 0.023776 | 0.00067044 | 0.056835 | 0.28621 | 0.20493 | 0 | 0.10738 | -1.048 | -0.10738 | 0.17883
[9 empty] | 2014-06-15 | 18時 | 0 | 0 | 0 | 0 | 0 | 0 | 0 | 0 | 0 | 0 | 0 | 0 | 0 | 0 | 0 | 0 | 0 | 0 | 0 | 0.036624 | 0.023776 | 0.012849 | 0.066494 | 0.4419 | 0.33878 | 0 | 0.14656 | -1.4304 | -0.14656 | 0.29534
[9 empty] | 2014-06-15 | 19時 | 0 | 0 | 0 | 0 | 0 | 0 | 0 | 0 | 0 | 0 | 0 | 0 | 0 | 0 | 0 | 0 | 0 | 0 | 0 | 0.036624 | 0.023776 | 0.012849 | 0.16307 | 0.33458 | 0.13488 | 0 | 0.1266 | -1.2357 | -0.1266 | 0.20797
[9 empty] | 2014-06-15 | 20時 | 0 | 0 | 0 | 0 | 0 | 0 | 0 | 0 | 0 | 0 | 0 | 0 | 0 | 0 | 0 | 0 | 0 | 0 | 0 | 0.024446 | 0.023776 | 0.00067044 | 0.088224 | 0.24028 | 0.12761 | 0 | 0.073156 | -0.714 | -0.073156 | 0.16712
[9 empty] | 2014-06-15 | 21時 | 0 | 0 | 0 | 0 | 0 | 0 | 0 | 0 | 0 | 0 | 0 | 0 | 0 | 0 | 0 | 0 | 0 | 0 | 0 | 0.024446 | 0.023776 | 0.00067044 | 0.14284 | 0.35471 | 0.18743 | 0 | 0.11366 | -1.1093 | -0.11366 | 0.24106
[9 empty] | 2014-06-15 | 22時 | 0 | 0 | 0 | 0 | 0 | 0 | 0 | 0 | 0 | 0 | 0 | 0 | 0 | 0 | 0 | 0 | 0 | 0 | 0 | 0.036344 | 0.023776 | 0.012568 | 0.16493 | 0.39307 | 0.19179 | 0 | 0.13333 | -1.3013 | -0.13333 | 0.25974
[9 empty] | 2014-06-15 | 23時 | 0 | 0 | 0 | 0 | 0 | 0 | 0 | 0 | 0 | 0 | 0 | 0 | 0 | 0 | 0 | 0 | 0 | 0 | 0 | 0.037175 | 0.023776 | 0.013399 | 0.17268 | 0.42753 | 0.21768 | 0 | 0.1553 | -1.5157 | -0.1553 | 0.27223
[9 empty] | 2014-06-16 | 0時 | 0 | 0 | 0 | 0 | 0 | 0 | 0 | 0 | 0 | 0 | 0 | 0 | 0 | 0 | 0 | 0 | 0 | 0 | 0 | 0.024026 | 0.023776 | 0.00025017 | 0.045276 | 0.22713 | 0.15783 | 0 | 0.091167 | -0.88979 | -0.091167 | 0.13597
[9 empty] | 2014-06-16 | 1時 | 0 | 0 | 0 | 0 | 0 | 0 | 0 | 0 | 0 | 0 | 0 | 0 | 0 | 0 | 0 | 0 | 0 | 0 | 0 | 0.024026 | 0.023776 | 0.00025017 | 0 | 0.072356 | 0.04833 | 0 | 0.026826 | -0.26182 | -0.026826 | 0.045531
[9 empty] | 2014-06-16 | 2時 | 0 | 0 | 0 | 0 | 0 | 0 | 0 | 0 | 0 | 0 | 0 | 0 | 0 | 0 | 0 | 0 | 0 | 0 | 0 | 0.024026 | 0.023776 | 0.00025017 | 0 | 0.080156 | 0.05613 | 0 | 0.031099 | -0.30353 | -0.031099 | 0.049057
[9 empty] | 2014-06-16 | 3時 | 0 | 0 | 0 | 0 | 0 | 0 | 0 | 0 | 0 | 0 | 0 | 0 | 0 | 0 | 0 | 0 | 0 | 0 | 0 | 0.024026 | 0.023776 | 0.00025017 | 0 | 0.080156 | 0.05613 | 0 | 0.031099 | -0.30353 | -0.031099 | 0.049057
[9 empty] | 2014-06-16 | 4時 | 0 | 0 | 0 | 0 | 0 | 0 | 0 | 0 | 0 | 0 | 0 | 0 | 0 | 0 | 0 | 0 | 0 | 0 | 0 | 0.024026 | 0.023776 | 0.00025017 | 0 | 0.072356 | 0.04833 | 0 | 0.026826 | -0.26182 | -0.026826 | 0.045531
[9 empty] | 2014-06-16 | 5時 | 0 | 0 | 0 | 0 | 0 | 0 | 0 | 0 | 0 | 0 | 0 | 0 | 0 | 0 | 0 | 0 | 0 | 0 | 0 | 0.024026 | 0.023776 | 0.00025017 | 0 | 0.080156 | 0.05613 | 0 | 0.031099 | -0.30353 | -0.031099 | 0.049057
[9 empty] | 2014-06-16 | 6時 | 0 | 0 | 0 | 0 | 0 | 0 | 0 | 0 | 0 | 0 | 0 | 0 | 0 | 0 | 0 | 0 | 0 | 0 | 0 | 0.03053 | 0.023776 | 0.0067545 | 0.018231 | 0.30998 | 0.26122 | 0 | 0.11488 | -1.1212 | -0.11488 | 0.1951
[9 empty] | 2014-06-16 | 7時 | 0 | 0 | 0 | 0 | 0 | 0 | 0 | 0 | 0 | 0 | 0 | 0 | 0 | 0 | 0 | 0 | 0 | 0 | 0 | 0.024857 | 0.023776 | 0.0010807 | 0.11469 | 0.3877 | 0.24816 | 0 | 0.1043 | -1.018 | -0.1043 | 0.28341
[9 empty] | 2014-06-16 | 8時 | 0 | 0 | 0 | 0 | 0 | 0 | 0 | 0 | 0 | 0 | 0 | 0 | 0 | 0 | 0 | 0 | 0 | 0 | 0 | 0.024857 | 0.023776 | 0.0010807 | 0.064563 | 0.2343 | 0.14488 | 0 | 0.069889 | -0.68212 | -0.069889 | 0.16441
[9 empty] | 2014-06-16 | 9時 | 0 | 0 | 0 | 0 | 0 | 0 | 0 | 0 | 0 | 0 | 0 | 0 | 0 | 0 | 0 | 0 | 0 | 0 | 0 | 0.024026 | 0.023776 | 0.00025017 | 0.16544 | 0.52635 | 0.33688 | 0 | 0.18466 | -1.8023 | -0.18466 | 0.34169
[9 empty] | 2014-06-16 | 10時 | 0 | 0 | 0 | 0 | 0 | 0 | 0 | 0 | 0 | 0 | 0 | 0 | 0 | 0 | 0 | 0 | 0 | 0 | 0 | 0.024446 | 0.023776 | 0.00067044 | 0.053027 | 0.1258 | 0.04833 | 0 | 0.031969 | -0.31201 | -0.031969 | 0.093835
[9 empty] | 2014-06-16 | 11時 | 0 | 0 | 0 | 0 | 0 | 0 | 0 | 0 | 0 | 0 | 0 | 0 | 0 | 0 | 0 | 0 | 0 | 0 | 0 | 0.024026 | 0.023776 | 0.00025017 | 0.0026381 | 0.082794 | 0.05613 | 0 | 0.031352 | -0.30599 | -0.031352 | 0.051443
[9 empty] | 2014-06-16 | 12時 | 0 | 0 | 0 | 0 | 0 | 0 | 0 | 0 | 0 | 0 | 0 | 0 | 0 | 0 | 0 | 0 | 0 | 0 | 0 | 0.03053 | 0.023776 | 0.0067545 | 0.029502 | 0.33286 | 0.27283 | 0 | 0.11971 | -1.1684 | -0.11971 | 0.21315
[9 empty] | 2014-06-16 | 13時 | 0 | 0 | 0 | 0 | 0 | 0 | 0 | 0 | 0 | 0 | 0 | 0 | 0 | 0 | 0 | 0 | 0 | 0 | 0 | 0.024446 | 0.023776 | 0.00067044 | 0.058042 | 0.13082 | 0.04833 | 0 | 0.032455 | -0.31676 | -0.032455 | 0.098364
[9 empty] | 2014-06-16 | 14時 | 0 | 0 | 0 | 0 | 0 | 0 | 0 | 0 | 0 | 0 | 0 | 0 | 0 | 0 | 0 | 0 | 0 | 0 | 0 | 0.024026 | 0.023776 | 0.00025017 | 0.024487 | 0.10464 | 0.05613 | 0 | 0.03345 | -0.32648 | -0.03345 | 0.071193
[9 empty] | 2014-06-16 | 15時 | 0 | 0 | 0 | 0 | 0 | 0 | 0 | 0 | 0 | 0 | 0 | 0 | 0 | 0 | 0 | 0 | 0 | 0 | 0 | 0.024026 | 0.023776 | 0.00025017 | 0 | 0.080156 | 0.05613 | 0 | 0.031099 | -0.30353 | -0.031099 | 0.049057
[9 empty] | 2014-06-16 | 16時 | 0 | 0 | 0 | 0 | 0 | 0 | 0 | 0 | 0 | 0 | 0 | 0 | 0 | 0 | 0 | 0 | 0 | 0 | 0 | 0.024446 | 0.023776 | 0.00067044 | 0.033816 | 0.10659 | 0.04833 | 0 | 0.030122 | -0.294 | -0.030122 | 0.07647
[9 empty] | 2014-06-16 | 17時 | 0 | 0 | 0 | 0 | 0 | 0 | 0 | 0 | 0 | 0 | 0 | 0 | 0 | 0 | 0 | 0 | 0 | 0 | 0 | 0.024446 | 0.023776 | 0.00067044 | 0.056835 | 0.28621 | 0.20493 | 0 | 0.084557 | -0.82528 | -0.084557 | 0.20165
[9 empty] | 2014-06-16 | 18時 | 0 | 0 | 0 | 0 | 0 | 0 | 0 | 0 | 0 | 0 | 0 | 0 | 0 | 0 | 0 | 0 | 0 | 0 | 0 | 0.036624 | 0.023776 | 0.012849 | 0.066494 | 0.4419 | 0.33878 | 0 | 0.11007 | -1.0743 | -0.11007 | 0.33183
[9 empty] | 2014-06-16 | 19時 | 0 | 0 | 0 | 0 | 0 | 0 | 0 | 0 | 0 | 0 | 0 | 0 | 0 | 0 | 0 | 0 | 0 | 0 | 0 | 0.036624 | 0.023776 | 0.012849 | 0.16307 | 0.33458 | 0.13488 | 0 | 0.094859 | -0.92582 | -0.094859 | 0.23972
[9 empty] | 2014-06-16 | 20時 | 0 | 0 | 0 | 0 | 0 | 0 | 0 | 0 | 0 | 0 | 0 | 0 | 0 | 0 | 0 | 0 | 0 | 0 | 0 | 0.024446 | 0.023776 | 0.00067044 | 0.088224 | 0.24028 | 0.12761 | 0 | 0.051709 | -0.50468 | -0.051709 | 0.18857
[9 empty] | 2014-06-16 | 21時 | 0 | 0 | 0 | 0 | 0 | 0 | 0 | 0 | 0 | 0 | 0 | 0 | 0 | 0 | 0 | 0 | 0 | 0 | 0 | 0.024446 | 0.023776 | 0.00067044 | 0.14284 | 0.35471 | 0.18743 | 0 | 0.083535 | -0.8153 | -0.083535 | 0.27118
[9 empty] | 2014-06-16 | 22時 | 0 | 0 | 0 | 0 | 0 | 0 | 0 | 0 | 0 | 0 | 0 | 0 | 0 | 0 | 0 | 0 | 0 | 0 | 0 | 0.036344 | 0.023776 | 0.012568 | 0.16493 | 0.39307 | 0.19179 | 0 | 0.10101 | -0.98588 | -0.10101 | 0.29206
[9 empty] | 2014-06-16 | 23時 | 0 | 0 | 0 | 0 | 0 | 0 | 0 | 0 | 0 | 0 | 0 | 0 | 0 | 0 | 0 | 0 | 0 | 0 | 0 | 0.037175 | 0.023776 | 0.013399 | 0.17268 | 0.42753 | 0.21768 | 0 | 0.12152 | -1.1861 | -0.12152 | 0.30601
[9 empty] | 2014-06-17 | 0時 | 0 | 0 | 0 | 0 | 0 | 0 | 0 | 0 | 0 | 0 | 0 | 0 | 0 | 0 | 0 | 0 | 0 | 0 | 0 | 0.024026 | 0.023776 | 0.00025017 | 0 | 0.18186 | 0.15783 | 0 | 0.095967 | -0.93663 | -0.095967 | 0.08589
[9 empty] | 2014-06-17 | 1時 | 0 | 0 | 0 | 0 | 0 | 0 | 0 | 0 | 0 | 0 | 0 | 0 | 0 | 0 | 0 | 0 | 0 | 0 | 0 | 0.024026 | 0.023776 | 0.00025017 | 0 | 0.072356 | 0.04833 | 0 | 0.03188 | -0.31115 | -0.03188 | 0.040476
[9 empty] | 2014-06-17 | 2時 | 0 | 0 | 0 | 0 | 0 | 0 | 0 | 0 | 0 | 0 | 0 | 0 | 0 | 0 | 0 | 0 | 0 | 0 | 0 | 0.024026 | 0.023776 | 0.00025017 | 0 | 0.080156 | 0.05613 | 0 | 0.036445 | -0.3557 | -0.036445 | 0.043711
[9 empty] | 2014-06-17 | 3時 | 0 | 0 | 0 | 0 | 0 | 0 | 0 | 0 | 0 | 0 | 0 | 0 | 0 | 0 | 0 | 0 | 0 | 0 | 0 | 0.024026 | 0.023776 | 0.00025017 | 0 | 0.080156 | 0.05613 | 0 | 0.036445 | -0.3557 | -0.036445 | 0.043711
[9 empty] | 2014-06-17 | 4時 | 0 | 0 | 0 | 0 | 0 | 0 | 0 | 0 | 0 | 0 | 0 | 0 | 0 | 0 | 0 | 0 | 0 | 0 | 0 | 0.024026 | 0.023776 | 0.00025017 | 0 | 0.072356 | 0.04833 | 0 | 0.03188 | -0.31115 | -0.03188 | 0.040476
[9 empty] | 2014-06-17 | 5時 | 0 | 0 | 0 | 0 | 0 | 0 | 0 | 0 | 0 | 0 | 0 | 0 | 0 | 0 | 0 | 0 | 0 | 0 | 0 | 0.024026 | 0.023776 | 0.00025017 | 0 | 0.080156 | 0.05613 | 0 | 0.036445 | -0.3557 | -0.036445 | 0.043711
[9 empty] | 2014-06-17 | 6時 | 0 | 0 | 0 | 0 | 0 | 0 | 0 | 0 | 0 | 0 | 0 | 0 | 0 | 0 | 0 | 0 | 0 | 0 | 0 | 0.024026 | 0.023776 | 0.00025017 | 0 | 0.080156 | 0.05613 | 0 | 0.036445 | -0.3557 | -0.036445 | 0.043711
[9 empty] | 2014-06-17 | 7時 | 0 | 0 | 0 | 0 | 0 | 0 | 0 | 0 | 0 | 0 | 0 | 0 | 0 | 0 | 0 | 0 | 0 | 0 | 0 | 0.024857 | 0.023776 | 0.0010807 | 0.023666 | 0.23404 | 0.18552 | 0 | 0.087932 | -0.85821 | -0.087932 | 0.14611
[9 empty] | 2014-06-17 | 8時 | 0 | 0 | 0 | 0 | 0 | 0 | 0 | 0 | 0 | 0 | 0 | 0 | 0 | 0 | 0 | 0 | 0 | 0 | 0 | 0.031371 | 0.023776 | 0.0075951 | 0.11401 | 0.4267 | 0.28132 | 0 | 0.16177 | -1.5789 | -0.16177 | 0.26492
[9 empty] | 2014-06-17 | 9時 | 0 | 0 | 0 | 0 | 0 | 0 | 0 | 0 | 0 | 0 | 0 | 0 | 0 | 0 | 0 | 0 | 0 | 0 | 0 | 0.024446 | 0.023776 | 0.00067044 | 0.22373 | 0.50028 | 0.2521 | 0 | 0.16794 | -1.6391 | -0.16794 | 0.33234
[9 empty] | 2014-06-17 | 10時 | 0 | 0 | 0 | 0 | 0 | 0 | 0 | 0 | 0 | 0 | 0 | 0 | 0 | 0 | 0 | 0 | 0 | 0 | 0 | 0.024857 | 0.023776 | 0.0010807 | 0.18888 | 0.44125 | 0.22751 | 0 | 0.14318 | -1.3975 | -0.14318 | 0.29806
[9 empty] | 2014-06-17 | 11時 | 0 | 0 | 0 | 0 | 0 | 0 | 0 | 0 | 0 | 0 | 0 | 0 | 0 | 0 | 0 | 0 | 0 | 0 | 0 | 0.024446 | 0.023776 | 0.00067044 | 0.17015 | 0.4299 | 0.23531 | 0 | 0.14677 | -1.4325 | -0.14677 | 0.28313
[9 empty] | 2014-06-17 | 12時 | 0 | 0 | 0 | 0 | 0 | 0 | 0 | 0 | 0 | 0 | 0 | 0 | 0 | 0 | 0 | 0 | 0 | 0 | 0 | 0.03053 | 0.023776 | 0.0067545 | 0.15008 | 0.45344 | 0.27283 | 0 | 0.15918 | -1.5536 | -0.15918 | 0.29427
[9 empty] | 2014-06-17 | 13時 | 0 | 0 | 0 | 0 | 0 | 0 | 0 | 0 | 0 | 0 | 0 | 0 | 0 | 0 | 0 | 0 | 0 | 0 | 0 | 0.024446 | 0.023776 | 0.00067044 | 0.093998 | 0.16677 | 0.04833 | 0 | 0.048002 | -0.4685 | -0.048002 | 0.11877
[9 empty] | 2014-06-17 | 14時 | 0 | 0 | 0 | 0 | 0 | 0 | 0 | 0 | 0 | 0 | 0 | 0 | 0 | 0 | 0 | 0 | 0 | 0 | 0 | 0.024026 | 0.023776 | 0.00025017 | 0 | 0.080156 | 0.05613 | 0 | 0.036445 | -0.3557 | -0.036445 | 0.043711
[9 empty] | 2014-06-17 | 15時 | 0 | 0 | 0 | 0 | 0 | 0 | 0 | 0 | 0 | 0 | 0 | 0 | 0 | 0 | 0 | 0 | 0 | 0 | 0 | 0.024026 | 0.023776 | 0.00025017 | 0 | 0.080156 | 0.05613 | 0 | 0.036445 | -0.3557 | -0.036445 | 0.043711
[9 empty] | 2014-06-17 | 16時 | 0 | 0 | 0 | 0 | 0 | 0 | 0 | 0 | 0 | 0 | 0 | 0 | 0 | 0 | 0 | 0 | 0 | 0 | 0 | 0.024857 | 0.023776 | 0.0010807 | 0.070329 | 0.37035 | 0.27516 | 0 | 0.074429 | -0.72643 | -0.074429 | 0.29592
[9 empty] | 2014-06-17 | 17時 | 0 | 0 | 0 | 0 | 0 | 0 | 0 | 0 | 0 | 0 | 0 | 0 | 0 | 0 | 0 | 0 | 0 | 0 | 0 | 0.036624 | 0.023776 | 0.012849 | 0.13006 | 0.44491 | 0.27822 | 0 | 0.10073 | -0.98316 | -0.10073 | 0.34417
[9 empty] | 2014-06-17 | 18時 | 0 | 0 | 0 | 0 | 0 | 0 | 0 | 0 | 0 | 0 | 0 | 0 | 0 | 0 | 0 | 0 | 0 | 0 | 0 | 0.036624 | 0.023776 | 0.012849 | 0.15964 | 0.41407 | 0.21781 | 0 | 0.074867 | -0.7307 | -0.074867 | 0.33921
[9 empty] | 2014-06-17 | 19時 | 0 | 0 | 0 | 0 | 0 | 0 | 0 | 0 | 0 | 0 | 0 | 0 | 0 | 0 | 0 | 0 | 0 | 0 | 0 | 0.024026 | 0.023776 | 0.00025017 | 0.067685 | 0.2273 | 0.13559 | 0 | 0.096462 | -0.94147 | -0.096462 | 0.13084
[9 empty] | 2014-06-17 | 20時 | 0 | 0 | 0 | 0 | 0 | 0 | 0 | 0 | 0 | 0 | 0 | 0 | 0 | 0 | 0 | 0 | 0 | 0 | 0 | 0.024446 | 0.023776 | 0.00067044 | 0.14104 | 0.29311 | 0.12762 | 0 | 0.07423 | -0.72449 | -0.07423 | 0.21888
[9 empty] | 2014-06-17 | 21時 | 0 | 0 | 0 | 0 | 0 | 0 | 0 | 0 | 0 | 0 | 0 | 0 | 0 | 0 | 0 | 0 | 0 | 0 | 0 | 0.036344 | 0.023776 | 0.012568 | 0.16291 | 0.4405 | 0.24124 | 0 | 0.14073 | -1.3735 | -0.14073 | 0.29977
[9 empty] | 2014-06-17 | 22時 | 0 | 0 | 0 | 0 | 0 | 0 | 0 | 0 | 0 | 0 | 0 | 0 | 0 | 0 | 0 | 0 | 0 | 0 | 0 | 0.036764 | 0.023776 | 0.012989 | 0.16493 | 0.38136 | 0.17966 | 0 | 0.098475 | -0.96112 | -0.098475 | 0.28288
[9 empty] | 2014-06-17 | 23時 | 0 | 0 | 0 | 0 | 0 | 0 | 0 | 0 | 0 | 0 | 0 | 0 | 0 | 0 | 0 | 0 | 0 | 0 | 0 | 0.03039 | 0.023776 | 0.0066144 | 0.1312 | 0.31942 | 0.15783 | 0 | 0.11943 | -1.1656 | -0.11943 | 0.19999
[9 empty] | 2014-06-18 | 0時 | 0 | 0 | 0 | 0 | 0 | 0 | 0 | 0 | 0 | 0 | 0 | 0 | 0 | 0 | 0 | 0 | 0 | 0 | 0 | 0.024026 | 0.023776 | 0.00025017 | 0 | 0.18186 | 0.15783 | 0 | 0.087159 | -0.85068 | -0.087159 | 0.094697
[9 empty] | 2014-06-18 | 1時 | 0 | 0 | 0 | 0 | 0 | 0 | 0 | 0 | 0 | 0 | 0 | 0 | 0 | 0 | 0 | 0 | 0 | 0 | 0 | 0.024026 | 0.023776 | 0.00025017 | 0 | 0.072356 | 0.04833 | 0 | 0.02701 | -0.26362 | -0.02701 | 0.045347
[9 empty] | 2014-06-18 | 2時 | 0 | 0 | 0 | 0 | 0 | 0 | 0 | 0 | 0 | 0 | 0 | 0 | 0 | 0 | 0 | 0 | 0 | 0 | 0 | 0.024026 | 0.023776 | 0.00025017 | 0 | 0.080156 | 0.05613 | 0 | 0.031294 | -0.30543 | -0.031294 | 0.048862
[9 empty] | 2014-06-18 | 3時 | 0 | 0 | 0 | 0 | 0 | 0 | 0 | 0 | 0 | 0 | 0 | 0 | 0 | 0 | 0 | 0 | 0 | 0 | 0 | 0.024026 | 0.023776 | 0.00025017 | 0 | 0.080156 | 0.05613 | 0 | 0.031294 | -0.30543 | -0.031294 | 0.048862
[9 empty] | 2014-06-18 | 4時 | 0 | 0 | 0 | 0 | 0 | 0 | 0 | 0 | 0 | 0 | 0 | 0 | 0 | 0 | 0 | 0 | 0 | 0 | 0 | 0.024026 | 0.023776 | 0.00025017 | 0 | 0.072356 | 0.04833 | 0 | 0.02701 | -0.26362 | -0.02701 | 0.045347
[9 empty] | 2014-06-18 | 5時 | 0 | 0 | 0 | 0 | 0 | 0 | 0 | 0 | 0 | 0 | 0 | 0 | 0 | 0 | 0 | 0 | 0 | 0 | 0 | 0.024026 | 0.023776 | 0.00025017 | 0 | 0.080156 | 0.05613 | 0 | 0.031294 | -0.30543 | -0.031294 | 0.048862
[9 empty] | 2014-06-18 | 6時 | 0 | 0 | 0 | 0 | 0 | 0 | 0 | 0 | 0 | 0 | 0 | 0 | 0 | 0 | 0 | 0 | 0 | 0 | 0 | 0.024026 | 0.023776 | 0.00025017 | 0 | 0.080156 | 0.05613 | 0 | 0.031294 | -0.30543 | -0.031294 | 0.048862
[9 empty] | 2014-06-18 | 7時 | 0 | 0 | 0 | 0 | 0 | 0 | 0 | 0 | 0 | 0 | 0 | 0 | 0 | 0 | 0 | 0 | 0 | 0 | 0 | 0.024857 | 0.023776 | 0.0010807 | 0.023666 | 0.23404 | 0.18552 | 0 | 0.073904 | -0.7213 | -0.073904 | 0.16014
[9 empty] | 2014-06-18 | 8時 | 0 | 0 | 0 | 0 | 0 | 0 | 0 | 0 | 0 | 0 | 0 | 0 | 0 | 0 | 0 | 0 | 0 | 0 | 0 | 0.031371 | 0.023776 | 0.0075951 | 0.11401 | 0.4267 | 0.28132 | 0 | 0.13744 | -1.3415 | -0.13744 | 0.28925
[9 empty] | 2014-06-18 | 9時 | 0 | 0 | 0 | 0 | 0 | 0 | 0 | 0 | 0 | 0 | 0 | 0 | 0 | 0 | 0 | 0 | 0 | 0 | 0 | 0.024446 | 0.023776 | 0.00067044 | 0.22373 | 0.50028 | 0.2521 | 0 | 0.13777 | -1.3446 | -0.13777 | 0.36251
[9 empty] | 2014-06-18 | 10時 | 0 | 0 | 0 | 0 | 0 | 0 | 0 | 0 | 0 | 0 | 0 | 0 | 0 | 0 | 0 | 0 | 0 | 0 | 0 | 0.024857 | 0.023776 | 0.0010807 | 0.18888 | 0.44125 | 0.22751 | 0 | 0.11598 | -1.132 | -0.11598 | 0.32527
[9 empty] | 2014-06-18 | 11時 | 0 | 0 | 0 | 0 | 0 | 0 | 0 | 0 | 0 | 0 | 0 | 0 | 0 | 0 | 0 | 0 | 0 | 0 | 0 | 0.024446 | 0.023776 | 0.00067044 | 0.17015 | 0.4299 | 0.23531 | 0 | 0.12086 | -1.1796 | -0.12086 | 0.30904
[9 empty] | 2014-06-18 | 12時 | 0 | 0 | 0 | 0 | 0 | 0 | 0 | 0 | 0 | 0 | 0 | 0 | 0 | 0 | 0 | 0 | 0 | 0 | 0 | 0.03053 | 0.023776 | 0.0067545 | 0.15008 | 0.45344 | 0.27283 | 0 | 0.13231 | -1.2913 | -0.13231 | 0.32114
[9 empty] | 2014-06-18 | 13時 | 0 | 0 | 0 | 0 | 0 | 0 | 0 | 0 | 0 | 0 | 0 | 0 | 0 | 0 | 0 | 0 | 0 | 0 | 0 | 0.024446 | 0.023776 | 0.00067044 | 0.093998 | 0.16677 | 0.04833 | 0 | 0.036344 | -0.35472 | -0.036344 | 0.13043
[9 empty] | 2014-06-18 | 14時 | 0 | 0 | 0 | 0 | 0 | 0 | 0 | 0 | 0 | 0 | 0 | 0 | 0 | 0 | 0 | 0 | 0 | 0 | 0 | 0.024026 | 0.023776 | 0.00025017 | 0 | 0.080156 | 0.05613 | 0 | 0.031294 | -0.30543 | -0.031294 | 0.048862
[9 empty] | 2014-06-18 | 15時 | 0 | 0 | 0 | 0 | 0 | 0 | 0 | 0 | 0 | 0 | 0 | 0 | 0 | 0 | 0 | 0 | 0 | 0 | 0 | 0.024026 | 0.023776 | 0.00025017 | 0 | 0.080156 | 0.05613 | 0 | 0.031294 | -0.30543 | -0.031294 | 0.048862
[9 empty] | 2014-06-18 | 16時 | 0 | 0 | 0 | 0 | 0 | 0 | 0 | 0 | 0 | 0 | 0 | 0 | 0 | 0 | 0 | 0 | 0 | 0 | 0 | 0.024857 | 0.023776 | 0.0010807 | 0.070329 | 0.37035 | 0.27516 | 0 | 0.047414 | -0.46277 | -0.047414 | 0.32293
[9 empty] | 2014-06-18 | 17時 | 0 | 0 | 0 | 0 | 0 | 0 | 0 | 0 | 0 | 0 | 0 | 0 | 0 | 0 | 0 | 0 | 0 | 0 | 0 | 0.036624 | 0.023776 | 0.012849 | 0.13006 | 0.44491 | 0.27822 | 0 | 0.069535 | -0.67867 | -0.069535 | 0.37537
[9 empty] | 2014-06-18 | 18時 | 0 | 0 | 0 | 0 | 0 | 0 | 0 | 0 | 0 | 0 | 0 | 0 | 0 | 0 | 0 | 0 | 0 | 0 | 0 | 0.036624 | 0.023776 | 0.012849 | 0.15964 | 0.41407 | 0.21781 | 0 | 0.044099 | -0.4304 | -0.044099 | 0.36998
[9 empty] | 2014-06-18 | 19時 | 0 | 0 | 0 | 0 | 0 | 0 | 0 | 0 | 0 | 0 | 0 | 0 | 0 | 0 | 0 | 0 | 0 | 0 | 0 | 0.024026 | 0.023776 | 0.00025017 | 0.067685 | 0.2273 | 0.13559 | 0 | 0.081628 | -0.79669 | -0.081628 | 0.14568
[9 empty] | 2014-06-18 | 20時 | 0 | 0 | 0 | 0 | 0 | 0 | 0 | 0 | 0 | 0 | 0 | 0 | 0 | 0 | 0 | 0 | 0 | 0 | 0 | 0.024446 | 0.023776 | 0.00067044 | 0.14104 | 0.29311 | 0.12762 | 0 | 0.053894 | -0.52601 | -0.053894 | 0.23921
[9 empty] | 2014-06-18 | 21時 | 0 | 0 | 0 | 0 | 0 | 0 | 0 | 0 | 0 | 0 | 0 | 0 | 0 | 0 | 0 | 0 | 0 | 0 | 0 | 0.036344 | 0.023776 | 0.012568 | 0.16291 | 0.4405 | 0.24124 | 0 | 0.11338 | -1.1066 | -0.11338 | 0.32712
[9 empty] | 2014-06-18 | 22時 | 0 | 0 | 0 | 0 | 0 | 0 | 0 | 0 | 0 | 0 | 0 | 0 | 0 | 0 | 0 | 0 | 0 | 0 | 0 | 0.036764 | 0.023776 | 0.012989 | 0.16493 | 0.38136 | 0.17966 | 0 | 0.07259 | -0.70848 | -0.07259 | 0.30877
[9 empty] | 2014-06-18 | 23時 | 0 | 0 | 0 | 0 | 0 | 0 | 0 | 0 | 0 | 0 | 0 | 0 | 0 | 0 | 0 | 0 | 0 | 0 | 0 | 0.03039 | 0.023776 | 0.0066144 | 0.1312 | 0.31942 | 0.15783 | 0 | 0.10073 | -0.98312 | -0.10073 | 0.21869
[9 empty] | 2014-06-19 | 0時 | 0 | 0 | 0 | 0 | 0 | 0 | 0 | 0 | 0 | 0 | 0 | 0 | 0 | 0 | 0 | 0 | 0 | 0 | 0 | 0.024026 | 0.023776 | 0.00025017 | 0.045276 | 0.22713 | 0.15783 | 0 | 0.092913 | -0.90683 | -0.092913 | 0.13422
[9 empty] | 2014-06-19 | 1時 | 0 | 0 | 0 | 0 | 0 | 0 | 0 | 0 | 0 | 0 | 0 | 0 | 0 | 0 | 0 | 0 | 0 | 0 | 0 | 0.024026 | 0.023776 | 0.00025017 | 0 | 0.072356 | 0.04833 | 0 | 0.027531 | -0.2687 | -0.027531 | 0.044826
[9 empty] | 2014-06-19 | 2時 | 0 | 0 | 0 | 0 | 0 | 0 | 0 | 0 | 0 | 0 | 0 | 0 | 0 | 0 | 0 | 0 | 0 | 0 | 0 | 0.024026 | 0.023776 | 0.00025017 | 0 | 0.080156 | 0.05613 | 0 | 0.031845 | -0.31081 | -0.031845 | 0.048311
[9 empty] | 2014-06-19 | 3時 | 0 | 0 | 0 | 0 | 0 | 0 | 0 | 0 | 0 | 0 | 0 | 0 | 0 | 0 | 0 | 0 | 0 | 0 | 0 | 0.024026 | 0.023776 | 0.00025017 | 0 | 0.080156 | 0.05613 | 0 | 0.031845 | -0.31081 | -0.031845 | 0.048311
[9 empty] | 2014-06-19 | 4時 | 0 | 0 | 0 | 0 | 0 | 0 | 0 | 0 | 0 | 0 | 0 | 0 | 0 | 0 | 0 | 0 | 0 | 0 | 0 | 0.024026 | 0.023776 | 0.00025017 | 0 | 0.072356 | 0.04833 | 0 | 0.027531 | -0.2687 | -0.027531 | 0.044826
[9 empty] | 2014-06-19 | 5時 | 0 | 0 | 0 | 0 | 0 | 0 | 0 | 0 | 0 | 0 | 0 | 0 | 0 | 0 | 0 | 0 | 0 | 0 | 0 | 0.024026 | 0.023776 | 0.00025017 | 0 | 0.080156 | 0.05613 | 0 | 0.031845 | -0.31081 | -0.031845 | 0.048311
[9 empty] | 2014-06-19 | 6時 | 0 | 0 | 0 | 0 | 0 | 0 | 0 | 0 | 0 | 0 | 0 | 0 | 0 | 0 | 0 | 0 | 0 | 0 | 0 | 0.03053 | 0.023776 | 0.0067545 | 0.018231 | 0.30998 | 0.26122 | 0 | 0.11731 | -1.1449 | -0.11731 | 0.19268
[9 empty] | 2014-06-19 | 7時 | 0 | 0 | 0 | 0 | 0 | 0 | 0 | 0 | 0 | 0 | 0 | 0 | 0 | 0 | 0 | 0 | 0 | 0 | 0 | 0.024857 | 0.023776 | 0.0010807 | 0.11469 | 0.3877 | 0.24816 | 0 | 0.10774 | -1.0516 | -0.10774 | 0.27996
[9 empty] | 2014-06-19 | 8時 | 0 | 0 | 0 | 0 | 0 | 0 | 0 | 0 | 0 | 0 | 0 | 0 | 0 | 0 | 0 | 0 | 0 | 0 | 0 | 0.024857 | 0.023776 | 0.0010807 | 0.064563 | 0.2343 | 0.14488 | 0 | 0.071963 | -0.70236 | -0.071963 | 0.16233
[9 empty] | 2014-06-19 | 9時 | 0 | 0 | 0 | 0 | 0 | 0 | 0 | 0 | 0 | 0 | 0 | 0 | 0 | 0 | 0 | 0 | 0 | 0 | 0 | 0.024026 | 0.023776 | 0.00025017 | 0.16544 | 0.52635 | 0.33688 | 0 | 0.18878 | -1.8425 | -0.18878 | 0.33757
[9 empty] | 2014-06-19 | 10時 | 0 | 0 | 0 | 0 | 0 | 0 | 0 | 0 | 0 | 0 | 0 | 0 | 0 | 0 | 0 | 0 | 0 | 0 | 0 | 0.024446 | 0.023776 | 0.00067044 | 0.053027 | 0.1258 | 0.04833 | 0 | 0.03323 | -0.32432 | -0.03323 | 0.092574
[9 empty] | 2014-06-19 | 11時 | 0 | 0 | 0 | 0 | 0 | 0 | 0 | 0 | 0 | 0 | 0 | 0 | 0 | 0 | 0 | 0 | 0 | 0 | 0 | 0.024026 | 0.023776 | 0.00025017 | 0.0026381 | 0.082794 | 0.05613 | 0 | 0.032125 | -0.31354 | -0.032125 | 0.05067
[9 empty] | 2014-06-19 | 12時 | 0 | 0 | 0 | 0 | 0 | 0 | 0 | 0 | 0 | 0 | 0 | 0 | 0 | 0 | 0 | 0 | 0 | 0 | 0 | 0.03053 | 0.023776 | 0.0067545 | 0.029502 | 0.33286 | 0.27283 | 0 | 0.12235 | -1.1941 | -0.12235 | 0.21051
[9 empty] | 2014-06-19 | 13時 | 0 | 0 | 0 | 0 | 0 | 0 | 0 | 0 | 0 | 0 | 0 | 0 | 0 | 0 | 0 | 0 | 0 | 0 | 0 | 0.024446 | 0.023776 | 0.00067044 | 0.058042 | 0.13082 | 0.04833 | 0 | 0.033768 | -0.32957 | -0.033768 | 0.097051
[9 empty] | 2014-06-19 | 14時 | 0 | 0 | 0 | 0 | 0 | 0 | 0 | 0 | 0 | 0 | 0 | 0 | 0 | 0 | 0 | 0 | 0 | 0 | 0 | 0.024026 | 0.023776 | 0.00025017 | 0.024487 | 0.10464 | 0.05613 | 0 | 0.034451 | -0.33624 | -0.034451 | 0.070193
[9 empty] | 2014-06-19 | 15時 | 0 | 0 | 0 | 0 | 0 | 0 | 0 | 0 | 0 | 0 | 0 | 0 | 0 | 0 | 0 | 0 | 0 | 0 | 0 | 0.024026 | 0.023776 | 0.00025017 | 0 | 0.080156 | 0.05613 | 0 | 0.031845 | -0.31081 | -0.031845 | 0.048311
[9 empty] | 2014-06-19 | 16時 | 0 | 0 | 0 | 0 | 0 | 0 | 0 | 0 | 0 | 0 | 0 | 0 | 0 | 0 | 0 | 0 | 0 | 0 | 0 | 0.024446 | 0.023776 | 0.00067044 | 0.033816 | 0.10659 | 0.04833 | 0 | 0.031184 | -0.30435 | -0.031184 | 0.075409
[9 empty] | 2014-06-19 | 17時 | 0 | 0 | 0 | 0 | 0 | 0 | 0 | 0 | 0 | 0 | 0 | 0 | 0 | 0 | 0 | 0 | 0 | 0 | 0 | 0.024446 | 0.023776 | 0.00067044 | 0.056835 | 0.28621 | 0.20493 | 0 | 0.087059 | -0.8497 | -0.087059 | 0.19915
[9 empty] | 2014-06-19 | 18時 | 0 | 0 | 0 | 0 | 0 | 0 | 0 | 0 | 0 | 0 | 0 | 0 | 0 | 0 | 0 | 0 | 0 | 0 | 0 | 0.036624 | 0.023776 | 0.012849 | 0.066494 | 0.4419 | 0.33878 | 0 | 0.11407 | -1.1133 | -0.11407 | 0.32783
[9 empty] | 2014-06-19 | 19時 | 0 | 0 | 0 | 0 | 0 | 0 | 0 | 0 | 0 | 0 | 0 | 0 | 0 | 0 | 0 | 0 | 0 | 0 | 0 | 0.036624 | 0.023776 | 0.012849 | 0.16307 | 0.33458 | 0.13488 | 0 | 0.10176 | -0.99315 | -0.10176 | 0.23282
[9 empty] | 2014-06-19 | 20時 | 0 | 0 | 0 | 0 | 0 | 0 | 0 | 0 | 0 | 0 | 0 | 0 | 0 | 0 | 0 | 0 | 0 | 0 | 0 | 0.024446 | 0.023776 | 0.00067044 | 0.088224 | 0.24028 | 0.12761 | 0 | 0.05406 | -0.52763 | -0.05406 | 0.18622
[9 empty] | 2014-06-19 | 21時 | 0 | 0 | 0 | 0 | 0 | 0 | 0 | 0 | 0 | 0 | 0 | 0 | 0 | 0 | 0 | 0 | 0 | 0 | 0 | 0.024446 | 0.023776 | 0.00067044 | 0.14284 | 0.35471 | 0.18743 | 0 | 0.086837 | -0.84753 | -0.086837 | 0.26787
[9 empty] | 2014-06-19 | 22時 | 0 | 0 | 0 | 0 | 0 | 0 | 0 | 0 | 0 | 0 | 0 | 0 | 0 | 0 | 0 | 0 | 0 | 0 | 0 | 0.036344 | 0.023776 | 0.012568 | 0.16493 | 0.39307 | 0.19179 | 0 | 0.10456 | -1.0205 | -0.10456 | 0.28851
[9 empty] | 2014-06-19 | 23時 | 0 | 0 | 0 | 0 | 0 | 0 | 0 | 0 | 0 | 0 | 0 | 0 | 0 | 0 | 0 | 0 | 0 | 0 | 0 | 0.037175 | 0.023776 | 0.013399 | 0.17268 | 0.42753 | 0.21768 | 0 | 0.12523 | -1.2222 | -0.12523 | 0.30231
[9 empty] | 2014-06-20 | 0時 | 0 | 0 | 0 | 0 | 0 | 0 | 0 | 0 | 0 | 0 | 0 | 0 | 0 | 0 | 0 | 0 | 0 | 0 | 0 | 0.024026 | 0.023776 | 0.00025017 | 0.045276 | 0.22713 | 0.15783 | 0 | 0.10798 | -1.0539 | -0.10798 | 0.11915
[9 empty] | 2014-06-20 | 1時 | 0 | 0 | 0 | 0 | 0 | 0 | 0 | 0 | 0 | 0 | 0 | 0 | 0 | 0 | 0 | 0 | 0 | 0 | 0 | 0.024026 | 0.023776 | 0.00025017 | 0 | 0.072356 | 0.04833 | 0 | 0.033615 | -0.32808 | -0.033615 | 0.038742
[9 empty] | 2014-06-20 | 2時 | 0 | 0 | 0 | 0 | 0 | 0 | 0 | 0 | 0 | 0 | 0 | 0 | 0 | 0 | 0 | 0 | 0 | 0 | 0 | 0.024026 | 0.023776 | 0.00025017 | 0 | 0.080156 | 0.05613 | 0 | 0.038279 | -0.37361 | -0.038279 | 0.041877
[9 empty] | 2014-06-20 | 3時 | 0 | 0 | 0 | 0 | 0 | 0 | 0 | 0 | 0 | 0 | 0 | 0 | 0 | 0 | 0 | 0 | 0 | 0 | 0 | 0.024026 | 0.023776 | 0.00025017 | 0 | 0.080156 | 0.05613 | 0 | 0.038279 | -0.37361 | -0.038279 | 0.041877
[9 empty] | 2014-06-20 | 4時 | 0 | 0 | 0 | 0 | 0 | 0 | 0 | 0 | 0 | 0 | 0 | 0 | 0 | 0 | 0 | 0 | 0 | 0 | 0 | 0.024026 | 0.023776 | 0.00025017 | 0 | 0.072356 | 0.04833 | 0 | 0.033615 | -0.32808 | -0.033615 | 0.038742
[9 empty] | 2014-06-20 | 5時 | 0 | 0 | 0 | 0 | 0 | 0 | 0 | 0 | 0 | 0 | 0 | 0 | 0 | 0 | 0 | 0 | 0 | 0 | 0 | 0.024026 | 0.023776 | 0.00025017 | 0 | 0.080156 | 0.05613 | 0 | 0.038279 | -0.37361 | -0.038279 | 0.041877
[9 empty] | 2014-06-20 | 6時 | 0 | 0 | 0 | 0 | 0 | 0 | 0 | 0 | 0 | 0 | 0 | 0 | 0 | 0 | 0 | 0 | 0 | 0 | 0 | 0.03053 | 0.023776 | 0.0067545 | 0.018231 | 0.30998 | 0.26122 | 0 | 0.13825 | -1.3494 | -0.13825 | 0.17173
[9 empty] | 2014-06-20 | 7時 | 0 | 0 | 0 | 0 | 0 | 0 | 0 | 0 | 0 | 0 | 0 | 0 | 0 | 0 | 0 | 0 | 0 | 0 | 0 | 0.024857 | 0.023776 | 0.0010807 | 0.11469 | 0.3877 | 0.24816 | 0 | 0.13746 | -1.3416 | -0.13746 | 0.25024
[9 empty] | 2014-06-20 | 8時 | 0 | 0 | 0 | 0 | 0 | 0 | 0 | 0 | 0 | 0 | 0 | 0 | 0 | 0 | 0 | 0 | 0 | 0 | 0 | 0.024857 | 0.023776 | 0.0010807 | 0.064563 | 0.2343 | 0.14488 | 0 | 0.089859 | -0.87702 | -0.089859 | 0.14444
[9 empty] | 2014-06-20 | 9時 | 0 | 0 | 0 | 0 | 0 | 0 | 0 | 0 | 0 | 0 | 0 | 0 | 0 | 0 | 0 | 0 | 0 | 0 | 0 | 0.024026 | 0.023776 | 0.00025017 | 0.16544 | 0.52635 | 0.33688 | 0 | 0.22429 | -2.189 | -0.22429 | 0.30206
[9 empty] | 2014-06-20 | 10時 | 0 | 0 | 0 | 0 | 0 | 0 | 0 | 0 | 0 | 0 | 0 | 0 | 0 | 0 | 0 | 0 | 0 | 0 | 0 | 0.024446 | 0.023776 | 0.00067044 | 0.053027 | 0.1258 | 0.04833 | 0 | 0.044113 | -0.43055 | -0.044113 | 0.08169
[9 empty] | 2014-06-20 | 11時 | 0 | 0 | 0 | 0 | 0 | 0 | 0 | 0 | 0 | 0 | 0 | 0 | 0 | 0 | 0 | 0 | 0 | 0 | 0 | 0.024026 | 0.023776 | 0.00025017 | 0.0026381 | 0.082794 | 0.05613 | 0 | 0.038796 | -0.37865 | -0.038796 | 0.043998
[9 empty] | 2014-06-20 | 12時 | 0 | 0 | 0 | 0 | 0 | 0 | 0 | 0 | 0 | 0 | 0 | 0 | 0 | 0 | 0 | 0 | 0 | 0 | 0 | 0.03053 | 0.023776 | 0.0067545 | 0.029502 | 0.33286 | 0.27283 | 0 | 0.14509 | -1.416 | -0.14509 | 0.18778
[9 empty] | 2014-06-20 | 13時 | 0 | 0 | 0 | 0 | 0 | 0 | 0 | 0 | 0 | 0 | 0 | 0 | 0 | 0 | 0 | 0 | 0 | 0 | 0 | 0.024446 | 0.023776 | 0.00067044 | 0.058042 | 0.13082 | 0.04833 | 0 | 0.045101 | -0.44019 | -0.045101 | 0.085717
[9 empty] | 2014-06-20 | 14時 | 0 | 0 | 0 | 0 | 0 | 0 | 0 | 0 | 0 | 0 | 0 | 0 | 0 | 0 | 0 | 0 | 0 | 0 | 0 | 0.024026 | 0.023776 | 0.00025017 | 0.024487 | 0.10464 | 0.05613 | 0 | 0.043085 | -0.42051 | -0.043085 | 0.061559
[9 empty] | 2014-06-20 | 15時 | 0 | 0 | 0 | 0 | 0 | 0 | 0 | 0 | 0 | 0 | 0 | 0 | 0 | 0 | 0 | 0 | 0 | 0 | 0 | 0.024026 | 0.023776 | 0.00025017 | 0 | 0.080156 | 0.05613 | 0 | 0.038279 | -0.37361 | -0.038279 | 0.041877
[9 empty] | 2014-06-20 | 16時 | 0 | 0 | 0 | 0 | 0 | 0 | 0 | 0 | 0 | 0 | 0 | 0 | 0 | 0 | 0 | 0 | 0 | 0 | 0 | 0.024446 | 0.023776 | 0.00067044 | 0.033816 | 0.10659 | 0.04833 | 0 | 0.040342 | -0.39374 | -0.040342 | 0.066251
[9 empty] | 2014-06-20 | 17時 | 0 | 0 | 0 | 0 | 0 | 0 | 0 | 0 | 0 | 0 | 0 | 0 | 0 | 0 | 0 | 0 | 0 | 0 | 0 | 0.024446 | 0.023776 | 0.00067044 | 0.056835 | 0.28621 | 0.20493 | 0 | 0.10866 | -1.0605 | -0.10866 | 0.17755
[9 empty] | 2014-06-20 | 18時 | 0 | 0 | 0 | 0 | 0 | 0 | 0 | 0 | 0 | 0 | 0 | 0 | 0 | 0 | 0 | 0 | 0 | 0 | 0 | 0.036624 | 0.023776 | 0.012849 | 0.066494 | 0.4419 | 0.33878 | 0 | 0.1486 | -1.4504 | -0.1486 | 0.29329
[9 empty] | 2014-06-20 | 19時 | 0 | 0 | 0 | 0 | 0 | 0 | 0 | 0 | 0 | 0 | 0 | 0 | 0 | 0 | 0 | 0 | 0 | 0 | 0 | 0.036624 | 0.023776 | 0.012849 | 0.16307 | 0.33458 | 0.13488 | 0 | 0.13139 | -1.2824 | -0.13139 | 0.20318
[9 empty] | 2014-06-20 | 20時 | 0 | 0 | 0 | 0 | 0 | 0 | 0 | 0 | 0 | 0 | 0 | 0 | 0 | 0 | 0 | 0 | 0 | 0 | 0 | 0.024446 | 0.023776 | 0.00067044 | 0.088224 | 0.24028 | 0.12761 | 0 | 0.074357 | -0.72573 | -0.074357 | 0.16592
[9 empty] | 2014-06-20 | 21時 | 0 | 0 | 0 | 0 | 0 | 0 | 0 | 0 | 0 | 0 | 0 | 0 | 0 | 0 | 0 | 0 | 0 | 0 | 0 | 0.024446 | 0.023776 | 0.00067044 | 0.14284 | 0.35471 | 0.18743 | 0 | 0.11534 | -1.1257 | -0.11534 | 0.23937
[9 empty] | 2014-06-20 | 22時 | 0 | 0 | 0 | 0 | 0 | 0 | 0 | 0 | 0 | 0 | 0 | 0 | 0 | 0 | 0 | 0 | 0 | 0 | 0 | 0.036344 | 0.023776 | 0.012568 | 0.16493 | 0.39307 | 0.19179 | 0 | 0.13513 | -1.3189 | -0.13513 | 0.25793
[9 empty] | 2014-06-20 | 23時 | 0 | 0 | 0 | 0 | 0 | 0 | 0 | 0 | 0 | 0 | 0 | 0 | 0 | 0 | 0 | 0 | 0 | 0 | 0 | 0.037175 | 0.023776 | 0.013399 | 0.17268 | 0.42753 | 0.21768 | 0 | 0.15719 | -1.5342 | -0.15719 | 0.27034
[9 empty] | 2014-06-21 | 0時 | 0 | 0 | 0 | 0 | 0 | 0 | 0 | 0 | 0 | 0 | 0 | 0 | 0 | 0 | 0 | 0 | 0 | 0 | 0 | 0.024026 | 0.023776 | 0.00025017 | 0.045276 | 0.22713 | 0.15783 | 0 | 0.090367 | -0.88198 | -0.090367 | 0.13677
[9 empty] | 2014-06-21 | 1時 | 0 | 0 | 0 | 0 | 0 | 0 | 0 | 0 | 0 | 0 | 0 | 0 | 0 | 0 | 0 | 0 | 0 | 0 | 0 | 0.024026 | 0.023776 | 0.00025017 | 0 | 0.072356 | 0.04833 | 0 | 0.026503 | -0.25866 | -0.026503 | 0.045854
[9 empty] | 2014-06-21 | 2時 | 0 | 0 | 0 | 0 | 0 | 0 | 0 | 0 | 0 | 0 | 0 | 0 | 0 | 0 | 0 | 0 | 0 | 0 | 0 | 0.024026 | 0.023776 | 0.00025017 | 0 | 0.080156 | 0.05613 | 0 | 0.030758 | -0.3002 | -0.030758 | 0.049398
[9 empty] | 2014-06-21 | 3時 | 0 | 0 | 0 | 0 | 0 | 0 | 0 | 0 | 0 | 0 | 0 | 0 | 0 | 0 | 0 | 0 | 0 | 0 | 0 | 0.024026 | 0.023776 | 0.00025017 | 0 | 0.080156 | 0.05613 | 0 | 0.030758 | -0.3002 | -0.030758 | 0.049398
[9 empty] | 2014-06-21 | 4時 | 0 | 0 | 0 | 0 | 0 | 0 | 0 | 0 | 0 | 0 | 0 | 0 | 0 | 0 | 0 | 0 | 0 | 0 | 0 | 0.024026 | 0.023776 | 0.00025017 | 0 | 0.072356 | 0.04833 | 0 | 0.026503 | -0.25866 | -0.026503 | 0.045854
[9 empty] | 2014-06-21 | 5時 | 0 | 0 | 0 | 0 | 0 | 0 | 0 | 0 | 0 | 0 | 0 | 0 | 0 | 0 | 0 | 0 | 0 | 0 | 0 | 0.024026 | 0.023776 | 0.00025017 | 0 | 0.080156 | 0.05613 | 0 | 0.030758 | -0.3002 | -0.030758 | 0.049398
[9 empty] | 2014-06-21 | 6時 | 0 | 0 | 0 | 0 | 0 | 0 | 0 | 0 | 0 | 0 | 0 | 0 | 0 | 0 | 0 | 0 | 0 | 0 | 0 | 0.03053 | 0.023776 | 0.0067545 | 0.018231 | 0.30998 | 0.26122 | 0 | 0.11377 | -1.1104 | -0.11377 | 0.19621
[9 empty] | 2014-06-21 | 7時 | 0 | 0 | 0 | 0 | 0 | 0 | 0 | 0 | 0 | 0 | 0 | 0 | 0 | 0 | 0 | 0 | 0 | 0 | 0 | 0.024857 | 0.023776 | 0.0010807 | 0.11469 | 0.3877 | 0.24816 | 0 | 0.10272 | -1.0026 | -0.10272 | 0.28498
[9 empty] | 2014-06-21 | 8時 | 0 | 0 | 0 | 0 | 0 | 0 | 0 | 0 | 0 | 0 | 0 | 0 | 0 | 0 | 0 | 0 | 0 | 0 | 0 | 0.024857 | 0.023776 | 0.0010807 | 0.064563 | 0.2343 | 0.14488 | 0 | 0.068939 | -0.67285 | -0.068939 | 0.16536
[9 empty] | 2014-06-21 | 9時 | 0 | 0 | 0 | 0 | 0 | 0 | 0 | 0 | 0 | 0 | 0 | 0 | 0 | 0 | 0 | 0 | 0 | 0 | 0 | 0.024026 | 0.023776 | 0.00025017 | 0.16544 | 0.52635 | 0.33688 | 0 | 0.18278 | -1.7839 | -0.18278 | 0.34357
[9 empty] | 2014-06-21 | 10時 | 0 | 0 | 0 | 0 | 0 | 0 | 0 | 0 | 0 | 0 | 0 | 0 | 0 | 0 | 0 | 0 | 0 | 0 | 0 | 0.024446 | 0.023776 | 0.00067044 | 0.053027 | 0.1258 | 0.04833 | 0 | 0.031391 | -0.30637 | -0.031391 | 0.094413
[9 empty] | 2014-06-21 | 11時 | 0 | 0 | 0 | 0 | 0 | 0 | 0 | 0 | 0 | 0 | 0 | 0 | 0 | 0 | 0 | 0 | 0 | 0 | 0 | 0.024026 | 0.023776 | 0.00025017 | 0.0026381 | 0.082794 | 0.05613 | 0 | 0.030998 | -0.30254 | -0.030998 | 0.051797
[9 empty] | 2014-06-21 | 12時 | 0 | 0 | 0 | 0 | 0 | 0 | 0 | 0 | 0 | 0 | 0 | 0 | 0 | 0 | 0 | 0 | 0 | 0 | 0 | 0.03053 | 0.023776 | 0.0067545 | 0.029502 | 0.33286 | 0.27283 | 0 | 0.1185 | -1.1566 | -0.1185 | 0.21436
[9 empty] | 2014-06-21 | 13時 | 0 | 0 | 0 | 0 | 0 | 0 | 0 | 0 | 0 | 0 | 0 | 0 | 0 | 0 | 0 | 0 | 0 | 0 | 0 | 0.024446 | 0.023776 | 0.00067044 | 0.058042 | 0.13082 | 0.04833 | 0 | 0.031853 | -0.31088 | -0.031853 | 0.098966
[9 empty] | 2014-06-21 | 14時 | 0 | 0 | 0 | 0 | 0 | 0 | 0 | 0 | 0 | 0 | 0 | 0 | 0 | 0 | 0 | 0 | 0 | 0 | 0 | 0.024026 | 0.023776 | 0.00025017 | 0.024487 | 0.10464 | 0.05613 | 0 | 0.032992 | -0.322 | -0.032992 | 0.071651
[9 empty] | 2014-06-21 | 15時 | 0 | 0 | 0 | 0 | 0 | 0 | 0 | 0 | 0 | 0 | 0 | 0 | 0 | 0 | 0 | 0 | 0 | 0 | 0 | 0.024026 | 0.023776 | 0.00025017 | 0 | 0.080156 | 0.05613 | 0 | 0.030758 | -0.3002 | -0.030758 | 0.049398
[9 empty] | 2014-06-21 | 16時 | 0 | 0 | 0 | 0 | 0 | 0 | 0 | 0 | 0 | 0 | 0 | 0 | 0 | 0 | 0 | 0 | 0 | 0 | 0 | 0.024446 | 0.023776 | 0.00067044 | 0.033816 | 0.10659 | 0.04833 | 0 | 0.029636 | -0.28925 | -0.029636 | 0.076957
[9 empty] | 2014-06-21 | 17時 | 0 | 0 | 0 | 0 | 0 | 0 | 0 | 0 | 0 | 0 | 0 | 0 | 0 | 0 | 0 | 0 | 0 | 0 | 0 | 0.024446 | 0.023776 | 0.00067044 | 0.056835 | 0.28621 | 0.20493 | 0 | 0.08341 | -0.81408 | -0.08341 | 0.2028
[9 empty] | 2014-06-21 | 18時 | 0 | 0 | 0 | 0 | 0 | 0 | 0 | 0 | 0 | 0 | 0 | 0 | 0 | 0 | 0 | 0 | 0 | 0 | 0 | 0.036624 | 0.023776 | 0.012849 | 0.066494 | 0.4419 | 0.33878 | 0 | 0.10824 | -1.0564 | -0.10824 | 0.33366
[9 empty] | 2014-06-21 | 19時 | 0 | 0 | 0 | 0 | 0 | 0 | 0 | 0 | 0 | 0 | 0 | 0 | 0 | 0 | 0 | 0 | 0 | 0 | 0 | 0.036624 | 0.023776 | 0.012849 | 0.16307 | 0.33458 | 0.13488 | 0 | 0.097456 | -0.95117 | -0.097456 | 0.23712
[9 empty] | 2014-06-21 | 20時 | 0 | 0 | 0 | 0 | 0 | 0 | 0 | 0 | 0 | 0 | 0 | 0 | 0 | 0 | 0 | 0 | 0 | 0 | 0 | 0.024446 | 0.023776 | 0.00067044 | 0.088224 | 0.24028 | 0.12761 | 0 | 0.050631 | -0.49416 | -0.050631 | 0.18965
[9 empty] | 2014-06-21 | 21時 | 0 | 0 | 0 | 0 | 0 | 0 | 0 | 0 | 0 | 0 | 0 | 0 | 0 | 0 | 0 | 0 | 0 | 0 | 0 | 0.024446 | 0.023776 | 0.00067044 | 0.14284 | 0.35471 | 0.18743 | 0 | 0.082021 | -0.80053 | -0.082021 | 0.27269
[9 empty] | 2014-06-21 | 22時 | 0 | 0 | 0 | 0 | 0 | 0 | 0 | 0 | 0 | 0 | 0 | 0 | 0 | 0 | 0 | 0 | 0 | 0 | 0 | 0.036344 | 0.023776 | 0.012568 | 0.16493 | 0.39307 | 0.19179 | 0 | 0.099389 | -0.97003 | -0.099389 | 0.29368
[9 empty] | 2014-06-21 | 23時 | 0 | 0 | 0 | 0 | 0 | 0 | 0 | 0 | 0 | 0 | 0 | 0 | 0 | 0 | 0 | 0 | 0 | 0 | 0 | 0.037175 | 0.023776 | 0.013399 | 0.17268 | 0.42753 | 0.21768 | 0 | 0.11983 | -1.1695 | -0.11983 | 0.30771
[9 empty] | 2014-06-22 | 0時 | 0 | 0 | 0 | 0 | 0 | 0 | 0 | 0 | 0 | 0 | 0 | 0 | 0 | 0 | 0 | 0 | 0 | 0 | 0 | 0.024026 | 0.023776 | 0.00025017 | 0.045276 | 0.22713 | 0.15783 | 0 | 0.08885 | -0.86718 | -0.08885 | 0.13828
[9 empty] | 2014-06-22 | 1時 | 0 | 0 | 0 | 0 | 0 | 0 | 0 | 0 | 0 | 0 | 0 | 0 | 0 | 0 | 0 | 0 | 0 | 0 | 0 | 0.024026 | 0.023776 | 0.00025017 | 0 | 0.072356 | 0.04833 | 0 | 0.02589 | -0.25269 | -0.02589 | 0.046466
[9 empty] | 2014-06-22 | 2時 | 0 | 0 | 0 | 0 | 0 | 0 | 0 | 0 | 0 | 0 | 0 | 0 | 0 | 0 | 0 | 0 | 0 | 0 | 0 | 0.024026 | 0.023776 | 0.00025017 | 0 | 0.080156 | 0.05613 | 0 | 0.03011 | -0.29388 | -0.03011 | 0.050046
[9 empty] | 2014-06-22 | 3時 | 0 | 0 | 0 | 0 | 0 | 0 | 0 | 0 | 0 | 0 | 0 | 0 | 0 | 0 | 0 | 0 | 0 | 0 | 0 | 0.024026 | 0.023776 | 0.00025017 | 0 | 0.080156 | 0.05613 | 0 | 0.03011 | -0.29388 | -0.03011 | 0.050046
[9 empty] | 2014-06-22 | 4時 | 0 | 0 | 0 | 0 | 0 | 0 | 0 | 0 | 0 | 0 | 0 | 0 | 0 | 0 | 0 | 0 | 0 | 0 | 0 | 0.024026 | 0.023776 | 0.00025017 | 0 | 0.072356 | 0.04833 | 0 | 0.02589 | -0.25269 | -0.02589 | 0.046466
[9 empty] | 2014-06-22 | 5時 | 0 | 0 | 0 | 0 | 0 | 0 | 0 | 0 | 0 | 0 | 0 | 0 | 0 | 0 | 0 | 0 | 0 | 0 | 0 | 0.024026 | 0.023776 | 0.00025017 | 0 | 0.080156 | 0.05613 | 0 | 0.03011 | -0.29388 | -0.03011 | 0.050046
[9 empty] | 2014-06-22 | 6時 | 0 | 0 | 0 | 0 | 0 | 0 | 0 | 0 | 0 | 0 | 0 | 0 | 0 | 0 | 0 | 0 | 0 | 0 | 0 | 0.03053 | 0.023776 | 0.0067545 | 0.018231 | 0.30998 | 0.26122 | 0 | 0.11166 | -1.0898 | -0.11166 | 0.19832
[9 empty] | 2014-06-22 | 7時 | 0 | 0 | 0 | 0 | 0 | 0 | 0 | 0 | 0 | 0 | 0 | 0 | 0 | 0 | 0 | 0 | 0 | 0 | 0 | 0.024857 | 0.023776 | 0.0010807 | 0.11469 | 0.3877 | 0.24816 | 0 | 0.09973 | -0.97336 | -0.09973 | 0.28797
[9 empty] | 2014-06-22 | 8時 | 0 | 0 | 0 | 0 | 0 | 0 | 0 | 0 | 0 | 0 | 0 | 0 | 0 | 0 | 0 | 0 | 0 | 0 | 0 | 0.024857 | 0.023776 | 0.0010807 | 0.064563 | 0.2343 | 0.14488 | 0 | 0.067138 | -0.65527 | -0.067138 | 0.16716
[9 empty] | 2014-06-22 | 9時 | 0 | 0 | 0 | 0 | 0 | 0 | 0 | 0 | 0 | 0 | 0 | 0 | 0 | 0 | 0 | 0 | 0 | 0 | 0 | 0.024026 | 0.023776 | 0.00025017 | 0.16544 | 0.52635 | 0.33688 | 0 | 0.1792 | -1.749 | -0.1792 | 0.34715
[9 empty] | 2014-06-22 | 10時 | 0 | 0 | 0 | 0 | 0 | 0 | 0 | 0 | 0 | 0 | 0 | 0 | 0 | 0 | 0 | 0 | 0 | 0 | 0 | 0.024446 | 0.023776 | 0.00067044 | 0.053027 | 0.1258 | 0.04833 | 0 | 0.030295 | -0.29568 | -0.030295 | 0.095508
[9 empty] | 2014-06-22 | 11時 | 0 | 0 | 0 | 0 | 0 | 0 | 0 | 0 | 0 | 0 | 0 | 0 | 0 | 0 | 0 | 0 | 0 | 0 | 0 | 0.024026 | 0.023776 | 0.00025017 | 0.0026381 | 0.082794 | 0.05613 | 0 | 0.030326 | -0.29598 | -0.030326 | 0.052468
[9 empty] | 2014-06-22 | 12時 | 0 | 0 | 0 | 0 | 0 | 0 | 0 | 0 | 0 | 0 | 0 | 0 | 0 | 0 | 0 | 0 | 0 | 0 | 0 | 0.03053 | 0.023776 | 0.0067545 | 0.029502 | 0.33286 | 0.27283 | 0 | 0.11622 | -1.1343 | -0.11622 | 0.21665
[9 empty] | 2014-06-22 | 13時 | 0 | 0 | 0 | 0 | 0 | 0 | 0 | 0 | 0 | 0 | 0 | 0 | 0 | 0 | 0 | 0 | 0 | 0 | 0 | 0.024446 | 0.023776 | 0.00067044 | 0.058042 | 0.13082 | 0.04833 | 0 | 0.030712 | -0.29975 | -0.030712 | 0.10011
[9 empty] | 2014-06-22 | 14時 | 0 | 0 | 0 | 0 | 0 | 0 | 0 | 0 | 0 | 0 | 0 | 0 | 0 | 0 | 0 | 0 | 0 | 0 | 0 | 0.024026 | 0.023776 | 0.00025017 | 0.024487 | 0.10464 | 0.05613 | 0 | 0.032123 | -0.31352 | -0.032123 | 0.07252
[9 empty] | 2014-06-22 | 15時 | 0 | 0 | 0 | 0 | 0 | 0 | 0 | 0 | 0 | 0 | 0 | 0 | 0 | 0 | 0 | 0 | 0 | 0 | 0 | 0.024026 | 0.023776 | 0.00025017 | 0 | 0.080156 | 0.05613 | 0 | 0.03011 | -0.29388 | -0.03011 | 0.050046
[9 empty] | 2014-06-22 | 16時 | 0 | 0 | 0 | 0 | 0 | 0 | 0 | 0 | 0 | 0 | 0 | 0 | 0 | 0 | 0 | 0 | 0 | 0 | 0 | 0.024446 | 0.023776 | 0.00067044 | 0.033816 | 0.10659 | 0.04833 | 0 | 0.028714 | -0.28025 | -0.028714 | 0.077878
[9 empty] | 2014-06-22 | 17時 | 0 | 0 | 0 | 0 | 0 | 0 | 0 | 0 | 0 | 0 | 0 | 0 | 0 | 0 | 0 | 0 | 0 | 0 | 0 | 0.024446 | 0.023776 | 0.00067044 | 0.056835 | 0.28621 | 0.20493 | 0 | 0.081237 | -0.79287 | -0.081237 | 0.20497
[9 empty] | 2014-06-22 | 18時 | 0 | 0 | 0 | 0 | 0 | 0 | 0 | 0 | 0 | 0 | 0 | 0 | 0 | 0 | 0 | 0 | 0 | 0 | 0 | 0.036624 | 0.023776 | 0.012849 | 0.066494 | 0.4419 | 0.33878 | 0 | 0.10476 | -1.0225 | -0.10476 | 0.33713
[9 empty] | 2014-06-22 | 19時 | 0 | 0 | 0 | 0 | 0 | 0 | 0 | 0 | 0 | 0 | 0 | 0 | 0 | 0 | 0 | 0 | 0 | 0 | 0 | 0.036624 | 0.023776 | 0.012849 | 0.16307 | 0.33458 | 0.13488 | 0 | 0.092807 | -0.9058 | -0.092807 | 0.24177
[9 empty] | 2014-06-22 | 20時 | 0 | 0 | 0 | 0 | 0 | 0 | 0 | 0 | 0 | 0 | 0 | 0 | 0 | 0 | 0 | 0 | 0 | 0 | 0 | 0.024446 | 0.023776 | 0.00067044 | 0.088224 | 0.24028 | 0.12761 | 0 | 0.048588 | -0.47422 | -0.048588 | 0.19169
[9 empty] | 2014-06-22 | 21時 | 0 | 0 | 0 | 0 | 0 | 0 | 0 | 0 | 0 | 0 | 0 | 0 | 0 | 0 | 0 | 0 | 0 | 0 | 0 | 0.024446 | 0.023776 | 0.00067044 | 0.14284 | 0.35471 | 0.18743 | 0 | 0.079152 | -0.77253 | -0.079152 | 0.27556
[9 empty] | 2014-06-22 | 22時 | 0 | 0 | 0 | 0 | 0 | 0 | 0 | 0 | 0 | 0 | 0 | 0 | 0 | 0 | 0 | 0 | 0 | 0 | 0 | 0.036344 | 0.023776 | 0.012568 | 0.16493 | 0.39307 | 0.19179 | 0 | 0.096311 | -0.94 | -0.096311 | 0.29676
[9 empty] | 2014-06-22 | 23時 | 0 | 0 | 0 | 0 | 0 | 0 | 0 | 0 | 0 | 0 | 0 | 0 | 0 | 0 | 0 | 0 | 0 | 0 | 0 | 0.037175 | 0.023776 | 0.013399 | 0.17268 | 0.42753 | 0.21768 | 0 | 0.11661 | -1.1381 | -0.11661 | 0.31092
[9 empty] | 2014-06-23 | 0時 | 0 | 0 | 0 | 0 | 0 | 0 | 0 | 0 | 0 | 0 | 0 | 0 | 0 | 0 | 0 | 0 | 0 | 0 | 0 | 0.024026 | 0.023776 | 0.00025017 | 0.045276 | 0.22713 | 0.15783 | 0 | 0.088057 | -0.85944 | -0.088057 | 0.13908
[9 empty] | 2014-06-23 | 1時 | 0 | 0 | 0 | 0 | 0 | 0 | 0 | 0 | 0 | 0 | 0 | 0 | 0 | 0 | 0 | 0 | 0 | 0 | 0 | 0.024026 | 0.023776 | 0.00025017 | 0 | 0.072356 | 0.04833 | 0 | 0.02557 | -0.24956 | -0.02557 | 0.046786
[9 empty] | 2014-06-23 | 2時 | 0 | 0 | 0 | 0 | 0 | 0 | 0 | 0 | 0 | 0 | 0 | 0 | 0 | 0 | 0 | 0 | 0 | 0 | 0 | 0.024026 | 0.023776 | 0.00025017 | 0 | 0.080156 | 0.05613 | 0 | 0.029772 | -0.29057 | -0.029772 | 0.050385
[9 empty] | 2014-06-23 | 3時 | 0 | 0 | 0 | 0 | 0 | 0 | 0 | 0 | 0 | 0 | 0 | 0 | 0 | 0 | 0 | 0 | 0 | 0 | 0 | 0.024026 | 0.023776 | 0.00025017 | 0 | 0.080156 | 0.05613 | 0 | 0.029772 | -0.29057 | -0.029772 | 0.050385
[9 empty] | 2014-06-23 | 4時 | 0 | 0 | 0 | 0 | 0 | 0 | 0 | 0 | 0 | 0 | 0 | 0 | 0 | 0 | 0 | 0 | 0 | 0 | 0 | 0.024026 | 0.023776 | 0.00025017 | 0 | 0.072356 | 0.04833 | 0 | 0.02557 | -0.24956 | -0.02557 | 0.046786
[9 empty] | 2014-06-23 | 5時 | 0 | 0 | 0 | 0 | 0 | 0 | 0 | 0 | 0 | 0 | 0 | 0 | 0 | 0 | 0 | 0 | 0 | 0 | 0 | 0.024026 | 0.023776 | 0.00025017 | 0 | 0.080156 | 0.05613 | 0 | 0.029772 | -0.29057 | -0.029772 | 0.050385
[9 empty] | 2014-06-23 | 6時 | 0 | 0 | 0 | 0 | 0 | 0 | 0 | 0 | 0 | 0 | 0 | 0 | 0 | 0 | 0 | 0 | 0 | 0 | 0 | 0.03053 | 0.023776 | 0.0067545 | 0.018231 | 0.30998 | 0.26122 | 0 | 0.11056 | -1.079 | -0.11056 | 0.19942
[9 empty] | 2014-06-23 | 7時 | 0 | 0 | 0 | 0 | 0 | 0 | 0 | 0 | 0 | 0 | 0 | 0 | 0 | 0 | 0 | 0 | 0 | 0 | 0 | 0.024857 | 0.023776 | 0.0010807 | 0.11469 | 0.3877 | 0.24816 | 0 | 0.098166 | -0.9581 | -0.098166 | 0.28954
[9 empty] | 2014-06-23 | 8時 | 0 | 0 | 0 | 0 | 0 | 0 | 0 | 0 | 0 | 0 | 0 | 0 | 0 | 0 | 0 | 0 | 0 | 0 | 0 | 0.024857 | 0.023776 | 0.0010807 | 0.064563 | 0.2343 | 0.14488 | 0 | 0.066197 | -0.64608 | -0.066197 | 0.1681
[9 empty] | 2014-06-23 | 9時 | 0 | 0 | 0 | 0 | 0 | 0 | 0 | 0 | 0 | 0 | 0 | 0 | 0 | 0 | 0 | 0 | 0 | 0 | 0 | 0.024026 | 0.023776 | 0.00025017 | 0.16544 | 0.52635 | 0.33688 | 0 | 0.17733 | -1.7308 | -0.17733 | 0.34901
[9 empty] | 2014-06-23 | 10時 | 0 | 0 | 0 | 0 | 0 | 0 | 0 | 0 | 0 | 0 | 0 | 0 | 0 | 0 | 0 | 0 | 0 | 0 | 0 | 0.024446 | 0.023776 | 0.00067044 | 0.053027 | 0.1258 | 0.04833 | 0 | 0.029723 | -0.29009 | -0.029723 | 0.096081
[9 empty] | 2014-06-23 | 11時 | 0 | 0 | 0 | 0 | 0 | 0 | 0 | 0 | 0 | 0 | 0 | 0 | 0 | 0 | 0 | 0 | 0 | 0 | 0 | 0.024026 | 0.023776 | 0.00025017 | 0.0026381 | 0.082794 | 0.05613 | 0 | 0.029975 | -0.29256 | -0.029975 | 0.052819
[9 empty] | 2014-06-23 | 12時 | 0 | 0 | 0 | 0 | 0 | 0 | 0 | 0 | 0 | 0 | 0 | 0 | 0 | 0 | 0 | 0 | 0 | 0 | 0 | 0.03053 | 0.023776 | 0.0067545 | 0.029502 | 0.33286 | 0.27283 | 0 | 0.11502 | -1.1226 | -0.11502 | 0.21784
[9 empty] | 2014-06-23 | 13時 | 0 | 0 | 0 | 0 | 0 | 0 | 0 | 0 | 0 | 0 | 0 | 0 | 0 | 0 | 0 | 0 | 0 | 0 | 0 | 0.024446 | 0.023776 | 0.00067044 | 0.058042 | 0.13082 | 0.04833 | 0 | 0.030116 | -0.29393 | -0.030116 | 0.1007
[9 empty] | 2014-06-23 | 14時 | 0 | 0 | 0 | 0 | 0 | 0 | 0 | 0 | 0 | 0 | 0 | 0 | 0 | 0 | 0 | 0 | 0 | 0 | 0 | 0.024026 | 0.023776 | 0.00025017 | 0.024487 | 0.10464 | 0.05613 | 0 | 0.031669 | -0.30909 | -0.031669 | 0.072975
[9 empty] | 2014-06-23 | 15時 | 0 | 0 | 0 | 0 | 0 | 0 | 0 | 0 | 0 | 0 | 0 | 0 | 0 | 0 | 0 | 0 | 0 | 0 | 0 | 0.024026 | 0.023776 | 0.00025017 | 0 | 0.080156 | 0.05613 | 0 | 0.029772 | -0.29057 | -0.029772 | 0.050385
[9 empty] | 2014-06-23 | 16時 | 0 | 0 | 0 | 0 | 0 | 0 | 0 | 0 | 0 | 0 | 0 | 0 | 0 | 0 | 0 | 0 | 0 | 0 | 0 | 0.024446 | 0.023776 | 0.00067044 | 0.033816 | 0.10659 | 0.04833 | 0 | 0.028233 | -0.27555 | -0.028233 | 0.07836
[9 empty] | 2014-06-23 | 17時 | 0 | 0 | 0 | 0 | 0 | 0 | 0 | 0 | 0 | 0 | 0 | 0 | 0 | 0 | 0 | 0 | 0 | 0 | 0 | 0.024446 | 0.023776 | 0.00067044 | 0.056835 | 0.28621 | 0.20493 | 0 | 0.0801 | -0.78178 | -0.0801 | 0.20611
[9 empty] | 2014-06-23 | 18時 | 0 | 0 | 0 | 0 | 0 | 0 | 0 | 0 | 0 | 0 | 0 | 0 | 0 | 0 | 0 | 0 | 0 | 0 | 0 | 0.036624 | 0.023776 | 0.012849 | 0.066494 | 0.4419 | 0.33878 | 0 | 0.10294 | -1.0047 | -0.10294 | 0.33895
[9 empty] | 2014-06-23 | 19時 | 0 | 0 | 0 | 0 | 0 | 0 | 0 | 0 | 0 | 0 | 0 | 0 | 0 | 0 | 0 | 0 | 0 | 0 | 0 | 0.036624 | 0.023776 | 0.012849 | 0.16307 | 0.33458 | 0.13488 | 0 | 0.090133 | -0.8797 | -0.090133 | 0.24444
[9 empty] | 2014-06-23 | 20時 | 0 | 0 | 0 | 0 | 0 | 0 | 0 | 0 | 0 | 0 | 0 | 0 | 0 | 0 | 0 | 0 | 0 | 0 | 0 | 0.024446 | 0.023776 | 0.00067044 | 0.088224 | 0.24028 | 0.12761 | 0 | 0.04752 | -0.4638 | -0.04752 | 0.19276
[9 empty] | 2014-06-23 | 21時 | 0 | 0 | 0 | 0 | 0 | 0 | 0 | 0 | 0 | 0 | 0 | 0 | 0 | 0 | 0 | 0 | 0 | 0 | 0 | 0.024446 | 0.023776 | 0.00067044 | 0.14284 | 0.35471 | 0.18743 | 0 | 0.077653 | -0.75789 | -0.077653 | 0.27706
[9 empty] | 2014-06-23 | 22時 | 0 | 0 | 0 | 0 | 0 | 0 | 0 | 0 | 0 | 0 | 0 | 0 | 0 | 0 | 0 | 0 | 0 | 0 | 0 | 0.036344 | 0.023776 | 0.012568 | 0.16493 | 0.39307 | 0.19179 | 0 | 0.094702 | -0.92429 | -0.094702 | 0.29837
[9 empty] | 2014-06-23 | 23時 | 0 | 0 | 0 | 0 | 0 | 0 | 0 | 0 | 0 | 0 | 0 | 0 | 0 | 0 | 0 | 0 | 0 | 0 | 0 | 0.037175 | 0.023776 | 0.013399 | 0.17268 | 0.42753 | 0.21768 | 0 | 0.11493 | -1.1217 | -0.11493 | 0.31261
[9 empty] | 2014-06-24 | 0時 | 0 | 0 | 0 | 0 | 0 | 0 | 0 | 0 | 0 | 0 | 0 | 0 | 0 | 0 | 0 | 0 | 0 | 0 | 0 | 0.024026 | 0.023776 | 0.00025017 | 0 | 0.18186 | 0.15783 | 0 | 0.092784 | -0.90557 | -0.092784 | 0.089072
[9 empty] | 2014-06-24 | 1時 | 0 | 0 | 0 | 0 | 0 | 0 | 0 | 0 | 0 | 0 | 0 | 0 | 0 | 0 | 0 | 0 | 0 | 0 | 0 | 0.024026 | 0.023776 | 0.00025017 | 0 | 0.072356 | 0.04833 | 0 | 0.03012 | -0.29397 | -0.03012 | 0.042236
[9 empty] | 2014-06-24 | 2時 | 0 | 0 | 0 | 0 | 0 | 0 | 0 | 0 | 0 | 0 | 0 | 0 | 0 | 0 | 0 | 0 | 0 | 0 | 0 | 0.024026 | 0.023776 | 0.00025017 | 0 | 0.080156 | 0.05613 | 0 | 0.034584 | -0.33754 | -0.034584 | 0.045573
[9 empty] | 2014-06-24 | 3時 | 0 | 0 | 0 | 0 | 0 | 0 | 0 | 0 | 0 | 0 | 0 | 0 | 0 | 0 | 0 | 0 | 0 | 0 | 0 | 0.024026 | 0.023776 | 0.00025017 | 0 | 0.080156 | 0.05613 | 0 | 0.034584 | -0.33754 | -0.034584 | 0.045573
[9 empty] | 2014-06-24 | 4時 | 0 | 0 | 0 | 0 | 0 | 0 | 0 | 0 | 0 | 0 | 0 | 0 | 0 | 0 | 0 | 0 | 0 | 0 | 0 | 0.024026 | 0.023776 | 0.00025017 | 0 | 0.072356 | 0.04833 | 0 | 0.03012 | -0.29397 | -0.03012 | 0.042236
[9 empty] | 2014-06-24 | 5時 | 0 | 0 | 0 | 0 | 0 | 0 | 0 | 0 | 0 | 0 | 0 | 0 | 0 | 0 | 0 | 0 | 0 | 0 | 0 | 0.024026 | 0.023776 | 0.00025017 | 0 | 0.080156 | 0.05613 | 0 | 0.034584 | -0.33754 | -0.034584 | 0.045573
[9 empty] | 2014-06-24 | 6時 | 0 | 0 | 0 | 0 | 0 | 0 | 0 | 0 | 0 | 0 | 0 | 0 | 0 | 0 | 0 | 0 | 0 | 0 | 0 | 0.024026 | 0.023776 | 0.00025017 | 0 | 0.080156 | 0.05613 | 0 | 0.034584 | -0.33754 | -0.034584 | 0.045573
[9 empty] | 2014-06-24 | 7時 | 0 | 0 | 0 | 0 | 0 | 0 | 0 | 0 | 0 | 0 | 0 | 0 | 0 | 0 | 0 | 0 | 0 | 0 | 0 | 0.024857 | 0.023776 | 0.0010807 | 0.023666 | 0.23404 | 0.18552 | 0 | 0.082863 | -0.80874 | -0.082863 | 0.15118
[9 empty] | 2014-06-24 | 8時 | 0 | 0 | 0 | 0 | 0 | 0 | 0 | 0 | 0 | 0 | 0 | 0 | 0 | 0 | 0 | 0 | 0 | 0 | 0 | 0.031371 | 0.023776 | 0.0075951 | 0.11401 | 0.4267 | 0.28132 | 0 | 0.15298 | -1.4931 | -0.15298 | 0.27371
[9 empty] | 2014-06-24 | 9時 | 0 | 0 | 0 | 0 | 0 | 0 | 0 | 0 | 0 | 0 | 0 | 0 | 0 | 0 | 0 | 0 | 0 | 0 | 0 | 0.024446 | 0.023776 | 0.00067044 | 0.22373 | 0.50028 | 0.2521 | 0 | 0.15704 | -1.5327 | -0.15704 | 0.34324
[9 empty] | 2014-06-24 | 10時 | 0 | 0 | 0 | 0 | 0 | 0 | 0 | 0 | 0 | 0 | 0 | 0 | 0 | 0 | 0 | 0 | 0 | 0 | 0 | 0.024857 | 0.023776 | 0.0010807 | 0.18888 | 0.44125 | 0.22751 | 0 | 0.13335 | -1.3015 | -0.13335 | 0.30789
[9 empty] | 2014-06-24 | 11時 | 0 | 0 | 0 | 0 | 0 | 0 | 0 | 0 | 0 | 0 | 0 | 0 | 0 | 0 | 0 | 0 | 0 | 0 | 0 | 0.024446 | 0.023776 | 0.00067044 | 0.17015 | 0.4299 | 0.23531 | 0 | 0.13741 | -1.3411 | -0.13741 | 0.29249
[9 empty] | 2014-06-24 | 12時 | 0 | 0 | 0 | 0 | 0 | 0 | 0 | 0 | 0 | 0 | 0 | 0 | 0 | 0 | 0 | 0 | 0 | 0 | 0 | 0.03053 | 0.023776 | 0.0067545 | 0.15008 | 0.45344 | 0.27283 | 0 | 0.14947 | -1.4588 | -0.14947 | 0.30398
[9 empty] | 2014-06-24 | 13時 | 0 | 0 | 0 | 0 | 0 | 0 | 0 | 0 | 0 | 0 | 0 | 0 | 0 | 0 | 0 | 0 | 0 | 0 | 0 | 0.024446 | 0.023776 | 0.00067044 | 0.093998 | 0.16677 | 0.04833 | 0 | 0.04379 | -0.42739 | -0.04379 | 0.12299
[9 empty] | 2014-06-24 | 14時 | 0 | 0 | 0 | 0 | 0 | 0 | 0 | 0 | 0 | 0 | 0 | 0 | 0 | 0 | 0 | 0 | 0 | 0 | 0 | 0.024026 | 0.023776 | 0.00025017 | 0 | 0.080156 | 0.05613 | 0 | 0.034584 | -0.33754 | -0.034584 | 0.045573
[9 empty] | 2014-06-24 | 15時 | 0 | 0 | 0 | 0 | 0 | 0 | 0 | 0 | 0 | 0 | 0 | 0 | 0 | 0 | 0 | 0 | 0 | 0 | 0 | 0.024026 | 0.023776 | 0.00025017 | 0 | 0.080156 | 0.05613 | 0 | 0.034584 | -0.33754 | -0.034584 | 0.045573
[9 empty] | 2014-06-24 | 16時 | 0 | 0 | 0 | 0 | 0 | 0 | 0 | 0 | 0 | 0 | 0 | 0 | 0 | 0 | 0 | 0 | 0 | 0 | 0 | 0.024857 | 0.023776 | 0.0010807 | 0.070329 | 0.37035 | 0.27516 | 0 | 0.064668 | -0.63116 | -0.064668 | 0.30568
[9 empty] | 2014-06-24 | 17時 | 0 | 0 | 0 | 0 | 0 | 0 | 0 | 0 | 0 | 0 | 0 | 0 | 0 | 0 | 0 | 0 | 0 | 0 | 0 | 0.036624 | 0.023776 | 0.012849 | 0.13006 | 0.44491 | 0.27822 | 0 | 0.089461 | -0.87314 | -0.089461 | 0.35545
[9 empty] | 2014-06-24 | 18時 | 0 | 0 | 0 | 0 | 0 | 0 | 0 | 0 | 0 | 0 | 0 | 0 | 0 | 0 | 0 | 0 | 0 | 0 | 0 | 0.036624 | 0.023776 | 0.012849 | 0.15964 | 0.41407 | 0.21781 | 0 | 0.063749 | -0.62219 | -0.063749 | 0.35033
[9 empty] | 2014-06-24 | 19時 | 0 | 0 | 0 | 0 | 0 | 0 | 0 | 0 | 0 | 0 | 0 | 0 | 0 | 0 | 0 | 0 | 0 | 0 | 0 | 0.024026 | 0.023776 | 0.00025017 | 0.067685 | 0.2273 | 0.13559 | 0 | 0.091381 | -0.89188 | -0.091381 | 0.13592
[9 empty] | 2014-06-24 | 20時 | 0 | 0 | 0 | 0 | 0 | 0 | 0 | 0 | 0 | 0 | 0 | 0 | 0 | 0 | 0 | 0 | 0 | 0 | 0 | 0.024446 | 0.023776 | 0.00067044 | 0.14104 | 0.29311 | 0.12762 | 0 | 0.066882 | -0.65277 | -0.066882 | 0.22622
[9 empty] | 2014-06-24 | 21時 | 0 | 0 | 0 | 0 | 0 | 0 | 0 | 0 | 0 | 0 | 0 | 0 | 0 | 0 | 0 | 0 | 0 | 0 | 0 | 0.036344 | 0.023776 | 0.012568 | 0.16291 | 0.4405 | 0.24124 | 0 | 0.13084 | -1.277 | -0.13084 | 0.30965
[9 empty] | 2014-06-24 | 22時 | 0 | 0 | 0 | 0 | 0 | 0 | 0 | 0 | 0 | 0 | 0 | 0 | 0 | 0 | 0 | 0 | 0 | 0 | 0 | 0.036764 | 0.023776 | 0.012989 | 0.16493 | 0.38136 | 0.17966 | 0 | 0.089122 | -0.86983 | -0.089122 | 0.29223
[9 empty] | 2014-06-24 | 23時 | 0 | 0 | 0 | 0 | 0 | 0 | 0 | 0 | 0 | 0 | 0 | 0 | 0 | 0 | 0 | 0 | 0 | 0 | 0 | 0.03039 | 0.023776 | 0.0066144 | 0.1312 | 0.31942 | 0.15783 | 0 | 0.11267 | -1.0997 | -0.11267 | 0.20675
[9 empty] | 2014-06-25 | 0時 | 0 | 0 | 0 | 0 | 0 | 0 | 0 | 0 | 0 | 0 | 0 | 0 | 0 | 0 | 0 | 0 | 0 | 0 | 0 | 0.024026 | 0.023776 | 0.00025017 | 0 | 0.18186 | 0.15783 | 0 | 0.099642 | -0.9725 | -0.099642 | 0.082215
[9 empty] | 2014-06-25 | 1時 | 0 | 0 | 0 | 0 | 0 | 0 | 0 | 0 | 0 | 0 | 0 | 0 | 0 | 0 | 0 | 0 | 0 | 0 | 0 | 0.024026 | 0.023776 | 0.00025017 | 0 | 0.072356 | 0.04833 | 0 | 0.033912 | -0.33098 | -0.033912 | 0.038444
[9 empty] | 2014-06-25 | 2時 | 0 | 0 | 0 | 0 | 0 | 0 | 0 | 0 | 0 | 0 | 0 | 0 | 0 | 0 | 0 | 0 | 0 | 0 | 0 | 0.024026 | 0.023776 | 0.00025017 | 0 | 0.080156 | 0.05613 | 0 | 0.038594 | -0.37668 | -0.038594 | 0.041562
[9 empty] | 2014-06-25 | 3時 | 0 | 0 | 0 | 0 | 0 | 0 | 0 | 0 | 0 | 0 | 0 | 0 | 0 | 0 | 0 | 0 | 0 | 0 | 0 | 0.024026 | 0.023776 | 0.00025017 | 0 | 0.080156 | 0.05613 | 0 | 0.038594 | -0.37668 | -0.038594 | 0.041562
[9 empty] | 2014-06-25 | 4時 | 0 | 0 | 0 | 0 | 0 | 0 | 0 | 0 | 0 | 0 | 0 | 0 | 0 | 0 | 0 | 0 | 0 | 0 | 0 | 0.024026 | 0.023776 | 0.00025017 | 0 | 0.072356 | 0.04833 | 0 | 0.033912 | -0.33098 | -0.033912 | 0.038444
[9 empty] | 2014-06-25 | 5時 | 0 | 0 | 0 | 0 | 0 | 0 | 0 | 0 | 0 | 0 | 0 | 0 | 0 | 0 | 0 | 0 | 0 | 0 | 0 | 0.024026 | 0.023776 | 0.00025017 | 0 | 0.080156 | 0.05613 | 0 | 0.038594 | -0.37668 | -0.038594 | 0.041562
[9 empty] | 2014-06-25 | 6時 | 0 | 0 | 0 | 0 | 0 | 0 | 0 | 0 | 0 | 0 | 0 | 0 | 0 | 0 | 0 | 0 | 0 | 0 | 0 | 0.024446 | 0.023776 | 0.00067044 | 0.018231 | 0.15865 | 0.11597 | 0 | 0.066321 | -0.6473 | -0.066321 | 0.092325
[9 empty] | 2014-06-25 | 7時 | 0 | 0 | 0 | 0 | 0 | 0 | 0 | 0 | 0 | 0 | 0 | 0 | 0 | 0 | 0 | 0 | 0 | 0 | 0 | 0.024446 | 0.023776 | 0.00067044 | 0.054439 | 0.34926 | 0.27038 | 0 | 0.16397 | -1.6003 | -0.16397 | 0.1853
[9 empty] | 2014-06-25 | 8時 | 0 | 0 | 0 | 0 | 0 | 0 | 0 | 0 | 0 | 0 | 0 | 0 | 0 | 0 | 0 | 0 | 0 | 0 | 0 | 0.037875 | 0.023776 | 0.014099 | 0.13781 | 0.50836 | 0.33267 | 0 | 0.19339 | -1.8875 | -0.19339 | 0.31497
[9 empty] | 2014-06-25 | 9時 | 0 | 0 | 0 | 0 | 0 | 0 | 0 | 0 | 0 | 0 | 0 | 0 | 0 | 0 | 0 | 0 | 0 | 0 | 0 | 0.024026 | 0.023776 | 0.00025017 | 0.072039 | 0.15219 | 0.05613 | 0 | 0.053052 | -0.51778 | -0.053052 | 0.099143
[9 empty] | 2014-06-25 | 10時 | 0 | 0 | 0 | 0 | 0 | 0 | 0 | 0 | 0 | 0 | 0 | 0 | 0 | 0 | 0 | 0 | 0 | 0 | 0 | 0.024026 | 0.023776 | 0.00025017 | 0 | 0.072356 | 0.04833 | 0 | 0.033912 | -0.33098 | -0.033912 | 0.038444
[9 empty] | 2014-06-25 | 11時 | 0 | 0 | 0 | 0 | 0 | 0 | 0 | 0 | 0 | 0 | 0 | 0 | 0 | 0 | 0 | 0 | 0 | 0 | 0 | 0.024026 | 0.023776 | 0.00025017 | 0 | 0.080156 | 0.05613 | 0 | 0.038594 | -0.37668 | -0.038594 | 0.041562
[9 empty] | 2014-06-25 | 12時 | 0 | 0 | 0 | 0 | 0 | 0 | 0 | 0 | 0 | 0 | 0 | 0 | 0 | 0 | 0 | 0 | 0 | 0 | 0 | 0.024026 | 0.023776 | 0.00025017 | 0 | 0.080156 | 0.05613 | 0 | 0.038594 | -0.37668 | -0.038594 | 0.041562
[9 empty] | 2014-06-25 | 13時 | 0 | 0 | 0 | 0 | 0 | 0 | 0 | 0 | 0 | 0 | 0 | 0 | 0 | 0 | 0 | 0 | 0 | 0 | 0 | 0.024026 | 0.023776 | 0.00025017 | 0 | 0.072356 | 0.04833 | 0 | 0.033912 | -0.33098 | -0.033912 | 0.038444
[9 empty] | 2014-06-25 | 14時 | 0 | 0 | 0 | 0 | 0 | 0 | 0 | 0 | 0 | 0 | 0 | 0 | 0 | 0 | 0 | 0 | 0 | 0 | 0 | 0.024026 | 0.023776 | 0.00025017 | 0 | 0.080156 | 0.05613 | 0 | 0.038594 | -0.37668 | -0.038594 | 0.041562
[9 empty] | 2014-06-25 | 15時 | 0 | 0 | 0 | 0 | 0 | 0 | 0 | 0 | 0 | 0 | 0 | 0 | 0 | 0 | 0 | 0 | 0 | 0 | 0 | 0.024026 | 0.023776 | 0.00025017 | 0 | 0.080156 | 0.05613 | 0 | 0.038594 | -0.37668 | -0.038594 | 0.041562
[9 empty] | 2014-06-25 | 16時 | 0 | 0 | 0 | 0 | 0 | 0 | 0 | 0 | 0 | 0 | 0 | 0 | 0 | 0 | 0 | 0 | 0 | 0 | 0 | 0.024026 | 0.023776 | 0.00025017 | 0 | 0.072356 | 0.04833 | 0 | 0.033912 | -0.33098 | -0.033912 | 0.038444
[9 empty] | 2014-06-25 | 17時 | 0 | 0 | 0 | 0 | 0 | 0 | 0 | 0 | 0 | 0 | 0 | 0 | 0 | 0 | 0 | 0 | 0 | 0 | 0 | 0.024026 | 0.023776 | 0.00025017 | 0 | 0.080156 | 0.05613 | 0 | 0.038594 | -0.37668 | -0.038594 | 0.041562
[9 empty] | 2014-06-25 | 18時 | 0 | 0 | 0 | 0 | 0 | 0 | 0 | 0 | 0 | 0 | 0 | 0 | 0 | 0 | 0 | 0 | 0 | 0 | 0 | 0.024026 | 0.023776 | 0.00025017 | 0 | 0.080156 | 0.05613 | 0 | 0.038594 | -0.37668 | -0.038594 | 0.041562
[9 empty] | 2014-06-25 | 19時 | 0 | 0 | 0 | 0 | 0 | 0 | 0 | 0 | 0 | 0 | 0 | 0 | 0 | 0 | 0 | 0 | 0 | 0 | 0 | 0.024026 | 0.023776 | 0.00025017 | 0 | 0.072356 | 0.04833 | 0 | 0.033912 | -0.33098 | -0.033912 | 0.038444
[9 empty] | 2014-06-25 | 20時 | 0 | 0 | 0 | 0 | 0 | 0 | 0 | 0 | 0 | 0 | 0 | 0 | 0 | 0 | 0 | 0 | 0 | 0 | 0 | 0.024857 | 0.023776 | 0.0010807 | 0.035316 | 0.26512 | 0.20494 | 0 | 0.041524 | -0.40527 | -0.041524 | 0.22359
[9 empty] | 2014-06-25 | 21時 | 0 | 0 | 0 | 0 | 0 | 0 | 0 | 0 | 0 | 0 | 0 | 0 | 0 | 0 | 0 | 0 | 0 | 0 | 0 | 0.024446 | 0.023776 | 0.00067044 | 0.091389 | 0.35706 | 0.24122 | 0 | 0.096133 | -0.93826 | -0.096133 | 0.26092
[9 empty] | 2014-06-25 | 22時 | 0 | 0 | 0 | 0 | 0 | 0 | 0 | 0 | 0 | 0 | 0 | 0 | 0 | 0 | 0 | 0 | 0 | 0 | 0 | 0.030811 | 0.023776 | 0.0070347 | 0.16493 | 0.2469 | 0.051159 | 0 | 0.061518 | -0.60042 | -0.061518 | 0.18538
[9 empty] | 2014-06-25 | 23時 | 0 | 0 | 0 | 0 | 0 | 0 | 0 | 0 | 0 | 0 | 0 | 0 | 0 | 0 | 0 | 0 | 0 | 0 | 0 | 0.036344 | 0.023776 | 0.012568 | 0.13218 | 0.38619 | 0.21767 | 0 | 0.15261 | -1.4895 | -0.15261 | 0.23358
[9 empty] | 2014-06-26 | 0時 | 0 | 0 | 0 | 0 | 0 | 0 | 0 | 0 | 0 | 0 | 0 | 0 | 0 | 0 | 0 | 0 | 0 | 0 | 0 | 0.024026 | 0.023776 | 0.00025017 | 0.045276 | 0.22713 | 0.15783 | 0 | 0.088269 | -0.8615 | -0.088269 | 0.13886
[9 empty] | 2014-06-26 | 1時 | 0 | 0 | 0 | 0 | 0 | 0 | 0 | 0 | 0 | 0 | 0 | 0 | 0 | 0 | 0 | 0 | 0 | 0 | 0 | 0.024026 | 0.023776 | 0.00025017 | 0 | 0.072356 | 0.04833 | 0 | 0.025655 | -0.2504 | -0.025655 | 0.046701
[9 empty] | 2014-06-26 | 2時 | 0 | 0 | 0 | 0 | 0 | 0 | 0 | 0 | 0 | 0 | 0 | 0 | 0 | 0 | 0 | 0 | 0 | 0 | 0 | 0.024026 | 0.023776 | 0.00025017 | 0 | 0.080156 | 0.05613 | 0 | 0.029862 | -0.29145 | -0.029862 | 0.050294
[9 empty] | 2014-06-26 | 3時 | 0 | 0 | 0 | 0 | 0 | 0 | 0 | 0 | 0 | 0 | 0 | 0 | 0 | 0 | 0 | 0 | 0 | 0 | 0 | 0.024026 | 0.023776 | 0.00025017 | 0 | 0.080156 | 0.05613 | 0 | 0.029862 | -0.29145 | -0.029862 | 0.050294
[9 empty] | 2014-06-26 | 4時 | 0 | 0 | 0 | 0 | 0 | 0 | 0 | 0 | 0 | 0 | 0 | 0 | 0 | 0 | 0 | 0 | 0 | 0 | 0 | 0.024026 | 0.023776 | 0.00025017 | 0 | 0.072356 | 0.04833 | 0 | 0.025655 | -0.2504 | -0.025655 | 0.046701
[9 empty] | 2014-06-26 | 5時 | 0 | 0 | 0 | 0 | 0 | 0 | 0 | 0 | 0 | 0 | 0 | 0 | 0 | 0 | 0 | 0 | 0 | 0 | 0 | 0.024026 | 0.023776 | 0.00025017 | 0 | 0.080156 | 0.05613 | 0 | 0.029862 | -0.29145 | -0.029862 | 0.050294
[9 empty] | 2014-06-26 | 6時 | 0 | 0 | 0 | 0 | 0 | 0 | 0 | 0 | 0 | 0 | 0 | 0 | 0 | 0 | 0 | 0 | 0 | 0 | 0 | 0.03053 | 0.023776 | 0.0067545 | 0.018231 | 0.30998 | 0.26122 | 0 | 0.11085 | -1.0819 | -0.11085 | 0.19913
[9 empty] | 2014-06-26 | 7時 | 0 | 0 | 0 | 0 | 0 | 0 | 0 | 0 | 0 | 0 | 0 | 0 | 0 | 0 | 0 | 0 | 0 | 0 | 0 | 0.024857 | 0.023776 | 0.0010807 | 0.11469 | 0.3877 | 0.24816 | 0 | 0.098583 | -0.96217 | -0.098583 | 0.28912
[9 empty] | 2014-06-26 | 8時 | 0 | 0 | 0 | 0 | 0 | 0 | 0 | 0 | 0 | 0 | 0 | 0 | 0 | 0 | 0 | 0 | 0 | 0 | 0 | 0.024857 | 0.023776 | 0.0010807 | 0.064563 | 0.2343 | 0.14488 | 0 | 0.066448 | -0.64853 | -0.066448 | 0.16785
[9 empty] | 2014-06-26 | 9時 | 0 | 0 | 0 | 0 | 0 | 0 | 0 | 0 | 0 | 0 | 0 | 0 | 0 | 0 | 0 | 0 | 0 | 0 | 0 | 0.024026 | 0.023776 | 0.00025017 | 0.16544 | 0.52635 | 0.33688 | 0 | 0.17783 | -1.7356 | -0.17783 | 0.34852
[9 empty] | 2014-06-26 | 10時 | 0 | 0 | 0 | 0 | 0 | 0 | 0 | 0 | 0 | 0 | 0 | 0 | 0 | 0 | 0 | 0 | 0 | 0 | 0 | 0.024446 | 0.023776 | 0.00067044 | 0.053027 | 0.1258 | 0.04833 | 0 | 0.029876 | -0.29159 | -0.029876 | 0.095928
[9 empty] | 2014-06-26 | 11時 | 0 | 0 | 0 | 0 | 0 | 0 | 0 | 0 | 0 | 0 | 0 | 0 | 0 | 0 | 0 | 0 | 0 | 0 | 0 | 0.024026 | 0.023776 | 0.00025017 | 0.0026381 | 0.082794 | 0.05613 | 0 | 0.030069 | -0.29347 | -0.030069 | 0.052726
[9 empty] | 2014-06-26 | 12時 | 0 | 0 | 0 | 0 | 0 | 0 | 0 | 0 | 0 | 0 | 0 | 0 | 0 | 0 | 0 | 0 | 0 | 0 | 0 | 0.03053 | 0.023776 | 0.0067545 | 0.029502 | 0.33286 | 0.27283 | 0 | 0.11534 | -1.1257 | -0.11534 | 0.21752
[9 empty] | 2014-06-26 | 13時 | 0 | 0 | 0 | 0 | 0 | 0 | 0 | 0 | 0 | 0 | 0 | 0 | 0 | 0 | 0 | 0 | 0 | 0 | 0 | 0.024446 | 0.023776 | 0.00067044 | 0.058042 | 0.13082 | 0.04833 | 0 | 0.030275 | -0.29548 | -0.030275 | 0.10054
[9 empty] | 2014-06-26 | 14時 | 0 | 0 | 0 | 0 | 0 | 0 | 0 | 0 | 0 | 0 | 0 | 0 | 0 | 0 | 0 | 0 | 0 | 0 | 0 | 0.024026 | 0.023776 | 0.00025017 | 0.024487 | 0.10464 | 0.05613 | 0 | 0.03179 | -0.31027 | -0.03179 | 0.072853
[9 empty] | 2014-06-26 | 15時 | 0 | 0 | 0 | 0 | 0 | 0 | 0 | 0 | 0 | 0 | 0 | 0 | 0 | 0 | 0 | 0 | 0 | 0 | 0 | 0.024026 | 0.023776 | 0.00025017 | 0 | 0.080156 | 0.05613 | 0 | 0.029862 | -0.29145 | -0.029862 | 0.050294
[9 empty] | 2014-06-26 | 16時 | 0 | 0 | 0 | 0 | 0 | 0 | 0 | 0 | 0 | 0 | 0 | 0 | 0 | 0 | 0 | 0 | 0 | 0 | 0 | 0.024446 | 0.023776 | 0.00067044 | 0.033816 | 0.10659 | 0.04833 | 0 | 0.028361 | -0.2768 | -0.028361 | 0.078232
[9 empty] | 2014-06-26 | 17時 | 0 | 0 | 0 | 0 | 0 | 0 | 0 | 0 | 0 | 0 | 0 | 0 | 0 | 0 | 0 | 0 | 0 | 0 | 0 | 0.024446 | 0.023776 | 0.00067044 | 0.056835 | 0.28621 | 0.20493 | 0 | 0.080403 | -0.78474 | -0.080403 | 0.20581
[9 empty] | 2014-06-26 | 18時 | 0 | 0 | 0 | 0 | 0 | 0 | 0 | 0 | 0 | 0 | 0 | 0 | 0 | 0 | 0 | 0 | 0 | 0 | 0 | 0.036624 | 0.023776 | 0.012849 | 0.066494 | 0.4419 | 0.33878 | 0 | 0.10343 | -1.0095 | -0.10343 | 0.33847
[9 empty] | 2014-06-26 | 19時 | 0 | 0 | 0 | 0 | 0 | 0 | 0 | 0 | 0 | 0 | 0 | 0 | 0 | 0 | 0 | 0 | 0 | 0 | 0 | 0.036624 | 0.023776 | 0.012849 | 0.16307 | 0.33458 | 0.13488 | 0 | 0.089845 | -0.87688 | -0.089845 | 0.24473
[9 empty] | 2014-06-26 | 20時 | 0 | 0 | 0 | 0 | 0 | 0 | 0 | 0 | 0 | 0 | 0 | 0 | 0 | 0 | 0 | 0 | 0 | 0 | 0 | 0.024446 | 0.023776 | 0.00067044 | 0.088224 | 0.24028 | 0.12761 | 0 | 0.047805 | -0.46658 | -0.047805 | 0.19248
[9 empty] | 2014-06-26 | 21時 | 0 | 0 | 0 | 0 | 0 | 0 | 0 | 0 | 0 | 0 | 0 | 0 | 0 | 0 | 0 | 0 | 0 | 0 | 0 | 0.024446 | 0.023776 | 0.00067044 | 0.14284 | 0.35471 | 0.18743 | 0 | 0.078052 | -0.76179 | -0.078052 | 0.27666
[9 empty] | 2014-06-26 | 22時 | 0 | 0 | 0 | 0 | 0 | 0 | 0 | 0 | 0 | 0 | 0 | 0 | 0 | 0 | 0 | 0 | 0 | 0 | 0 | 0.036344 | 0.023776 | 0.012568 | 0.16493 | 0.39307 | 0.19179 | 0 | 0.095131 | -0.92848 | -0.095131 | 0.29794
[9 empty] | 2014-06-26 | 23時 | 0 | 0 | 0 | 0 | 0 | 0 | 0 | 0 | 0 | 0 | 0 | 0 | 0 | 0 | 0 | 0 | 0 | 0 | 0 | 0.037175 | 0.023776 | 0.013399 | 0.17268 | 0.42753 | 0.21768 | 0 | 0.11538 | -1.1261 | -0.11538 | 0.31216
[9 empty] | 2014-06-27 | 0時 | 0 | 0 | 0 | 0 | 0 | 0 | 0 | 0 | 0 | 0 | 0 | 0 | 0 | 0 | 0 | 0 | 0 | 0 | 0 | 0.024026 | 0.023776 | 0.00025017 | 0.045276 | 0.22713 | 0.15783 | 0 | 0.10515 | -1.0263 | -0.10515 | 0.12198
[9 empty] | 2014-06-27 | 1時 | 0 | 0 | 0 | 0 | 0 | 0 | 0 | 0 | 0 | 0 | 0 | 0 | 0 | 0 | 0 | 0 | 0 | 0 | 0 | 0.024026 | 0.023776 | 0.00025017 | 0 | 0.072356 | 0.04833 | 0 | 0.032471 | -0.31692 | -0.032471 | 0.039885
[9 empty] | 2014-06-27 | 2時 | 0 | 0 | 0 | 0 | 0 | 0 | 0 | 0 | 0 | 0 | 0 | 0 | 0 | 0 | 0 | 0 | 0 | 0 | 0 | 0.024026 | 0.023776 | 0.00025017 | 0 | 0.080156 | 0.05613 | 0 | 0.03707 | -0.3618 | -0.03707 | 0.043086
[9 empty] | 2014-06-27 | 3時 | 0 | 0 | 0 | 0 | 0 | 0 | 0 | 0 | 0 | 0 | 0 | 0 | 0 | 0 | 0 | 0 | 0 | 0 | 0 | 0.024026 | 0.023776 | 0.00025017 | 0 | 0.080156 | 0.05613 | 0 | 0.03707 | -0.3618 | -0.03707 | 0.043086
[9 empty] | 2014-06-27 | 4時 | 0 | 0 | 0 | 0 | 0 | 0 | 0 | 0 | 0 | 0 | 0 | 0 | 0 | 0 | 0 | 0 | 0 | 0 | 0 | 0.024026 | 0.023776 | 0.00025017 | 0 | 0.072356 | 0.04833 | 0 | 0.032471 | -0.31692 | -0.032471 | 0.039885
[9 empty] | 2014-06-27 | 5時 | 0 | 0 | 0 | 0 | 0 | 0 | 0 | 0 | 0 | 0 | 0 | 0 | 0 | 0 | 0 | 0 | 0 | 0 | 0 | 0.024026 | 0.023776 | 0.00025017 | 0 | 0.080156 | 0.05613 | 0 | 0.03707 | -0.3618 | -0.03707 | 0.043086
[9 empty] | 2014-06-27 | 6時 | 0 | 0 | 0 | 0 | 0 | 0 | 0 | 0 | 0 | 0 | 0 | 0 | 0 | 0 | 0 | 0 | 0 | 0 | 0 | 0.03053 | 0.023776 | 0.0067545 | 0.018231 | 0.30998 | 0.26122 | 0 | 0.13432 | -1.3109 | -0.13432 | 0.17567
[9 empty] | 2014-06-27 | 7時 | 0 | 0 | 0 | 0 | 0 | 0 | 0 | 0 | 0 | 0 | 0 | 0 | 0 | 0 | 0 | 0 | 0 | 0 | 0 | 0.024857 | 0.023776 | 0.0010807 | 0.11469 | 0.3877 | 0.24816 | 0 | 0.13188 | -1.2871 | -0.13188 | 0.25583
[9 empty] | 2014-06-27 | 8時 | 0 | 0 | 0 | 0 | 0 | 0 | 0 | 0 | 0 | 0 | 0 | 0 | 0 | 0 | 0 | 0 | 0 | 0 | 0 | 0.024857 | 0.023776 | 0.0010807 | 0.064563 | 0.2343 | 0.14488 | 0 | 0.086495 | -0.8442 | -0.086495 | 0.1478
[9 empty] | 2014-06-27 | 9時 | 0 | 0 | 0 | 0 | 0 | 0 | 0 | 0 | 0 | 0 | 0 | 0 | 0 | 0 | 0 | 0 | 0 | 0 | 0 | 0.024026 | 0.023776 | 0.00025017 | 0.16544 | 0.52635 | 0.33688 | 0 | 0.21761 | -2.1239 | -0.21761 | 0.30874
[9 empty] | 2014-06-27 | 10時 | 0 | 0 | 0 | 0 | 0 | 0 | 0 | 0 | 0 | 0 | 0 | 0 | 0 | 0 | 0 | 0 | 0 | 0 | 0 | 0.024446 | 0.023776 | 0.00067044 | 0.053027 | 0.1258 | 0.04833 | 0 | 0.042068 | -0.41058 | -0.042068 | 0.083736
[9 empty] | 2014-06-27 | 11時 | 0 | 0 | 0 | 0 | 0 | 0 | 0 | 0 | 0 | 0 | 0 | 0 | 0 | 0 | 0 | 0 | 0 | 0 | 0 | 0.024026 | 0.023776 | 0.00025017 | 0.0026381 | 0.082794 | 0.05613 | 0 | 0.037542 | -0.36641 | -0.037542 | 0.045252
[9 empty] | 2014-06-27 | 12時 | 0 | 0 | 0 | 0 | 0 | 0 | 0 | 0 | 0 | 0 | 0 | 0 | 0 | 0 | 0 | 0 | 0 | 0 | 0 | 0.03053 | 0.023776 | 0.0067545 | 0.029502 | 0.33286 | 0.27283 | 0 | 0.14081 | -1.3743 | -0.14081 | 0.19205
[9 empty] | 2014-06-27 | 13時 | 0 | 0 | 0 | 0 | 0 | 0 | 0 | 0 | 0 | 0 | 0 | 0 | 0 | 0 | 0 | 0 | 0 | 0 | 0 | 0.024446 | 0.023776 | 0.00067044 | 0.058042 | 0.13082 | 0.04833 | 0 | 0.042971 | -0.4194 | -0.042971 | 0.087847
[9 empty] | 2014-06-27 | 14時 | 0 | 0 | 0 | 0 | 0 | 0 | 0 | 0 | 0 | 0 | 0 | 0 | 0 | 0 | 0 | 0 | 0 | 0 | 0 | 0.024026 | 0.023776 | 0.00025017 | 0.024487 | 0.10464 | 0.05613 | 0 | 0.041462 | -0.40467 | -0.041462 | 0.063181
[9 empty] | 2014-06-27 | 15時 | 0 | 0 | 0 | 0 | 0 | 0 | 0 | 0 | 0 | 0 | 0 | 0 | 0 | 0 | 0 | 0 | 0 | 0 | 0 | 0.024026 | 0.023776 | 0.00025017 | 0 | 0.080156 | 0.05613 | 0 | 0.03707 | -0.3618 | -0.03707 | 0.043086
[9 empty] | 2014-06-27 | 16時 | 0 | 0 | 0 | 0 | 0 | 0 | 0 | 0 | 0 | 0 | 0 | 0 | 0 | 0 | 0 | 0 | 0 | 0 | 0 | 0.024446 | 0.023776 | 0.00067044 | 0.033816 | 0.10659 | 0.04833 | 0 | 0.038621 | -0.37694 | -0.038621 | 0.067972
[9 empty] | 2014-06-27 | 17時 | 0 | 0 | 0 | 0 | 0 | 0 | 0 | 0 | 0 | 0 | 0 | 0 | 0 | 0 | 0 | 0 | 0 | 0 | 0 | 0.024446 | 0.023776 | 0.00067044 | 0.056835 | 0.28621 | 0.20493 | 0 | 0.1046 | -1.0209 | -0.1046 | 0.18161
[9 empty] | 2014-06-27 | 18時 | 0 | 0 | 0 | 0 | 0 | 0 | 0 | 0 | 0 | 0 | 0 | 0 | 0 | 0 | 0 | 0 | 0 | 0 | 0 | 0.036624 | 0.023776 | 0.012849 | 0.066494 | 0.4419 | 0.33878 | 0 | 0.14211 | -1.387 | -0.14211 | 0.29978
[9 empty] | 2014-06-27 | 19時 | 0 | 0 | 0 | 0 | 0 | 0 | 0 | 0 | 0 | 0 | 0 | 0 | 0 | 0 | 0 | 0 | 0 | 0 | 0 | 0.036624 | 0.023776 | 0.012849 | 0.16307 | 0.33458 | 0.13488 | 0 | 0.12153 | -1.1861 | -0.12153 | 0.21305
[9 empty] | 2014-06-27 | 20時 | 0 | 0 | 0 | 0 | 0 | 0 | 0 | 0 | 0 | 0 | 0 | 0 | 0 | 0 | 0 | 0 | 0 | 0 | 0 | 0.024446 | 0.023776 | 0.00067044 | 0.088224 | 0.24028 | 0.12761 | 0 | 0.070542 | -0.68849 | -0.070542 | 0.16974
[9 empty] | 2014-06-27 | 21時 | 0 | 0 | 0 | 0 | 0 | 0 | 0 | 0 | 0 | 0 | 0 | 0 | 0 | 0 | 0 | 0 | 0 | 0 | 0 | 0.024446 | 0.023776 | 0.00067044 | 0.14284 | 0.35471 | 0.18743 | 0 | 0.10998 | -1.0734 | -0.10998 | 0.24473
[9 empty] | 2014-06-27 | 22時 | 0 | 0 | 0 | 0 | 0 | 0 | 0 | 0 | 0 | 0 | 0 | 0 | 0 | 0 | 0 | 0 | 0 | 0 | 0 | 0.036344 | 0.023776 | 0.012568 | 0.16493 | 0.39307 | 0.19179 | 0 | 0.12939 | -1.2628 | -0.12939 | 0.26368
[9 empty] | 2014-06-27 | 23時 | 0 | 0 | 0 | 0 | 0 | 0 | 0 | 0 | 0 | 0 | 0 | 0 | 0 | 0 | 0 | 0 | 0 | 0 | 0 | 0.037175 | 0.023776 | 0.013399 | 0.17268 | 0.42753 | 0.21768 | 0 | 0.15118 | -1.4756 | -0.15118 | 0.27635
[9 empty] | 2014-06-28 | 0時 | 0 | 0 | 0 | 0 | 0 | 0 | 0 | 0 | 0 | 0 | 0 | 0 | 0 | 0 | 0 | 0 | 0 | 0 | 0 | 0.024026 | 0.023776 | 0.00025017 | 0.045276 | 0.22713 | 0.15783 | 0 | 0.071122 | -0.69415 | -0.071122 | 0.15601
[9 empty] | 2014-06-28 | 1時 | 0 | 0 | 0 | 0 | 0 | 0 | 0 | 0 | 0 | 0 | 0 | 0 | 0 | 0 | 0 | 0 | 0 | 0 | 0 | 0.024026 | 0.023776 | 0.00025017 | 0 | 0.072356 | 0.04833 | 0 | 0.018733 | -0.18283 | -0.018733 | 0.053624
[9 empty] | 2014-06-28 | 2時 | 0 | 0 | 0 | 0 | 0 | 0 | 0 | 0 | 0 | 0 | 0 | 0 | 0 | 0 | 0 | 0 | 0 | 0 | 0 | 0.024026 | 0.023776 | 0.00025017 | 0 | 0.080156 | 0.05613 | 0 | 0.022541 | -0.22 | -0.022541 | 0.057616
[9 empty] | 2014-06-28 | 3時 | 0 | 0 | 0 | 0 | 0 | 0 | 0 | 0 | 0 | 0 | 0 | 0 | 0 | 0 | 0 | 0 | 0 | 0 | 0 | 0.024026 | 0.023776 | 0.00025017 | 0 | 0.080156 | 0.05613 | 0 | 0.022541 | -0.22 | -0.022541 | 0.057616
[9 empty] | 2014-06-28 | 4時 | 0 | 0 | 0 | 0 | 0 | 0 | 0 | 0 | 0 | 0 | 0 | 0 | 0 | 0 | 0 | 0 | 0 | 0 | 0 | 0.024026 | 0.023776 | 0.00025017 | 0 | 0.072356 | 0.04833 | 0 | 0.018733 | -0.18283 | -0.018733 | 0.053624
[9 empty] | 2014-06-28 | 5時 | 0 | 0 | 0 | 0 | 0 | 0 | 0 | 0 | 0 | 0 | 0 | 0 | 0 | 0 | 0 | 0 | 0 | 0 | 0 | 0.024026 | 0.023776 | 0.00025017 | 0 | 0.080156 | 0.05613 | 0 | 0.022541 | -0.22 | -0.022541 | 0.057616
[9 empty] | 2014-06-28 | 6時 | 0 | 0 | 0 | 0 | 0 | 0 | 0 | 0 | 0 | 0 | 0 | 0 | 0 | 0 | 0 | 0 | 0 | 0 | 0 | 0.03053 | 0.023776 | 0.0067545 | 0.018231 | 0.30998 | 0.26122 | 0 | 0.087019 | -0.84931 | -0.087019 | 0.22296
[9 empty] | 2014-06-28 | 7時 | 0 | 0 | 0 | 0 | 0 | 0 | 0 | 0 | 0 | 0 | 0 | 0 | 0 | 0 | 0 | 0 | 0 | 0 | 0 | 0.024857 | 0.023776 | 0.0010807 | 0.11469 | 0.3877 | 0.24816 | 0 | 0.064767 | -0.63213 | -0.064767 | 0.32294
[9 empty] | 2014-06-28 | 8時 | 0 | 0 | 0 | 0 | 0 | 0 | 0 | 0 | 0 | 0 | 0 | 0 | 0 | 0 | 0 | 0 | 0 | 0 | 0 | 0.024857 | 0.023776 | 0.0010807 | 0.064563 | 0.2343 | 0.14488 | 0 | 0.046085 | -0.44979 | -0.046085 | 0.18821
[9 empty] | 2014-06-28 | 9時 | 0 | 0 | 0 | 0 | 0 | 0 | 0 | 0 | 0 | 0 | 0 | 0 | 0 | 0 | 0 | 0 | 0 | 0 | 0 | 0.024026 | 0.023776 | 0.00025017 | 0.16544 | 0.52635 | 0.33688 | 0 | 0.13743 | -1.3413 | -0.13743 | 0.38892
[9 empty] | 2014-06-28 | 10時 | 0 | 0 | 0 | 0 | 0 | 0 | 0 | 0 | 0 | 0 | 0 | 0 | 0 | 0 | 0 | 0 | 0 | 0 | 0 | 0.024446 | 0.023776 | 0.00067044 | 0.053027 | 0.1258 | 0.04833 | 0 | 0.017492 | -0.17072 | -0.017492 | 0.10831
[9 empty] | 2014-06-28 | 11時 | 0 | 0 | 0 | 0 | 0 | 0 | 0 | 0 | 0 | 0 | 0 | 0 | 0 | 0 | 0 | 0 | 0 | 0 | 0 | 0.024026 | 0.023776 | 0.00025017 | 0.0026381 | 0.082794 | 0.05613 | 0 | 0.022478 | -0.21938 | -0.022478 | 0.060317
[9 empty] | 2014-06-28 | 12時 | 0 | 0 | 0 | 0 | 0 | 0 | 0 | 0 | 0 | 0 | 0 | 0 | 0 | 0 | 0 | 0 | 0 | 0 | 0 | 0.03053 | 0.023776 | 0.0067545 | 0.029502 | 0.33286 | 0.27283 | 0 | 0.089466 | -0.87319 | -0.089466 | 0.2434
[9 empty] | 2014-06-28 | 13時 | 0 | 0 | 0 | 0 | 0 | 0 | 0 | 0 | 0 | 0 | 0 | 0 | 0 | 0 | 0 | 0 | 0 | 0 | 0 | 0.024446 | 0.023776 | 0.00067044 | 0.058042 | 0.13082 | 0.04833 | 0 | 0.017379 | -0.16962 | -0.017379 | 0.11344
[9 empty] | 2014-06-28 | 14時 | 0 | 0 | 0 | 0 | 0 | 0 | 0 | 0 | 0 | 0 | 0 | 0 | 0 | 0 | 0 | 0 | 0 | 0 | 0 | 0.024026 | 0.023776 | 0.00025017 | 0.024487 | 0.10464 | 0.05613 | 0 | 0.021966 | -0.21439 | -0.021966 | 0.082677
[9 empty] | 2014-06-28 | 15時 | 0 | 0 | 0 | 0 | 0 | 0 | 0 | 0 | 0 | 0 | 0 | 0 | 0 | 0 | 0 | 0 | 0 | 0 | 0 | 0.024026 | 0.023776 | 0.00025017 | 0 | 0.080156 | 0.05613 | 0 | 0.022541 | -0.22 | -0.022541 | 0.057616
[9 empty] | 2014-06-28 | 16時 | 0 | 0 | 0 | 0 | 0 | 0 | 0 | 0 | 0 | 0 | 0 | 0 | 0 | 0 | 0 | 0 | 0 | 0 | 0 | 0.024446 | 0.023776 | 0.00067044 | 0.033816 | 0.10659 | 0.04833 | 0 | 0.017941 | -0.1751 | -0.017941 | 0.088652
[9 empty] | 2014-06-28 | 17時 | 0 | 0 | 0 | 0 | 0 | 0 | 0 | 0 | 0 | 0 | 0 | 0 | 0 | 0 | 0 | 0 | 0 | 0 | 0 | 0.024446 | 0.023776 | 0.00067044 | 0.056835 | 0.28621 | 0.20493 | 0 | 0.05583 | -0.5449 | -0.05583 | 0.23038
[9 empty] | 2014-06-28 | 18時 | 0 | 0 | 0 | 0 | 0 | 0 | 0 | 0 | 0 | 0 | 0 | 0 | 0 | 0 | 0 | 0 | 0 | 0 | 0 | 0.036624 | 0.023776 | 0.012849 | 0.066494 | 0.4419 | 0.33878 | 0 | 0.064139 | -0.62599 | -0.064139 | 0.37776
[9 empty] | 2014-06-28 | 19時 | 0 | 0 | 0 | 0 | 0 | 0 | 0 | 0 | 0 | 0 | 0 | 0 | 0 | 0 | 0 | 0 | 0 | 0 | 0 | 0.036624 | 0.023776 | 0.012849 | 0.16307 | 0.33458 | 0.13488 | 0 | 0.058651 | -0.57244 | -0.058651 | 0.27592
[9 empty] | 2014-06-28 | 20時 | 0 | 0 | 0 | 0 | 0 | 0 | 0 | 0 | 0 | 0 | 0 | 0 | 0 | 0 | 0 | 0 | 0 | 0 | 0 | 0.024446 | 0.023776 | 0.00067044 | 0.088224 | 0.24028 | 0.12761 | 0 | 0.024711 | -0.24118 | -0.024711 | 0.21557
[9 empty] | 2014-06-28 | 21時 | 0 | 0 | 0 | 0 | 0 | 0 | 0 | 0 | 0 | 0 | 0 | 0 | 0 | 0 | 0 | 0 | 0 | 0 | 0 | 0.024446 | 0.023776 | 0.00067044 | 0.14284 | 0.35471 | 0.18743 | 0 | 0.045619 | -0.44524 | -0.045619 | 0.30909
[9 empty] | 2014-06-28 | 22時 | 0 | 0 | 0 | 0 | 0 | 0 | 0 | 0 | 0 | 0 | 0 | 0 | 0 | 0 | 0 | 0 | 0 | 0 | 0 | 0.036344 | 0.023776 | 0.012568 | 0.16493 | 0.39307 | 0.19179 | 0 | 0.060337 | -0.58889 | -0.060337 | 0.33273
[9 empty] | 2014-06-28 | 23時 | 0 | 0 | 0 | 0 | 0 | 0 | 0 | 0 | 0 | 0 | 0 | 0 | 0 | 0 | 0 | 0 | 0 | 0 | 0 | 0.037175 | 0.023776 | 0.013399 | 0.17268 | 0.42753 | 0.21768 | 0 | 0.079004 | -0.77108 | -0.079004 | 0.34853
[9 empty] | 2014-06-29 | 0時 | 0 | 0 | 0 | 0 | 0 | 0 | 0 | 0 | 0 | 0 | 0 | 0 | 0 | 0 | 0 | 0 | 0 | 0 | 0 | 0.024026 | 0.023776 | 0.00025017 | 0.045276 | 0.22713 | 0.15783 | 0 | 0.10482 | -1.023 | -0.10482 | 0.12232
[9 empty] | 2014-06-29 | 1時 | 0 | 0 | 0 | 0 | 0 | 0 | 0 | 0 | 0 | 0 | 0 | 0 | 0 | 0 | 0 | 0 | 0 | 0 | 0 | 0.024026 | 0.023776 | 0.00025017 | 0 | 0.072356 | 0.04833 | 0 | 0.032337 | -0.3156 | -0.032337 | 0.04002
[9 empty] | 2014-06-29 | 2時 | 0 | 0 | 0 | 0 | 0 | 0 | 0 | 0 | 0 | 0 | 0 | 0 | 0 | 0 | 0 | 0 | 0 | 0 | 0 | 0.024026 | 0.023776 | 0.00025017 | 0 | 0.080156 | 0.05613 | 0 | 0.036928 | -0.36042 | -0.036928 | 0.043228
[9 empty] | 2014-06-29 | 3時 | 0 | 0 | 0 | 0 | 0 | 0 | 0 | 0 | 0 | 0 | 0 | 0 | 0 | 0 | 0 | 0 | 0 | 0 | 0 | 0.024026 | 0.023776 | 0.00025017 | 0 | 0.080156 | 0.05613 | 0 | 0.036928 | -0.36042 | -0.036928 | 0.043228
[9 empty] | 2014-06-29 | 4時 | 0 | 0 | 0 | 0 | 0 | 0 | 0 | 0 | 0 | 0 | 0 | 0 | 0 | 0 | 0 | 0 | 0 | 0 | 0 | 0.024026 | 0.023776 | 0.00025017 | 0 | 0.072356 | 0.04833 | 0 | 0.032337 | -0.3156 | -0.032337 | 0.04002
[9 empty] | 2014-06-29 | 5時 | 0 | 0 | 0 | 0 | 0 | 0 | 0 | 0 | 0 | 0 | 0 | 0 | 0 | 0 | 0 | 0 | 0 | 0 | 0 | 0.024026 | 0.023776 | 0.00025017 | 0 | 0.080156 | 0.05613 | 0 | 0.036928 | -0.36042 | -0.036928 | 0.043228
[9 empty] | 2014-06-29 | 6時 | 0 | 0 | 0 | 0 | 0 | 0 | 0 | 0 | 0 | 0 | 0 | 0 | 0 | 0 | 0 | 0 | 0 | 0 | 0 | 0.03053 | 0.023776 | 0.0067545 | 0.018231 | 0.30998 | 0.26122 | 0 | 0.13385 | -1.3064 | -0.13385 | 0.17613
[9 empty] | 2014-06-29 | 7時 | 0 | 0 | 0 | 0 | 0 | 0 | 0 | 0 | 0 | 0 | 0 | 0 | 0 | 0 | 0 | 0 | 0 | 0 | 0 | 0.024857 | 0.023776 | 0.0010807 | 0.11469 | 0.3877 | 0.24816 | 0 | 0.13122 | -1.2807 | -0.13122 | 0.25648
[9 empty] | 2014-06-29 | 8時 | 0 | 0 | 0 | 0 | 0 | 0 | 0 | 0 | 0 | 0 | 0 | 0 | 0 | 0 | 0 | 0 | 0 | 0 | 0 | 0.024857 | 0.023776 | 0.0010807 | 0.064563 | 0.2343 | 0.14488 | 0 | 0.0861 | -0.84033 | -0.0861 | 0.1482
[9 empty] | 2014-06-29 | 9時 | 0 | 0 | 0 | 0 | 0 | 0 | 0 | 0 | 0 | 0 | 0 | 0 | 0 | 0 | 0 | 0 | 0 | 0 | 0 | 0.024026 | 0.023776 | 0.00025017 | 0.16544 | 0.52635 | 0.33688 | 0 | 0.21683 | -2.1162 | -0.21683 | 0.30952
[9 empty] | 2014-06-29 | 10時 | 0 | 0 | 0 | 0 | 0 | 0 | 0 | 0 | 0 | 0 | 0 | 0 | 0 | 0 | 0 | 0 | 0 | 0 | 0 | 0.024446 | 0.023776 | 0.00067044 | 0.053027 | 0.1258 | 0.04833 | 0 | 0.041827 | -0.40823 | -0.041827 | 0.083976
[9 empty] | 2014-06-29 | 11時 | 0 | 0 | 0 | 0 | 0 | 0 | 0 | 0 | 0 | 0 | 0 | 0 | 0 | 0 | 0 | 0 | 0 | 0 | 0 | 0.024026 | 0.023776 | 0.00025017 | 0.0026381 | 0.082794 | 0.05613 | 0 | 0.037395 | -0.36497 | -0.037395 | 0.045399
[9 empty] | 2014-06-29 | 12時 | 0 | 0 | 0 | 0 | 0 | 0 | 0 | 0 | 0 | 0 | 0 | 0 | 0 | 0 | 0 | 0 | 0 | 0 | 0 | 0.03053 | 0.023776 | 0.0067545 | 0.029502 | 0.33286 | 0.27283 | 0 | 0.14031 | -1.3694 | -0.14031 | 0.19255
[9 empty] | 2014-06-29 | 13時 | 0 | 0 | 0 | 0 | 0 | 0 | 0 | 0 | 0 | 0 | 0 | 0 | 0 | 0 | 0 | 0 | 0 | 0 | 0 | 0.024446 | 0.023776 | 0.00067044 | 0.058042 | 0.13082 | 0.04833 | 0 | 0.042721 | -0.41695 | -0.042721 | 0.088098
[9 empty] | 2014-06-29 | 14時 | 0 | 0 | 0 | 0 | 0 | 0 | 0 | 0 | 0 | 0 | 0 | 0 | 0 | 0 | 0 | 0 | 0 | 0 | 0 | 0.024026 | 0.023776 | 0.00025017 | 0.024487 | 0.10464 | 0.05613 | 0 | 0.041271 | -0.40281 | -0.041271 | 0.063372
[9 empty] | 2014-06-29 | 15時 | 0 | 0 | 0 | 0 | 0 | 0 | 0 | 0 | 0 | 0 | 0 | 0 | 0 | 0 | 0 | 0 | 0 | 0 | 0 | 0.024026 | 0.023776 | 0.00025017 | 0 | 0.080156 | 0.05613 | 0 | 0.036928 | -0.36042 | -0.036928 | 0.043228
[9 empty] | 2014-06-29 | 16時 | 0 | 0 | 0 | 0 | 0 | 0 | 0 | 0 | 0 | 0 | 0 | 0 | 0 | 0 | 0 | 0 | 0 | 0 | 0 | 0.024446 | 0.023776 | 0.00067044 | 0.033816 | 0.10659 | 0.04833 | 0 | 0.038418 | -0.37496 | -0.038418 | 0.068175
[9 empty] | 2014-06-29 | 17時 | 0 | 0 | 0 | 0 | 0 | 0 | 0 | 0 | 0 | 0 | 0 | 0 | 0 | 0 | 0 | 0 | 0 | 0 | 0 | 0.024446 | 0.023776 | 0.00067044 | 0.056835 | 0.28621 | 0.20493 | 0 | 0.10412 | -1.0162 | -0.10412 | 0.18209
[9 empty] | 2014-06-29 | 18時 | 0 | 0 | 0 | 0 | 0 | 0 | 0 | 0 | 0 | 0 | 0 | 0 | 0 | 0 | 0 | 0 | 0 | 0 | 0 | 0.036624 | 0.023776 | 0.012849 | 0.066494 | 0.4419 | 0.33878 | 0 | 0.14135 | -1.3796 | -0.14135 | 0.30055
[9 empty] | 2014-06-29 | 19時 | 0 | 0 | 0 | 0 | 0 | 0 | 0 | 0 | 0 | 0 | 0 | 0 | 0 | 0 | 0 | 0 | 0 | 0 | 0 | 0.036624 | 0.023776 | 0.012849 | 0.16307 | 0.33458 | 0.13488 | 0 | 0.1234 | -1.2044 | -0.1234 | 0.21117
[9 empty] | 2014-06-29 | 20時 | 0 | 0 | 0 | 0 | 0 | 0 | 0 | 0 | 0 | 0 | 0 | 0 | 0 | 0 | 0 | 0 | 0 | 0 | 0 | 0.024446 | 0.023776 | 0.00067044 | 0.088224 | 0.24028 | 0.12761 | 0 | 0.070094 | -0.68412 | -0.070094 | 0.17019
[9 empty] | 2014-06-29 | 21時 | 0 | 0 | 0 | 0 | 0 | 0 | 0 | 0 | 0 | 0 | 0 | 0 | 0 | 0 | 0 | 0 | 0 | 0 | 0 | 0.024446 | 0.023776 | 0.00067044 | 0.14284 | 0.35471 | 0.18743 | 0 | 0.10935 | -1.0673 | -0.10935 | 0.24536
[9 empty] | 2014-06-29 | 22時 | 0 | 0 | 0 | 0 | 0 | 0 | 0 | 0 | 0 | 0 | 0 | 0 | 0 | 0 | 0 | 0 | 0 | 0 | 0 | 0.036344 | 0.023776 | 0.012568 | 0.16493 | 0.39307 | 0.19179 | 0 | 0.12871 | -1.2562 | -0.12871 | 0.26436
[9 empty] | 2014-06-29 | 23時 | 0 | 0 | 0 | 0 | 0 | 0 | 0 | 0 | 0 | 0 | 0 | 0 | 0 | 0 | 0 | 0 | 0 | 0 | 0 | 0.037175 | 0.023776 | 0.013399 | 0.17268 | 0.42753 | 0.21768 | 0 | 0.15048 | -1.4687 | -0.15048 | 0.27705
[9 empty] | 2014-06-30 | 0時 | 0 | 0 | 0 | 0 | 0 | 0 | 0 | 0 | 0 | 0 | 0 | 0 | 0 | 0 | 0 | 0 | 0 | 0 | 0 | 0.024026 | 0.023776 | 0.00025017 | 0.045276 | 0.22713 | 0.15783 | 0 | 0.088145 | -0.86029 | -0.088145 | 0.13899
[9 empty] | 2014-06-30 | 1時 | 0 | 0 | 0 | 0 | 0 | 0 | 0 | 0 | 0 | 0 | 0 | 0 | 0 | 0 | 0 | 0 | 0 | 0 | 0 | 0.024026 | 0.023776 | 0.00025017 | 0 | 0.072356 | 0.04833 | 0 | 0.025606 | -0.24991 | -0.025606 | 0.046751
[9 empty] | 2014-06-30 | 2時 | 0 | 0 | 0 | 0 | 0 | 0 | 0 | 0 | 0 | 0 | 0 | 0 | 0 | 0 | 0 | 0 | 0 | 0 | 0 | 0.024026 | 0.023776 | 0.00025017 | 0 | 0.080156 | 0.05613 | 0 | 0.029809 | -0.29094 | -0.029809 | 0.050347
[9 empty] | 2014-06-30 | 3時 | 0 | 0 | 0 | 0 | 0 | 0 | 0 | 0 | 0 | 0 | 0 | 0 | 0 | 0 | 0 | 0 | 0 | 0 | 0 | 0.024026 | 0.023776 | 0.00025017 | 0 | 0.080156 | 0.05613 | 0 | 0.029809 | -0.29094 | -0.029809 | 0.050347
[9 empty] | 2014-06-30 | 4時 | 0 | 0 | 0 | 0 | 0 | 0 | 0 | 0 | 0 | 0 | 0 | 0 | 0 | 0 | 0 | 0 | 0 | 0 | 0 | 0.024026 | 0.023776 | 0.00025017 | 0 | 0.072356 | 0.04833 | 0 | 0.025606 | -0.24991 | -0.025606 | 0.046751
[9 empty] | 2014-06-30 | 5時 | 0 | 0 | 0 | 0 | 0 | 0 | 0 | 0 | 0 | 0 | 0 | 0 | 0 | 0 | 0 | 0 | 0 | 0 | 0 | 0.024026 | 0.023776 | 0.00025017 | 0 | 0.080156 | 0.05613 | 0 | 0.029809 | -0.29094 | -0.029809 | 0.050347
[9 empty] | 2014-06-30 | 6時 | 0 | 0 | 0 | 0 | 0 | 0 | 0 | 0 | 0 | 0 | 0 | 0 | 0 | 0 | 0 | 0 | 0 | 0 | 0 | 0.03053 | 0.023776 | 0.0067545 | 0.018231 | 0.30998 | 0.26122 | 0 | 0.11068 | -1.0802 | -0.11068 | 0.1993
[9 empty] | 2014-06-30 | 7時 | 0 | 0 | 0 | 0 | 0 | 0 | 0 | 0 | 0 | 0 | 0 | 0 | 0 | 0 | 0 | 0 | 0 | 0 | 0 | 0.024857 | 0.023776 | 0.0010807 | 0.11469 | 0.3877 | 0.24816 | 0 | 0.09834 | -0.95979 | -0.09834 | 0.28936
[9 empty] | 2014-06-30 | 8時 | 0 | 0 | 0 | 0 | 0 | 0 | 0 | 0 | 0 | 0 | 0 | 0 | 0 | 0 | 0 | 0 | 0 | 0 | 0 | 0.024857 | 0.023776 | 0.0010807 | 0.064563 | 0.2343 | 0.14488 | 0 | 0.066301 | -0.6471 | -0.066301 | 0.168
[9 empty] | 2014-06-30 | 9時 | 0 | 0 | 0 | 0 | 0 | 0 | 0 | 0 | 0 | 0 | 0 | 0 | 0 | 0 | 0 | 0 | 0 | 0 | 0 | 0.024026 | 0.023776 | 0.00025017 | 0.16544 | 0.52635 | 0.33688 | 0 | 0.17754 | -1.7328 | -0.17754 | 0.34881
[9 empty] | 2014-06-30 | 10時 | 0 | 0 | 0 | 0 | 0 | 0 | 0 | 0 | 0 | 0 | 0 | 0 | 0 | 0 | 0 | 0 | 0 | 0 | 0 | 0.024446 | 0.023776 | 0.00067044 | 0.053027 | 0.1258 | 0.04833 | 0 | 0.029786 | -0.29071 | -0.029786 | 0.096017
[9 empty] | 2014-06-30 | 11時 | 0 | 0 | 0 | 0 | 0 | 0 | 0 | 0 | 0 | 0 | 0 | 0 | 0 | 0 | 0 | 0 | 0 | 0 | 0 | 0.024026 | 0.023776 | 0.00025017 | 0.0026381 | 0.082794 | 0.05613 | 0 | 0.030014 | -0.29294 | -0.030014 | 0.05278
[9 empty] | 2014-06-30 | 12時 | 0 | 0 | 0 | 0 | 0 | 0 | 0 | 0 | 0 | 0 | 0 | 0 | 0 | 0 | 0 | 0 | 0 | 0 | 0 | 0.03053 | 0.023776 | 0.0067545 | 0.029502 | 0.33286 | 0.27283 | 0 | 0.11515 | -1.1239 | -0.11515 | 0.21771
[9 empty] | 2014-06-30 | 13時 | 0 | 0 | 0 | 0 | 0 | 0 | 0 | 0 | 0 | 0 | 0 | 0 | 0 | 0 | 0 | 0 | 0 | 0 | 0 | 0.024446 | 0.023776 | 0.00067044 | 0.058042 | 0.13082 | 0.04833 | 0 | 0.030182 | -0.29457 | -0.030182 | 0.10064
[9 empty] | 2014-06-30 | 14時 | 0 | 0 | 0 | 0 | 0 | 0 | 0 | 0 | 0 | 0 | 0 | 0 | 0 | 0 | 0 | 0 | 0 | 0 | 0 | 0.024026 | 0.023776 | 0.00025017 | 0.024487 | 0.10464 | 0.05613 | 0 | 0.031719 | -0.30958 | -0.031719 | 0.072924
[9 empty] | 2014-06-30 | 15時 | 0 | 0 | 0 | 0 | 0 | 0 | 0 | 0 | 0 | 0 | 0 | 0 | 0 | 0 | 0 | 0 | 0 | 0 | 0 | 0.024026 | 0.023776 | 0.00025017 | 0 | 0.080156 | 0.05613 | 0 | 0.029809 | -0.29094 | -0.029809 | 0.050347
[9 empty] | 2014-06-30 | 16時 | 0 | 0 | 0 | 0 | 0 | 0 | 0 | 0 | 0 | 0 | 0 | 0 | 0 | 0 | 0 | 0 | 0 | 0 | 0 | 0.024446 | 0.023776 | 0.00067044 | 0.033816 | 0.10659 | 0.04833 | 0 | 0.028286 | -0.27607 | -0.028286 | 0.078307
[9 empty] | 2014-06-30 | 17時 | 0 | 0 | 0 | 0 | 0 | 0 | 0 | 0 | 0 | 0 | 0 | 0 | 0 | 0 | 0 | 0 | 0 | 0 | 0 | 0.024446 | 0.023776 | 0.00067044 | 0.056835 | 0.28621 | 0.20493 | 0 | 0.080226 | -0.78301 | -0.080226 | 0.20598
[9 empty] | 2014-06-30 | 18時 | 0 | 0 | 0 | 0 | 0 | 0 | 0 | 0 | 0 | 0 | 0 | 0 | 0 | 0 | 0 | 0 | 0 | 0 | 0 | 0.036624 | 0.023776 | 0.012849 | 0.066494 | 0.4419 | 0.33878 | 0 | 0.10315 | -1.0067 | -0.10315 | 0.33875
[9 empty] | 2014-06-30 | 19時 | 0 | 0 | 0 | 0 | 0 | 0 | 0 | 0 | 0 | 0 | 0 | 0 | 0 | 0 | 0 | 0 | 0 | 0 | 0 | 0.036624 | 0.023776 | 0.012849 | 0.16307 | 0.33458 | 0.13488 | 0 | 0.09003 | -0.87869 | -0.09003 | 0.24455
[9 empty] | 2014-06-30 | 20時 | 0 | 0 | 0 | 0 | 0 | 0 | 0 | 0 | 0 | 0 | 0 | 0 | 0 | 0 | 0 | 0 | 0 | 0 | 0 | 0.024446 | 0.023776 | 0.00067044 | 0.088224 | 0.24028 | 0.12761 | 0 | 0.047639 | -0.46495 | -0.047639 | 0.19264
[9 empty] | 2014-06-30 | 21時 | 0 | 0 | 0 | 0 | 0 | 0 | 0 | 0 | 0 | 0 | 0 | 0 | 0 | 0 | 0 | 0 | 0 | 0 | 0 | 0.024446 | 0.023776 | 0.00067044 | 0.14284 | 0.35471 | 0.18743 | 0 | 0.077819 | -0.75951 | -0.077819 | 0.27689
[9 empty] | 2014-06-30 | 22時 | 0 | 0 | 0 | 0 | 0 | 0 | 0 | 0 | 0 | 0 | 0 | 0 | 0 | 0 | 0 | 0 | 0 | 0 | 0 | 0.036344 | 0.023776 | 0.012568 | 0.16493 | 0.39307 | 0.19179 | 0 | 0.09488 | -0.92603 | -0.09488 | 0.29819
[9 empty] | 2014-06-30 | 23時 | 0 | 0 | 0 | 0 | 0 | 0 | 0 | 0 | 0 | 0 | 0 | 0 | 0 | 0 | 0 | 0 | 0 | 0 | 0 | 0.037175 | 0.023776 | 0.013399 | 0.17268 | 0.42753 | 0.21768 | 0 | 0.11511 | -1.1235 | -0.11511 | 0.31242
[9 empty] | 2014-07-01 | 0時 | 0 | 0 | 0 | 0 | 0 | 0 | 0 | 0 | 0 | 0 | 0 | 0 | 0 | 0 | 0 | 0 | 0 | 0 | 0 | 0.024026 | 0.023776 | 0.00025017 | 0 | 0.18186 | 0.15783 | 0 | 0.094071 | -0.91813 | -0.094071 | 0.087786
[9 empty] | 2014-07-01 | 1時 | 0 | 0 | 0 | 0 | 0 | 0 | 0 | 0 | 0 | 0 | 0 | 0 | 0 | 0 | 0 | 0 | 0 | 0 | 0 | 0.024026 | 0.023776 | 0.00025017 | 0 | 0.072356 | 0.04833 | 0 | 0.030832 | -0.30092 | -0.030832 | 0.041525
[9 empty] | 2014-07-01 | 2時 | 0 | 0 | 0 | 0 | 0 | 0 | 0 | 0 | 0 | 0 | 0 | 0 | 0 | 0 | 0 | 0 | 0 | 0 | 0 | 0.024026 | 0.023776 | 0.00025017 | 0 | 0.080156 | 0.05613 | 0 | 0.035336 | -0.34488 | -0.035336 | 0.04482
[9 empty] | 2014-07-01 | 3時 | 0 | 0 | 0 | 0 | 0 | 0 | 0 | 0 | 0 | 0 | 0 | 0 | 0 | 0 | 0 | 0 | 0 | 0 | 0 | 0.024026 | 0.023776 | 0.00025017 | 0 | 0.080156 | 0.05613 | 0 | 0.035336 | -0.34488 | -0.035336 | 0.04482
[9 empty] | 2014-07-01 | 4時 | 0 | 0 | 0 | 0 | 0 | 0 | 0 | 0 | 0 | 0 | 0 | 0 | 0 | 0 | 0 | 0 | 0 | 0 | 0 | 0.024026 | 0.023776 | 0.00025017 | 0 | 0.072356 | 0.04833 | 0 | 0.030832 | -0.30092 | -0.030832 | 0.041525
[9 empty] | 2014-07-01 | 5時 | 0 | 0 | 0 | 0 | 0 | 0 | 0 | 0 | 0 | 0 | 0 | 0 | 0 | 0 | 0 | 0 | 0 | 0 | 0 | 0.024026 | 0.023776 | 0.00025017 | 0 | 0.080156 | 0.05613 | 0 | 0.035336 | -0.34488 | -0.035336 | 0.04482
[9 empty] | 2014-07-01 | 6時 | 0 | 0 | 0 | 0 | 0 | 0 | 0 | 0 | 0 | 0 | 0 | 0 | 0 | 0 | 0 | 0 | 0 | 0 | 0 | 0.024026 | 0.023776 | 0.00025017 | 0 | 0.080156 | 0.05613 | 0 | 0.035336 | -0.34488 | -0.035336 | 0.04482
[9 empty] | 2014-07-01 | 7時 | 0 | 0 | 0 | 0 | 0 | 0 | 0 | 0 | 0 | 0 | 0 | 0 | 0 | 0 | 0 | 0 | 0 | 0 | 0 | 0.024857 | 0.023776 | 0.0010807 | 0.023666 | 0.23404 | 0.18552 | 0 | 0.084912 | -0.82874 | -0.084912 | 0.14913
[9 empty] | 2014-07-01 | 8時 | 0 | 0 | 0 | 0 | 0 | 0 | 0 | 0 | 0 | 0 | 0 | 0 | 0 | 0 | 0 | 0 | 0 | 0 | 0 | 0.031371 | 0.023776 | 0.0075951 | 0.11401 | 0.4267 | 0.28132 | 0 | 0.15654 | -1.5278 | -0.15654 | 0.27016
[9 empty] | 2014-07-01 | 9時 | 0 | 0 | 0 | 0 | 0 | 0 | 0 | 0 | 0 | 0 | 0 | 0 | 0 | 0 | 0 | 0 | 0 | 0 | 0 | 0.024446 | 0.023776 | 0.00067044 | 0.22373 | 0.50028 | 0.2521 | 0 | 0.16145 | -1.5757 | -0.16145 | 0.33883
[9 empty] | 2014-07-01 | 10時 | 0 | 0 | 0 | 0 | 0 | 0 | 0 | 0 | 0 | 0 | 0 | 0 | 0 | 0 | 0 | 0 | 0 | 0 | 0 | 0.024857 | 0.023776 | 0.0010807 | 0.18888 | 0.44125 | 0.22751 | 0 | 0.13733 | -1.3403 | -0.13733 | 0.30392
[9 empty] | 2014-07-01 | 11時 | 0 | 0 | 0 | 0 | 0 | 0 | 0 | 0 | 0 | 0 | 0 | 0 | 0 | 0 | 0 | 0 | 0 | 0 | 0 | 0.024446 | 0.023776 | 0.00067044 | 0.17015 | 0.4299 | 0.23531 | 0 | 0.14119 | -1.378 | -0.14119 | 0.28871
[9 empty] | 2014-07-01 | 12時 | 0 | 0 | 0 | 0 | 0 | 0 | 0 | 0 | 0 | 0 | 0 | 0 | 0 | 0 | 0 | 0 | 0 | 0 | 0 | 0.03053 | 0.023776 | 0.0067545 | 0.15008 | 0.45344 | 0.27283 | 0 | 0.15339 | -1.4971 | -0.15339 | 0.30005
[9 empty] | 2014-07-01 | 13時 | 0 | 0 | 0 | 0 | 0 | 0 | 0 | 0 | 0 | 0 | 0 | 0 | 0 | 0 | 0 | 0 | 0 | 0 | 0 | 0.024446 | 0.023776 | 0.00067044 | 0.093998 | 0.16677 | 0.04833 | 0 | 0.045493 | -0.44401 | -0.045493 | 0.12128
[9 empty] | 2014-07-01 | 14時 | 0 | 0 | 0 | 0 | 0 | 0 | 0 | 0 | 0 | 0 | 0 | 0 | 0 | 0 | 0 | 0 | 0 | 0 | 0 | 0.024026 | 0.023776 | 0.00025017 | 0 | 0.080156 | 0.05613 | 0 | 0.035336 | -0.34488 | -0.035336 | 0.04482
[9 empty] | 2014-07-01 | 15時 | 0 | 0 | 0 | 0 | 0 | 0 | 0 | 0 | 0 | 0 | 0 | 0 | 0 | 0 | 0 | 0 | 0 | 0 | 0 | 0.024026 | 0.023776 | 0.00025017 | 0 | 0.080156 | 0.05613 | 0 | 0.035336 | -0.34488 | -0.035336 | 0.04482
[9 empty] | 2014-07-01 | 16時 | 0 | 0 | 0 | 0 | 0 | 0 | 0 | 0 | 0 | 0 | 0 | 0 | 0 | 0 | 0 | 0 | 0 | 0 | 0 | 0.024857 | 0.023776 | 0.0010807 | 0.070329 | 0.37035 | 0.27516 | 0 | 0.068615 | -0.66968 | -0.068615 | 0.30173
[9 empty] | 2014-07-01 | 17時 | 0 | 0 | 0 | 0 | 0 | 0 | 0 | 0 | 0 | 0 | 0 | 0 | 0 | 0 | 0 | 0 | 0 | 0 | 0 | 0.036624 | 0.023776 | 0.012849 | 0.13006 | 0.44491 | 0.27822 | 0 | 0.094019 | -0.91762 | -0.094019 | 0.35089
[9 empty] | 2014-07-01 | 18時 | 0 | 0 | 0 | 0 | 0 | 0 | 0 | 0 | 0 | 0 | 0 | 0 | 0 | 0 | 0 | 0 | 0 | 0 | 0 | 0.036624 | 0.023776 | 0.012849 | 0.15964 | 0.41407 | 0.21781 | 0 | 0.068244 | -0.66606 | -0.068244 | 0.34583
[9 empty] | 2014-07-01 | 19時 | 0 | 0 | 0 | 0 | 0 | 0 | 0 | 0 | 0 | 0 | 0 | 0 | 0 | 0 | 0 | 0 | 0 | 0 | 0 | 0.024026 | 0.023776 | 0.00025017 | 0.067685 | 0.2273 | 0.13559 | 0 | 0.095121 | -0.92838 | -0.095121 | 0.13218
[9 empty] | 2014-07-01 | 20時 | 0 | 0 | 0 | 0 | 0 | 0 | 0 | 0 | 0 | 0 | 0 | 0 | 0 | 0 | 0 | 0 | 0 | 0 | 0 | 0.024446 | 0.023776 | 0.00067044 | 0.14104 | 0.29311 | 0.12762 | 0 | 0.069853 | -0.68177 | -0.069853 | 0.22325
[9 empty] | 2014-07-01 | 21時 | 0 | 0 | 0 | 0 | 0 | 0 | 0 | 0 | 0 | 0 | 0 | 0 | 0 | 0 | 0 | 0 | 0 | 0 | 0 | 0.036344 | 0.023776 | 0.012568 | 0.16291 | 0.4405 | 0.24124 | 0 | 0.13484 | -1.316 | -0.13484 | 0.30566
[9 empty] | 2014-07-01 | 22時 | 0 | 0 | 0 | 0 | 0 | 0 | 0 | 0 | 0 | 0 | 0 | 0 | 0 | 0 | 0 | 0 | 0 | 0 | 0 | 0.036764 | 0.023776 | 0.012989 | 0.16493 | 0.38136 | 0.17966 | 0 | 0.092904 | -0.90674 | -0.092904 | 0.28845
[9 empty] | 2014-07-01 | 23時 | 0 | 0 | 0 | 0 | 0 | 0 | 0 | 0 | 0 | 0 | 0 | 0 | 0 | 0 | 0 | 0 | 0 | 0 | 0 | 0.03039 | 0.023776 | 0.0066144 | 0.1312 | 0.31942 | 0.15783 | 0 | 0.1154 | -1.1263 | -0.1154 | 0.20401
[9 empty] | 2014-07-02 | 0時 | 0 | 0 | 0 | 0 | 0 | 0 | 0 | 0 | 0 | 0 | 0 | 0 | 0 | 0 | 0 | 0 | 0 | 0 | 0 | 0.024026 | 0.023776 | 0.00025017 | 0 | 0.18186 | 0.15783 | 0 | 0.084611 | -0.82581 | -0.084611 | 0.097245
[9 empty] | 2014-07-02 | 1時 | 0 | 0 | 0 | 0 | 0 | 0 | 0 | 0 | 0 | 0 | 0 | 0 | 0 | 0 | 0 | 0 | 0 | 0 | 0 | 0.024026 | 0.023776 | 0.00025017 | 0 | 0.072356 | 0.04833 | 0 | 0.025601 | -0.24986 | -0.025601 | 0.046756
[9 empty] | 2014-07-02 | 2時 | 0 | 0 | 0 | 0 | 0 | 0 | 0 | 0 | 0 | 0 | 0 | 0 | 0 | 0 | 0 | 0 | 0 | 0 | 0 | 0.024026 | 0.023776 | 0.00025017 | 0 | 0.080156 | 0.05613 | 0 | 0.029804 | -0.29089 | -0.029804 | 0.050352
[9 empty] | 2014-07-02 | 3時 | 0 | 0 | 0 | 0 | 0 | 0 | 0 | 0 | 0 | 0 | 0 | 0 | 0 | 0 | 0 | 0 | 0 | 0 | 0 | 0.024026 | 0.023776 | 0.00025017 | 0 | 0.080156 | 0.05613 | 0 | 0.029804 | -0.29089 | -0.029804 | 0.050352
[9 empty] | 2014-07-02 | 4時 | 0 | 0 | 0 | 0 | 0 | 0 | 0 | 0 | 0 | 0 | 0 | 0 | 0 | 0 | 0 | 0 | 0 | 0 | 0 | 0.024026 | 0.023776 | 0.00025017 | 0 | 0.072356 | 0.04833 | 0 | 0.025601 | -0.24986 | -0.025601 | 0.046756
[9 empty] | 2014-07-02 | 5時 | 0 | 0 | 0 | 0 | 0 | 0 | 0 | 0 | 0 | 0 | 0 | 0 | 0 | 0 | 0 | 0 | 0 | 0 | 0 | 0.024026 | 0.023776 | 0.00025017 | 0 | 0.080156 | 0.05613 | 0 | 0.029804 | -0.29089 | -0.029804 | 0.050352
[9 empty] | 2014-07-02 | 6時 | 0 | 0 | 0 | 0 | 0 | 0 | 0 | 0 | 0 | 0 | 0 | 0 | 0 | 0 | 0 | 0 | 0 | 0 | 0 | 0.024026 | 0.023776 | 0.00025017 | 0 | 0.080156 | 0.05613 | 0 | 0.029804 | -0.29089 | -0.029804 | 0.050352
[9 empty] | 2014-07-02 | 7時 | 0 | 0 | 0 | 0 | 0 | 0 | 0 | 0 | 0 | 0 | 0 | 0 | 0 | 0 | 0 | 0 | 0 | 0 | 0 | 0.024857 | 0.023776 | 0.0010807 | 0.023666 | 0.23404 | 0.18552 | 0 | 0.069845 | -0.68169 | -0.069845 | 0.1642
[9 empty] | 2014-07-02 | 8時 | 0 | 0 | 0 | 0 | 0 | 0 | 0 | 0 | 0 | 0 | 0 | 0 | 0 | 0 | 0 | 0 | 0 | 0 | 0 | 0.031371 | 0.023776 | 0.0075951 | 0.11401 | 0.4267 | 0.28132 | 0 | 0.13041 | -1.2728 | -0.13041 | 0.29629
[9 empty] | 2014-07-02 | 9時 | 0 | 0 | 0 | 0 | 0 | 0 | 0 | 0 | 0 | 0 | 0 | 0 | 0 | 0 | 0 | 0 | 0 | 0 | 0 | 0.024446 | 0.023776 | 0.00067044 | 0.22373 | 0.50028 | 0.2521 | 0 | 0.12904 | -1.2594 | -0.12904 | 0.37124
[9 empty] | 2014-07-02 | 10時 | 0 | 0 | 0 | 0 | 0 | 0 | 0 | 0 | 0 | 0 | 0 | 0 | 0 | 0 | 0 | 0 | 0 | 0 | 0 | 0.024857 | 0.023776 | 0.0010807 | 0.18888 | 0.44125 | 0.22751 | 0 | 0.10811 | -1.0552 | -0.10811 | 0.33314
[9 empty] | 2014-07-02 | 11時 | 0 | 0 | 0 | 0 | 0 | 0 | 0 | 0 | 0 | 0 | 0 | 0 | 0 | 0 | 0 | 0 | 0 | 0 | 0 | 0.024446 | 0.023776 | 0.00067044 | 0.17015 | 0.4299 | 0.23531 | 0 | 0.11337 | -1.1065 | -0.11337 | 0.31653
[9 empty] | 2014-07-02 | 12時 | 0 | 0 | 0 | 0 | 0 | 0 | 0 | 0 | 0 | 0 | 0 | 0 | 0 | 0 | 0 | 0 | 0 | 0 | 0 | 0.03053 | 0.023776 | 0.0067545 | 0.15008 | 0.45344 | 0.27283 | 0 | 0.12453 | -1.2154 | -0.12453 | 0.32891
[9 empty] | 2014-07-02 | 13時 | 0 | 0 | 0 | 0 | 0 | 0 | 0 | 0 | 0 | 0 | 0 | 0 | 0 | 0 | 0 | 0 | 0 | 0 | 0 | 0.024446 | 0.023776 | 0.00067044 | 0.093998 | 0.16677 | 0.04833 | 0 | 0.032971 | -0.3218 | -0.032971 | 0.1338
[9 empty] | 2014-07-02 | 14時 | 0 | 0 | 0 | 0 | 0 | 0 | 0 | 0 | 0 | 0 | 0 | 0 | 0 | 0 | 0 | 0 | 0 | 0 | 0 | 0.024026 | 0.023776 | 0.00025017 | 0 | 0.080156 | 0.05613 | 0 | 0.029804 | -0.29089 | -0.029804 | 0.050352
[9 empty] | 2014-07-02 | 15時 | 0 | 0 | 0 | 0 | 0 | 0 | 0 | 0 | 0 | 0 | 0 | 0 | 0 | 0 | 0 | 0 | 0 | 0 | 0 | 0.024026 | 0.023776 | 0.00025017 | 0 | 0.080156 | 0.05613 | 0 | 0.029804 | -0.29089 | -0.029804 | 0.050352
[9 empty] | 2014-07-02 | 16時 | 0 | 0 | 0 | 0 | 0 | 0 | 0 | 0 | 0 | 0 | 0 | 0 | 0 | 0 | 0 | 0 | 0 | 0 | 0 | 0.024857 | 0.023776 | 0.0010807 | 0.070329 | 0.37035 | 0.27516 | 0 | 0.039598 | -0.38648 | -0.039598 | 0.33075
[9 empty] | 2014-07-02 | 17時 | 0 | 0 | 0 | 0 | 0 | 0 | 0 | 0 | 0 | 0 | 0 | 0 | 0 | 0 | 0 | 0 | 0 | 0 | 0 | 0.036624 | 0.023776 | 0.012849 | 0.13006 | 0.44491 | 0.27822 | 0 | 0.060509 | -0.59056 | -0.060509 | 0.3844
[9 empty] | 2014-07-02 | 18時 | 0 | 0 | 0 | 0 | 0 | 0 | 0 | 0 | 0 | 0 | 0 | 0 | 0 | 0 | 0 | 0 | 0 | 0 | 0 | 0.036624 | 0.023776 | 0.012849 | 0.15964 | 0.41407 | 0.21781 | 0 | 0.035196 | -0.34352 | -0.035196 | 0.37888
[9 empty] | 2014-07-02 | 19時 | 0 | 0 | 0 | 0 | 0 | 0 | 0 | 0 | 0 | 0 | 0 | 0 | 0 | 0 | 0 | 0 | 0 | 0 | 0 | 0.024026 | 0.023776 | 0.00025017 | 0.067685 | 0.2273 | 0.13559 | 0 | 0.076292 | -0.74461 | -0.076292 | 0.15101
[9 empty] | 2014-07-02 | 20時 | 0 | 0 | 0 | 0 | 0 | 0 | 0 | 0 | 0 | 0 | 0 | 0 | 0 | 0 | 0 | 0 | 0 | 0 | 0 | 0.024446 | 0.023776 | 0.00067044 | 0.14104 | 0.29311 | 0.12762 | 0 | 0.04801 | -0.46858 | -0.04801 | 0.2451
[9 empty] | 2014-07-02 | 21時 | 0 | 0 | 0 | 0 | 0 | 0 | 0 | 0 | 0 | 0 | 0 | 0 | 0 | 0 | 0 | 0 | 0 | 0 | 0 | 0.036344 | 0.023776 | 0.012568 | 0.16291 | 0.4405 | 0.24124 | 0 | 0.10546 | -1.0293 | -0.10546 | 0.33503
[9 empty] | 2014-07-02 | 22時 | 0 | 0 | 0 | 0 | 0 | 0 | 0 | 0 | 0 | 0 | 0 | 0 | 0 | 0 | 0 | 0 | 0 | 0 | 0 | 0.036764 | 0.023776 | 0.012989 | 0.16493 | 0.38136 | 0.17966 | 0 | 0.065101 | -0.63539 | -0.065101 | 0.31625
[9 empty] | 2014-07-02 | 23時 | 0 | 0 | 0 | 0 | 0 | 0 | 0 | 0 | 0 | 0 | 0 | 0 | 0 | 0 | 0 | 0 | 0 | 0 | 0 | 0.03039 | 0.023776 | 0.0066144 | 0.1312 | 0.31942 | 0.15783 | 0 | 0.09532 | -0.93032 | -0.09532 | 0.2241
[9 empty] | 2014-07-03 | 0時 | 0 | 0 | 0 | 0 | 0 | 0 | 0 | 0 | 0 | 0 | 0 | 0 | 0 | 0 | 0 | 0 | 0 | 0 | 0 | 0.024026 | 0.023776 | 0.00025017 | 0.045276 | 0.22713 | 0.15783 | 0 | 0.091105 | -0.88919 | -0.091105 | 0.13603
[9 empty] | 2014-07-03 | 1時 | 0 | 0 | 0 | 0 | 0 | 0 | 0 | 0 | 0 | 0 | 0 | 0 | 0 | 0 | 0 | 0 | 0 | 0 | 0 | 0.024026 | 0.023776 | 0.00025017 | 0 | 0.072356 | 0.04833 | 0 | 0.026801 | -0.26157 | -0.026801 | 0.045556
[9 empty] | 2014-07-03 | 2時 | 0 | 0 | 0 | 0 | 0 | 0 | 0 | 0 | 0 | 0 | 0 | 0 | 0 | 0 | 0 | 0 | 0 | 0 | 0 | 0.024026 | 0.023776 | 0.00025017 | 0 | 0.080156 | 0.05613 | 0 | 0.031073 | -0.30327 | -0.031073 | 0.049083
[9 empty] | 2014-07-03 | 3時 | 0 | 0 | 0 | 0 | 0 | 0 | 0 | 0 | 0 | 0 | 0 | 0 | 0 | 0 | 0 | 0 | 0 | 0 | 0 | 0.024026 | 0.023776 | 0.00025017 | 0 | 0.080156 | 0.05613 | 0 | 0.031073 | -0.30327 | -0.031073 | 0.049083
[9 empty] | 2014-07-03 | 4時 | 0 | 0 | 0 | 0 | 0 | 0 | 0 | 0 | 0 | 0 | 0 | 0 | 0 | 0 | 0 | 0 | 0 | 0 | 0 | 0.024026 | 0.023776 | 0.00025017 | 0 | 0.072356 | 0.04833 | 0 | 0.026801 | -0.26157 | -0.026801 | 0.045556
[9 empty] | 2014-07-03 | 5時 | 0 | 0 | 0 | 0 | 0 | 0 | 0 | 0 | 0 | 0 | 0 | 0 | 0 | 0 | 0 | 0 | 0 | 0 | 0 | 0.024026 | 0.023776 | 0.00025017 | 0 | 0.080156 | 0.05613 | 0 | 0.031073 | -0.30327 | -0.031073 | 0.049083
[9 empty] | 2014-07-03 | 6時 | 0 | 0 | 0 | 0 | 0 | 0 | 0 | 0 | 0 | 0 | 0 | 0 | 0 | 0 | 0 | 0 | 0 | 0 | 0 | 0.03053 | 0.023776 | 0.0067545 | 0.018231 | 0.30998 | 0.26122 | 0 | 0.11479 | -1.1204 | -0.11479 | 0.19519
[9 empty] | 2014-07-03 | 7時 | 0 | 0 | 0 | 0 | 0 | 0 | 0 | 0 | 0 | 0 | 0 | 0 | 0 | 0 | 0 | 0 | 0 | 0 | 0 | 0.024857 | 0.023776 | 0.0010807 | 0.11469 | 0.3877 | 0.24816 | 0 | 0.10418 | -1.0168 | -0.10418 | 0.28353
[9 empty] | 2014-07-03 | 8時 | 0 | 0 | 0 | 0 | 0 | 0 | 0 | 0 | 0 | 0 | 0 | 0 | 0 | 0 | 0 | 0 | 0 | 0 | 0 | 0.024857 | 0.023776 | 0.0010807 | 0.064563 | 0.2343 | 0.14488 | 0 | 0.069816 | -0.68141 | -0.069816 | 0.16448
[9 empty] | 2014-07-03 | 9時 | 0 | 0 | 0 | 0 | 0 | 0 | 0 | 0 | 0 | 0 | 0 | 0 | 0 | 0 | 0 | 0 | 0 | 0 | 0 | 0.024026 | 0.023776 | 0.00025017 | 0.16544 | 0.52635 | 0.33688 | 0 | 0.18452 | -1.8009 | -0.18452 | 0.34183
[9 empty] | 2014-07-03 | 10時 | 0 | 0 | 0 | 0 | 0 | 0 | 0 | 0 | 0 | 0 | 0 | 0 | 0 | 0 | 0 | 0 | 0 | 0 | 0 | 0.024446 | 0.023776 | 0.00067044 | 0.053027 | 0.1258 | 0.04833 | 0 | 0.031924 | -0.31158 | -0.031924 | 0.09388
[9 empty] | 2014-07-03 | 11時 | 0 | 0 | 0 | 0 | 0 | 0 | 0 | 0 | 0 | 0 | 0 | 0 | 0 | 0 | 0 | 0 | 0 | 0 | 0 | 0.024026 | 0.023776 | 0.00025017 | 0.0026381 | 0.082794 | 0.05613 | 0 | 0.031324 | -0.30573 | -0.031324 | 0.05147
[9 empty] | 2014-07-03 | 12時 | 0 | 0 | 0 | 0 | 0 | 0 | 0 | 0 | 0 | 0 | 0 | 0 | 0 | 0 | 0 | 0 | 0 | 0 | 0 | 0.03053 | 0.023776 | 0.0067545 | 0.029502 | 0.33286 | 0.27283 | 0 | 0.11962 | -1.1675 | -0.11962 | 0.21324
[9 empty] | 2014-07-03 | 13時 | 0 | 0 | 0 | 0 | 0 | 0 | 0 | 0 | 0 | 0 | 0 | 0 | 0 | 0 | 0 | 0 | 0 | 0 | 0 | 0.024446 | 0.023776 | 0.00067044 | 0.058042 | 0.13082 | 0.04833 | 0 | 0.032408 | -0.3163 | -0.032408 | 0.09841
[9 empty] | 2014-07-03 | 14時 | 0 | 0 | 0 | 0 | 0 | 0 | 0 | 0 | 0 | 0 | 0 | 0 | 0 | 0 | 0 | 0 | 0 | 0 | 0 | 0.024026 | 0.023776 | 0.00025017 | 0.024487 | 0.10464 | 0.05613 | 0 | 0.033415 | -0.32613 | -0.033415 | 0.071228
[9 empty] | 2014-07-03 | 15時 | 0 | 0 | 0 | 0 | 0 | 0 | 0 | 0 | 0 | 0 | 0 | 0 | 0 | 0 | 0 | 0 | 0 | 0 | 0 | 0.024026 | 0.023776 | 0.00025017 | 0 | 0.080156 | 0.05613 | 0 | 0.031073 | -0.30327 | -0.031073 | 0.049083
[9 empty] | 2014-07-03 | 16時 | 0 | 0 | 0 | 0 | 0 | 0 | 0 | 0 | 0 | 0 | 0 | 0 | 0 | 0 | 0 | 0 | 0 | 0 | 0 | 0.024446 | 0.023776 | 0.00067044 | 0.033816 | 0.10659 | 0.04833 | 0 | 0.030085 | -0.29363 | -0.030085 | 0.076508
[9 empty] | 2014-07-03 | 17時 | 0 | 0 | 0 | 0 | 0 | 0 | 0 | 0 | 0 | 0 | 0 | 0 | 0 | 0 | 0 | 0 | 0 | 0 | 0 | 0.024446 | 0.023776 | 0.00067044 | 0.056835 | 0.28621 | 0.20493 | 0 | 0.084469 | -0.82441 | -0.084469 | 0.20174
[9 empty] | 2014-07-03 | 18時 | 0 | 0 | 0 | 0 | 0 | 0 | 0 | 0 | 0 | 0 | 0 | 0 | 0 | 0 | 0 | 0 | 0 | 0 | 0 | 0.036624 | 0.023776 | 0.012849 | 0.066494 | 0.4419 | 0.33878 | 0 | 0.10993 | -1.0729 | -0.10993 | 0.33197
[9 empty] | 2014-07-03 | 19時 | 0 | 0 | 0 | 0 | 0 | 0 | 0 | 0 | 0 | 0 | 0 | 0 | 0 | 0 | 0 | 0 | 0 | 0 | 0 | 0.036624 | 0.023776 | 0.012849 | 0.16307 | 0.33458 | 0.13488 | 0 | 0.095619 | -0.93324 | -0.095619 | 0.23896
[9 empty] | 2014-07-03 | 20時 | 0 | 0 | 0 | 0 | 0 | 0 | 0 | 0 | 0 | 0 | 0 | 0 | 0 | 0 | 0 | 0 | 0 | 0 | 0 | 0.024446 | 0.023776 | 0.00067044 | 0.088224 | 0.24028 | 0.12761 | 0 | 0.051625 | -0.50386 | -0.051625 | 0.18865
[9 empty] | 2014-07-03 | 21時 | 0 | 0 | 0 | 0 | 0 | 0 | 0 | 0 | 0 | 0 | 0 | 0 | 0 | 0 | 0 | 0 | 0 | 0 | 0 | 0.024446 | 0.023776 | 0.00067044 | 0.14284 | 0.35471 | 0.18743 | 0 | 0.083418 | -0.81416 | -0.083418 | 0.27129
[9 empty] | 2014-07-03 | 22時 | 0 | 0 | 0 | 0 | 0 | 0 | 0 | 0 | 0 | 0 | 0 | 0 | 0 | 0 | 0 | 0 | 0 | 0 | 0 | 0.036344 | 0.023776 | 0.012568 | 0.16493 | 0.39307 | 0.19179 | 0 | 0.10089 | -0.98466 | -0.10089 | 0.29218
[9 empty] | 2014-07-03 | 23時 | 0 | 0 | 0 | 0 | 0 | 0 | 0 | 0 | 0 | 0 | 0 | 0 | 0 | 0 | 0 | 0 | 0 | 0 | 0 | 0.037175 | 0.023776 | 0.013399 | 0.17268 | 0.42753 | 0.21768 | 0 | 0.12139 | -1.1848 | -0.12139 | 0.30614
[9 empty] | 2014-07-04 | 0時 | 0 | 0 | 0 | 0 | 0 | 0 | 0 | 0 | 0 | 0 | 0 | 0 | 0 | 0 | 0 | 0 | 0 | 0 | 0 | 0.024026 | 0.023776 | 0.00025017 | 0.045276 | 0.22713 | 0.15783 | 0 | 0.10766 | -1.0507 | -0.10766 | 0.11947
[9 empty] | 2014-07-04 | 1時 | 0 | 0 | 0 | 0 | 0 | 0 | 0 | 0 | 0 | 0 | 0 | 0 | 0 | 0 | 0 | 0 | 0 | 0 | 0 | 0.024026 | 0.023776 | 0.00025017 | 0 | 0.072356 | 0.04833 | 0 | 0.033484 | -0.3268 | -0.033484 | 0.038873
[9 empty] | 2014-07-04 | 2時 | 0 | 0 | 0 | 0 | 0 | 0 | 0 | 0 | 0 | 0 | 0 | 0 | 0 | 0 | 0 | 0 | 0 | 0 | 0 | 0.024026 | 0.023776 | 0.00025017 | 0 | 0.080156 | 0.05613 | 0 | 0.038141 | -0.37225 | -0.038141 | 0.042015
[9 empty] | 2014-07-04 | 3時 | 0 | 0 | 0 | 0 | 0 | 0 | 0 | 0 | 0 | 0 | 0 | 0 | 0 | 0 | 0 | 0 | 0 | 0 | 0 | 0.024026 | 0.023776 | 0.00025017 | 0 | 0.080156 | 0.05613 | 0 | 0.038141 | -0.37225 | -0.038141 | 0.042015
[9 empty] | 2014-07-04 | 4時 | 0 | 0 | 0 | 0 | 0 | 0 | 0 | 0 | 0 | 0 | 0 | 0 | 0 | 0 | 0 | 0 | 0 | 0 | 0 | 0.024026 | 0.023776 | 0.00025017 | 0 | 0.072356 | 0.04833 | 0 | 0.033484 | -0.3268 | -0.033484 | 0.038873
[9 empty] | 2014-07-04 | 5時 | 0 | 0 | 0 | 0 | 0 | 0 | 0 | 0 | 0 | 0 | 0 | 0 | 0 | 0 | 0 | 0 | 0 | 0 | 0 | 0.024026 | 0.023776 | 0.00025017 | 0 | 0.080156 | 0.05613 | 0 | 0.038141 | -0.37225 | -0.038141 | 0.042015
[9 empty] | 2014-07-04 | 6時 | 0 | 0 | 0 | 0 | 0 | 0 | 0 | 0 | 0 | 0 | 0 | 0 | 0 | 0 | 0 | 0 | 0 | 0 | 0 | 0.03053 | 0.023776 | 0.0067545 | 0.018231 | 0.30998 | 0.26122 | 0 | 0.1378 | -1.345 | -0.1378 | 0.17218
[9 empty] | 2014-07-04 | 7時 | 0 | 0 | 0 | 0 | 0 | 0 | 0 | 0 | 0 | 0 | 0 | 0 | 0 | 0 | 0 | 0 | 0 | 0 | 0 | 0.024857 | 0.023776 | 0.0010807 | 0.11469 | 0.3877 | 0.24816 | 0 | 0.13682 | -1.3354 | -0.13682 | 0.25088
[9 empty] | 2014-07-04 | 8時 | 0 | 0 | 0 | 0 | 0 | 0 | 0 | 0 | 0 | 0 | 0 | 0 | 0 | 0 | 0 | 0 | 0 | 0 | 0 | 0.024857 | 0.023776 | 0.0010807 | 0.064563 | 0.2343 | 0.14488 | 0 | 0.089474 | -0.87326 | -0.089474 | 0.14482
[9 empty] | 2014-07-04 | 9時 | 0 | 0 | 0 | 0 | 0 | 0 | 0 | 0 | 0 | 0 | 0 | 0 | 0 | 0 | 0 | 0 | 0 | 0 | 0 | 0.024026 | 0.023776 | 0.00025017 | 0.16544 | 0.52635 | 0.33688 | 0 | 0.22352 | -2.1816 | -0.22352 | 0.30283
[9 empty] | 2014-07-04 | 10時 | 0 | 0 | 0 | 0 | 0 | 0 | 0 | 0 | 0 | 0 | 0 | 0 | 0 | 0 | 0 | 0 | 0 | 0 | 0 | 0.024446 | 0.023776 | 0.00067044 | 0.053027 | 0.1258 | 0.04833 | 0 | 0.043879 | -0.42826 | -0.043879 | 0.081924
[9 empty] | 2014-07-04 | 11時 | 0 | 0 | 0 | 0 | 0 | 0 | 0 | 0 | 0 | 0 | 0 | 0 | 0 | 0 | 0 | 0 | 0 | 0 | 0 | 0.024026 | 0.023776 | 0.00025017 | 0.0026381 | 0.082794 | 0.05613 | 0 | 0.038653 | -0.37725 | -0.038653 | 0.044142
[9 empty] | 2014-07-04 | 12時 | 0 | 0 | 0 | 0 | 0 | 0 | 0 | 0 | 0 | 0 | 0 | 0 | 0 | 0 | 0 | 0 | 0 | 0 | 0 | 0.03053 | 0.023776 | 0.0067545 | 0.029502 | 0.33286 | 0.27283 | 0 | 0.1446 | -1.4113 | -0.1446 | 0.18827
[9 empty] | 2014-07-04 | 13時 | 0 | 0 | 0 | 0 | 0 | 0 | 0 | 0 | 0 | 0 | 0 | 0 | 0 | 0 | 0 | 0 | 0 | 0 | 0 | 0.024446 | 0.023776 | 0.00067044 | 0.058042 | 0.13082 | 0.04833 | 0 | 0.044857 | -0.43781 | -0.044857 | 0.085961
[9 empty] | 2014-07-04 | 14時 | 0 | 0 | 0 | 0 | 0 | 0 | 0 | 0 | 0 | 0 | 0 | 0 | 0 | 0 | 0 | 0 | 0 | 0 | 0 | 0.024026 | 0.023776 | 0.00025017 | 0.024487 | 0.10464 | 0.05613 | 0 | 0.042899 | -0.41869 | -0.042899 | 0.061744
[9 empty] | 2014-07-04 | 15時 | 0 | 0 | 0 | 0 | 0 | 0 | 0 | 0 | 0 | 0 | 0 | 0 | 0 | 0 | 0 | 0 | 0 | 0 | 0 | 0.024026 | 0.023776 | 0.00025017 | 0 | 0.080156 | 0.05613 | 0 | 0.038141 | -0.37225 | -0.038141 | 0.042015
[9 empty] | 2014-07-04 | 16時 | 0 | 0 | 0 | 0 | 0 | 0 | 0 | 0 | 0 | 0 | 0 | 0 | 0 | 0 | 0 | 0 | 0 | 0 | 0 | 0.024446 | 0.023776 | 0.00067044 | 0.033816 | 0.10659 | 0.04833 | 0 | 0.040145 | -0.39181 | -0.040145 | 0.066448
[9 empty] | 2014-07-04 | 17時 | 0 | 0 | 0 | 0 | 0 | 0 | 0 | 0 | 0 | 0 | 0 | 0 | 0 | 0 | 0 | 0 | 0 | 0 | 0 | 0.024446 | 0.023776 | 0.00067044 | 0.056835 | 0.28621 | 0.20493 | 0 | 0.10819 | -1.0559 | -0.10819 | 0.17802
[9 empty] | 2014-07-04 | 18時 | 0 | 0 | 0 | 0 | 0 | 0 | 0 | 0 | 0 | 0 | 0 | 0 | 0 | 0 | 0 | 0 | 0 | 0 | 0 | 0.036624 | 0.023776 | 0.012849 | 0.066494 | 0.4419 | 0.33878 | 0 | 0.14786 | -1.4431 | -0.14786 | 0.29404
[9 empty] | 2014-07-04 | 19時 | 0 | 0 | 0 | 0 | 0 | 0 | 0 | 0 | 0 | 0 | 0 | 0 | 0 | 0 | 0 | 0 | 0 | 0 | 0 | 0.036624 | 0.023776 | 0.012849 | 0.16307 | 0.33458 | 0.13488 | 0 | 0.12654 | -1.235 | -0.12654 | 0.20804
[9 empty] | 2014-07-04 | 20時 | 0 | 0 | 0 | 0 | 0 | 0 | 0 | 0 | 0 | 0 | 0 | 0 | 0 | 0 | 0 | 0 | 0 | 0 | 0 | 0.024446 | 0.023776 | 0.00067044 | 0.088224 | 0.24028 | 0.12761 | 0 | 0.07392 | -0.72146 | -0.07392 | 0.16636
[9 empty] | 2014-07-04 | 21時 | 0 | 0 | 0 | 0 | 0 | 0 | 0 | 0 | 0 | 0 | 0 | 0 | 0 | 0 | 0 | 0 | 0 | 0 | 0 | 0.024446 | 0.023776 | 0.00067044 | 0.14284 | 0.35471 | 0.18743 | 0 | 0.11473 | -1.1197 | -0.11473 | 0.23998
[9 empty] | 2014-07-04 | 22時 | 0 | 0 | 0 | 0 | 0 | 0 | 0 | 0 | 0 | 0 | 0 | 0 | 0 | 0 | 0 | 0 | 0 | 0 | 0 | 0.036344 | 0.023776 | 0.012568 | 0.16493 | 0.39307 | 0.19179 | 0 | 0.13448 | -1.3125 | -0.13448 | 0.25859
[9 empty] | 2014-07-04 | 23時 | 0 | 0 | 0 | 0 | 0 | 0 | 0 | 0 | 0 | 0 | 0 | 0 | 0 | 0 | 0 | 0 | 0 | 0 | 0 | 0.037175 | 0.023776 | 0.013399 | 0.17268 | 0.42753 | 0.21768 | 0 | 0.1565 | -1.5275 | -0.1565 | 0.27103
[9 empty] | 2014-07-05 | 0時 | 0 | 0 | 0 | 0 | 0 | 0 | 0 | 0 | 0 | 0 | 0 | 0 | 0 | 0 | 0 | 0 | 0 | 0 | 0 | 0.024026 | 0.023776 | 0.00025017 | 0.045276 | 0.22713 | 0.15783 | 0 | 0.091528 | -0.89332 | -0.091528 | 0.1356
[9 empty] | 2014-07-05 | 1時 | 0 | 0 | 0 | 0 | 0 | 0 | 0 | 0 | 0 | 0 | 0 | 0 | 0 | 0 | 0 | 0 | 0 | 0 | 0 | 0.024026 | 0.023776 | 0.00025017 | 0 | 0.072356 | 0.04833 | 0 | 0.026972 | -0.26324 | -0.026972 | 0.045385
[9 empty] | 2014-07-05 | 2時 | 0 | 0 | 0 | 0 | 0 | 0 | 0 | 0 | 0 | 0 | 0 | 0 | 0 | 0 | 0 | 0 | 0 | 0 | 0 | 0.024026 | 0.023776 | 0.00025017 | 0 | 0.080156 | 0.05613 | 0 | 0.031254 | -0.30504 | -0.031254 | 0.048902
[9 empty] | 2014-07-05 | 3時 | 0 | 0 | 0 | 0 | 0 | 0 | 0 | 0 | 0 | 0 | 0 | 0 | 0 | 0 | 0 | 0 | 0 | 0 | 0 | 0.024026 | 0.023776 | 0.00025017 | 0 | 0.080156 | 0.05613 | 0 | 0.031254 | -0.30504 | -0.031254 | 0.048902
[9 empty] | 2014-07-05 | 4時 | 0 | 0 | 0 | 0 | 0 | 0 | 0 | 0 | 0 | 0 | 0 | 0 | 0 | 0 | 0 | 0 | 0 | 0 | 0 | 0.024026 | 0.023776 | 0.00025017 | 0 | 0.072356 | 0.04833 | 0 | 0.026972 | -0.26324 | -0.026972 | 0.045385
[9 empty] | 2014-07-05 | 5時 | 0 | 0 | 0 | 0 | 0 | 0 | 0 | 0 | 0 | 0 | 0 | 0 | 0 | 0 | 0 | 0 | 0 | 0 | 0 | 0.024026 | 0.023776 | 0.00025017 | 0 | 0.080156 | 0.05613 | 0 | 0.031254 | -0.30504 | -0.031254 | 0.048902
[9 empty] | 2014-07-05 | 6時 | 0 | 0 | 0 | 0 | 0 | 0 | 0 | 0 | 0 | 0 | 0 | 0 | 0 | 0 | 0 | 0 | 0 | 0 | 0 | 0.03053 | 0.023776 | 0.0067545 | 0.018231 | 0.30998 | 0.26122 | 0 | 0.11538 | -1.1261 | -0.11538 | 0.1946
[9 empty] | 2014-07-05 | 7時 | 0 | 0 | 0 | 0 | 0 | 0 | 0 | 0 | 0 | 0 | 0 | 0 | 0 | 0 | 0 | 0 | 0 | 0 | 0 | 0.024857 | 0.023776 | 0.0010807 | 0.11469 | 0.3877 | 0.24816 | 0 | 0.10501 | -1.0249 | -0.10501 | 0.28269
[9 empty] | 2014-07-05 | 8時 | 0 | 0 | 0 | 0 | 0 | 0 | 0 | 0 | 0 | 0 | 0 | 0 | 0 | 0 | 0 | 0 | 0 | 0 | 0 | 0.024857 | 0.023776 | 0.0010807 | 0.064563 | 0.2343 | 0.14488 | 0 | 0.070319 | -0.68631 | -0.070319 | 0.16398
[9 empty] | 2014-07-05 | 9時 | 0 | 0 | 0 | 0 | 0 | 0 | 0 | 0 | 0 | 0 | 0 | 0 | 0 | 0 | 0 | 0 | 0 | 0 | 0 | 0.024026 | 0.023776 | 0.00025017 | 0.16544 | 0.52635 | 0.33688 | 0 | 0.18551 | -1.8106 | -0.18551 | 0.34084
[9 empty] | 2014-07-05 | 10時 | 0 | 0 | 0 | 0 | 0 | 0 | 0 | 0 | 0 | 0 | 0 | 0 | 0 | 0 | 0 | 0 | 0 | 0 | 0 | 0.024446 | 0.023776 | 0.00067044 | 0.053027 | 0.1258 | 0.04833 | 0 | 0.03223 | -0.31456 | -0.03223 | 0.093574
[9 empty] | 2014-07-05 | 11時 | 0 | 0 | 0 | 0 | 0 | 0 | 0 | 0 | 0 | 0 | 0 | 0 | 0 | 0 | 0 | 0 | 0 | 0 | 0 | 0.024026 | 0.023776 | 0.00025017 | 0.0026381 | 0.082794 | 0.05613 | 0 | 0.031512 | -0.30756 | -0.031512 | 0.051283
[9 empty] | 2014-07-05 | 12時 | 0 | 0 | 0 | 0 | 0 | 0 | 0 | 0 | 0 | 0 | 0 | 0 | 0 | 0 | 0 | 0 | 0 | 0 | 0 | 0.03053 | 0.023776 | 0.0067545 | 0.029502 | 0.33286 | 0.27283 | 0 | 0.12026 | -1.1737 | -0.12026 | 0.2126
[9 empty] | 2014-07-05 | 13時 | 0 | 0 | 0 | 0 | 0 | 0 | 0 | 0 | 0 | 0 | 0 | 0 | 0 | 0 | 0 | 0 | 0 | 0 | 0 | 0.024446 | 0.023776 | 0.00067044 | 0.058042 | 0.13082 | 0.04833 | 0 | 0.032726 | -0.31941 | -0.032726 | 0.098092
[9 empty] | 2014-07-05 | 14時 | 0 | 0 | 0 | 0 | 0 | 0 | 0 | 0 | 0 | 0 | 0 | 0 | 0 | 0 | 0 | 0 | 0 | 0 | 0 | 0.024026 | 0.023776 | 0.00025017 | 0.024487 | 0.10464 | 0.05613 | 0 | 0.033658 | -0.3285 | -0.033658 | 0.070986
[9 empty] | 2014-07-05 | 15時 | 0 | 0 | 0 | 0 | 0 | 0 | 0 | 0 | 0 | 0 | 0 | 0 | 0 | 0 | 0 | 0 | 0 | 0 | 0 | 0.024026 | 0.023776 | 0.00025017 | 0 | 0.080156 | 0.05613 | 0 | 0.031254 | -0.30504 | -0.031254 | 0.048902
[9 empty] | 2014-07-05 | 16時 | 0 | 0 | 0 | 0 | 0 | 0 | 0 | 0 | 0 | 0 | 0 | 0 | 0 | 0 | 0 | 0 | 0 | 0 | 0 | 0.024446 | 0.023776 | 0.00067044 | 0.033816 | 0.10659 | 0.04833 | 0 | 0.030342 | -0.29614 | -0.030342 | 0.076251
[9 empty] | 2014-07-05 | 17時 | 0 | 0 | 0 | 0 | 0 | 0 | 0 | 0 | 0 | 0 | 0 | 0 | 0 | 0 | 0 | 0 | 0 | 0 | 0 | 0.024446 | 0.023776 | 0.00067044 | 0.056835 | 0.28621 | 0.20493 | 0 | 0.085075 | -0.83033 | -0.085075 | 0.20114
[9 empty] | 2014-07-05 | 18時 | 0 | 0 | 0 | 0 | 0 | 0 | 0 | 0 | 0 | 0 | 0 | 0 | 0 | 0 | 0 | 0 | 0 | 0 | 0 | 0.036624 | 0.023776 | 0.012849 | 0.066494 | 0.4419 | 0.33878 | 0 | 0.1109 | -1.0824 | -0.1109 | 0.331
[9 empty] | 2014-07-05 | 19時 | 0 | 0 | 0 | 0 | 0 | 0 | 0 | 0 | 0 | 0 | 0 | 0 | 0 | 0 | 0 | 0 | 0 | 0 | 0 | 0.036624 | 0.023776 | 0.012849 | 0.16307 | 0.33458 | 0.13488 | 0 | 0.095105 | -0.92823 | -0.095105 | 0.23947
[9 empty] | 2014-07-05 | 20時 | 0 | 0 | 0 | 0 | 0 | 0 | 0 | 0 | 0 | 0 | 0 | 0 | 0 | 0 | 0 | 0 | 0 | 0 | 0 | 0.024446 | 0.023776 | 0.00067044 | 0.088224 | 0.24028 | 0.12761 | 0 | 0.052195 | -0.50943 | -0.052195 | 0.18808
[9 empty] | 2014-07-05 | 21時 | 0 | 0 | 0 | 0 | 0 | 0 | 0 | 0 | 0 | 0 | 0 | 0 | 0 | 0 | 0 | 0 | 0 | 0 | 0 | 0.024446 | 0.023776 | 0.00067044 | 0.14284 | 0.35471 | 0.18743 | 0 | 0.084218 | -0.82197 | -0.084218 | 0.27049
[9 empty] | 2014-07-05 | 22時 | 0 | 0 | 0 | 0 | 0 | 0 | 0 | 0 | 0 | 0 | 0 | 0 | 0 | 0 | 0 | 0 | 0 | 0 | 0 | 0.036344 | 0.023776 | 0.012568 | 0.16493 | 0.39307 | 0.19179 | 0 | 0.10175 | -0.99304 | -0.10175 | 0.29132
[9 empty] | 2014-07-05 | 23時 | 0 | 0 | 0 | 0 | 0 | 0 | 0 | 0 | 0 | 0 | 0 | 0 | 0 | 0 | 0 | 0 | 0 | 0 | 0 | 0.037175 | 0.023776 | 0.013399 | 0.17268 | 0.42753 | 0.21768 | 0 | 0.12229 | -1.1935 | -0.12229 | 0.30524
[9 empty] | 2014-07-06 | 0時 | 0 | 0 | 0 | 0 | 0 | 0 | 0 | 0 | 0 | 0 | 0 | 0 | 0 | 0 | 0 | 0 | 0 | 0 | 0 | 0.024026 | 0.023776 | 0.00025017 | 0.045276 | 0.22713 | 0.15783 | 0 | 0.092106 | -0.89895 | -0.092106 | 0.13503
[9 empty] | 2014-07-06 | 1時 | 0 | 0 | 0 | 0 | 0 | 0 | 0 | 0 | 0 | 0 | 0 | 0 | 0 | 0 | 0 | 0 | 0 | 0 | 0 | 0.024026 | 0.023776 | 0.00025017 | 0 | 0.072356 | 0.04833 | 0 | 0.027205 | -0.26552 | -0.027205 | 0.045152
[9 empty] | 2014-07-06 | 2時 | 0 | 0 | 0 | 0 | 0 | 0 | 0 | 0 | 0 | 0 | 0 | 0 | 0 | 0 | 0 | 0 | 0 | 0 | 0 | 0.024026 | 0.023776 | 0.00025017 | 0 | 0.080156 | 0.05613 | 0 | 0.0315 | -0.30744 | -0.0315 | 0.048656
[9 empty] | 2014-07-06 | 3時 | 0 | 0 | 0 | 0 | 0 | 0 | 0 | 0 | 0 | 0 | 0 | 0 | 0 | 0 | 0 | 0 | 0 | 0 | 0 | 0.024026 | 0.023776 | 0.00025017 | 0 | 0.080156 | 0.05613 | 0 | 0.0315 | -0.30744 | -0.0315 | 0.048656
[9 empty] | 2014-07-06 | 4時 | 0 | 0 | 0 | 0 | 0 | 0 | 0 | 0 | 0 | 0 | 0 | 0 | 0 | 0 | 0 | 0 | 0 | 0 | 0 | 0.024026 | 0.023776 | 0.00025017 | 0 | 0.072356 | 0.04833 | 0 | 0.027205 | -0.26552 | -0.027205 | 0.045152
[9 empty] | 2014-07-06 | 5時 | 0 | 0 | 0 | 0 | 0 | 0 | 0 | 0 | 0 | 0 | 0 | 0 | 0 | 0 | 0 | 0 | 0 | 0 | 0 | 0.024026 | 0.023776 | 0.00025017 | 0 | 0.080156 | 0.05613 | 0 | 0.0315 | -0.30744 | -0.0315 | 0.048656
[9 empty] | 2014-07-06 | 6時 | 0 | 0 | 0 | 0 | 0 | 0 | 0 | 0 | 0 | 0 | 0 | 0 | 0 | 0 | 0 | 0 | 0 | 0 | 0 | 0.03053 | 0.023776 | 0.0067545 | 0.018231 | 0.30998 | 0.26122 | 0 | 0.11619 | -1.134 | -0.11619 | 0.1938
[9 empty] | 2014-07-06 | 7時 | 0 | 0 | 0 | 0 | 0 | 0 | 0 | 0 | 0 | 0 | 0 | 0 | 0 | 0 | 0 | 0 | 0 | 0 | 0 | 0.024857 | 0.023776 | 0.0010807 | 0.11469 | 0.3877 | 0.24816 | 0 | 0.10615 | -1.036 | -0.10615 | 0.28155
[9 empty] | 2014-07-06 | 8時 | 0 | 0 | 0 | 0 | 0 | 0 | 0 | 0 | 0 | 0 | 0 | 0 | 0 | 0 | 0 | 0 | 0 | 0 | 0 | 0.024857 | 0.023776 | 0.0010807 | 0.064563 | 0.2343 | 0.14488 | 0 | 0.071004 | -0.693 | -0.071004 | 0.16329
[9 empty] | 2014-07-06 | 9時 | 0 | 0 | 0 | 0 | 0 | 0 | 0 | 0 | 0 | 0 | 0 | 0 | 0 | 0 | 0 | 0 | 0 | 0 | 0 | 0.024026 | 0.023776 | 0.00025017 | 0.16544 | 0.52635 | 0.33688 | 0 | 0.18687 | -1.8239 | -0.18687 | 0.33947
[9 empty] | 2014-07-06 | 10時 | 0 | 0 | 0 | 0 | 0 | 0 | 0 | 0 | 0 | 0 | 0 | 0 | 0 | 0 | 0 | 0 | 0 | 0 | 0 | 0.024446 | 0.023776 | 0.00067044 | 0.053027 | 0.1258 | 0.04833 | 0 | 0.032647 | -0.31863 | -0.032647 | 0.093157
[9 empty] | 2014-07-06 | 11時 | 0 | 0 | 0 | 0 | 0 | 0 | 0 | 0 | 0 | 0 | 0 | 0 | 0 | 0 | 0 | 0 | 0 | 0 | 0 | 0.024026 | 0.023776 | 0.00025017 | 0.0026381 | 0.082794 | 0.05613 | 0 | 0.031767 | -0.31005 | -0.031767 | 0.051027
[9 empty] | 2014-07-06 | 12時 | 0 | 0 | 0 | 0 | 0 | 0 | 0 | 0 | 0 | 0 | 0 | 0 | 0 | 0 | 0 | 0 | 0 | 0 | 0 | 0.03053 | 0.023776 | 0.0067545 | 0.029502 | 0.33286 | 0.27283 | 0 | 0.12113 | -1.1822 | -0.12113 | 0.21173
[9 empty] | 2014-07-06 | 13時 | 0 | 0 | 0 | 0 | 0 | 0 | 0 | 0 | 0 | 0 | 0 | 0 | 0 | 0 | 0 | 0 | 0 | 0 | 0 | 0.024446 | 0.023776 | 0.00067044 | 0.058042 | 0.13082 | 0.04833 | 0 | 0.03316 | -0.32365 | -0.03316 | 0.097658
[9 empty] | 2014-07-06 | 14時 | 0 | 0 | 0 | 0 | 0 | 0 | 0 | 0 | 0 | 0 | 0 | 0 | 0 | 0 | 0 | 0 | 0 | 0 | 0 | 0.024026 | 0.023776 | 0.00025017 | 0.024487 | 0.10464 | 0.05613 | 0 | 0.033988 | -0.33173 | -0.033988 | 0.070655
[9 empty] | 2014-07-06 | 15時 | 0 | 0 | 0 | 0 | 0 | 0 | 0 | 0 | 0 | 0 | 0 | 0 | 0 | 0 | 0 | 0 | 0 | 0 | 0 | 0.024026 | 0.023776 | 0.00025017 | 0 | 0.080156 | 0.05613 | 0 | 0.0315 | -0.30744 | -0.0315 | 0.048656
[9 empty] | 2014-07-06 | 16時 | 0 | 0 | 0 | 0 | 0 | 0 | 0 | 0 | 0 | 0 | 0 | 0 | 0 | 0 | 0 | 0 | 0 | 0 | 0 | 0.024446 | 0.023776 | 0.00067044 | 0.033816 | 0.10659 | 0.04833 | 0 | 0.030693 | -0.29956 | -0.030693 | 0.0759
[9 empty] | 2014-07-06 | 17時 | 0 | 0 | 0 | 0 | 0 | 0 | 0 | 0 | 0 | 0 | 0 | 0 | 0 | 0 | 0 | 0 | 0 | 0 | 0 | 0.024446 | 0.023776 | 0.00067044 | 0.056835 | 0.28621 | 0.20493 | 0 | 0.085902 | -0.83841 | -0.085902 | 0.20031
[9 empty] | 2014-07-06 | 18時 | 0 | 0 | 0 | 0 | 0 | 0 | 0 | 0 | 0 | 0 | 0 | 0 | 0 | 0 | 0 | 0 | 0 | 0 | 0 | 0.036624 | 0.023776 | 0.012849 | 0.066494 | 0.4419 | 0.33878 | 0 | 0.11222 | -1.0953 | -0.11222 | 0.32968
[9 empty] | 2014-07-06 | 19時 | 0 | 0 | 0 | 0 | 0 | 0 | 0 | 0 | 0 | 0 | 0 | 0 | 0 | 0 | 0 | 0 | 0 | 0 | 0 | 0.036624 | 0.023776 | 0.012849 | 0.16307 | 0.33458 | 0.13488 | 0 | 0.096247 | -0.93937 | -0.096247 | 0.23833
[9 empty] | 2014-07-06 | 20時 | 0 | 0 | 0 | 0 | 0 | 0 | 0 | 0 | 0 | 0 | 0 | 0 | 0 | 0 | 0 | 0 | 0 | 0 | 0 | 0.024446 | 0.023776 | 0.00067044 | 0.088224 | 0.24028 | 0.12761 | 0 | 0.052973 | -0.51702 | -0.052973 | 0.18731
[9 empty] | 2014-07-06 | 21時 | 0 | 0 | 0 | 0 | 0 | 0 | 0 | 0 | 0 | 0 | 0 | 0 | 0 | 0 | 0 | 0 | 0 | 0 | 0 | 0.024446 | 0.023776 | 0.00067044 | 0.14284 | 0.35471 | 0.18743 | 0 | 0.08531 | -0.83263 | -0.08531 | 0.2694
[9 empty] | 2014-07-06 | 22時 | 0 | 0 | 0 | 0 | 0 | 0 | 0 | 0 | 0 | 0 | 0 | 0 | 0 | 0 | 0 | 0 | 0 | 0 | 0 | 0.036344 | 0.023776 | 0.012568 | 0.16493 | 0.39307 | 0.19179 | 0 | 0.10292 | -1.0045 | -0.10292 | 0.29015
[9 empty] | 2014-07-06 | 23時 | 0 | 0 | 0 | 0 | 0 | 0 | 0 | 0 | 0 | 0 | 0 | 0 | 0 | 0 | 0 | 0 | 0 | 0 | 0 | 0.037175 | 0.023776 | 0.013399 | 0.17268 | 0.42753 | 0.21768 | 0 | 0.12351 | -1.2055 | -0.12351 | 0.30402
[9 empty] | 2014-07-07 | 0時 | 0 | 0 | 0 | 0 | 0 | 0 | 0 | 0 | 0 | 0 | 0 | 0 | 0 | 0 | 0 | 0 | 0 | 0 | 0 | 0.024026 | 0.023776 | 0.00025017 | 0.045276 | 0.22713 | 0.15783 | 0 | 0.092495 | -0.90275 | -0.092495 | 0.13464
[9 empty] | 2014-07-07 | 1時 | 0 | 0 | 0 | 0 | 0 | 0 | 0 | 0 | 0 | 0 | 0 | 0 | 0 | 0 | 0 | 0 | 0 | 0 | 0 | 0.024026 | 0.023776 | 0.00025017 | 0 | 0.072356 | 0.04833 | 0 | 0.027362 | -0.26705 | -0.027362 | 0.044995
[9 empty] | 2014-07-07 | 2時 | 0 | 0 | 0 | 0 | 0 | 0 | 0 | 0 | 0 | 0 | 0 | 0 | 0 | 0 | 0 | 0 | 0 | 0 | 0 | 0.024026 | 0.023776 | 0.00025017 | 0 | 0.080156 | 0.05613 | 0 | 0.031667 | -0.30907 | -0.031667 | 0.04849
[9 empty] | 2014-07-07 | 3時 | 0 | 0 | 0 | 0 | 0 | 0 | 0 | 0 | 0 | 0 | 0 | 0 | 0 | 0 | 0 | 0 | 0 | 0 | 0 | 0.024026 | 0.023776 | 0.00025017 | 0 | 0.080156 | 0.05613 | 0 | 0.031667 | -0.30907 | -0.031667 | 0.04849
[9 empty] | 2014-07-07 | 4時 | 0 | 0 | 0 | 0 | 0 | 0 | 0 | 0 | 0 | 0 | 0 | 0 | 0 | 0 | 0 | 0 | 0 | 0 | 0 | 0.024026 | 0.023776 | 0.00025017 | 0 | 0.072356 | 0.04833 | 0 | 0.027362 | -0.26705 | -0.027362 | 0.044995
[9 empty] | 2014-07-07 | 5時 | 0 | 0 | 0 | 0 | 0 | 0 | 0 | 0 | 0 | 0 | 0 | 0 | 0 | 0 | 0 | 0 | 0 | 0 | 0 | 0.024026 | 0.023776 | 0.00025017 | 0 | 0.080156 | 0.05613 | 0 | 0.031667 | -0.30907 | -0.031667 | 0.04849
[9 empty] | 2014-07-07 | 6時 | 0 | 0 | 0 | 0 | 0 | 0 | 0 | 0 | 0 | 0 | 0 | 0 | 0 | 0 | 0 | 0 | 0 | 0 | 0 | 0.03053 | 0.023776 | 0.0067545 | 0.018231 | 0.30998 | 0.26122 | 0 | 0.11673 | -1.1393 | -0.11673 | 0.19326
[9 empty] | 2014-07-07 | 7時 | 0 | 0 | 0 | 0 | 0 | 0 | 0 | 0 | 0 | 0 | 0 | 0 | 0 | 0 | 0 | 0 | 0 | 0 | 0 | 0.024857 | 0.023776 | 0.0010807 | 0.11469 | 0.3877 | 0.24816 | 0 | 0.10692 | -1.0435 | -0.10692 | 0.28079
[9 empty] | 2014-07-07 | 8時 | 0 | 0 | 0 | 0 | 0 | 0 | 0 | 0 | 0 | 0 | 0 | 0 | 0 | 0 | 0 | 0 | 0 | 0 | 0 | 0.024857 | 0.023776 | 0.0010807 | 0.064563 | 0.2343 | 0.14488 | 0 | 0.071467 | -0.69752 | -0.071467 | 0.16283
[9 empty] | 2014-07-07 | 9時 | 0 | 0 | 0 | 0 | 0 | 0 | 0 | 0 | 0 | 0 | 0 | 0 | 0 | 0 | 0 | 0 | 0 | 0 | 0 | 0.024026 | 0.023776 | 0.00025017 | 0.16544 | 0.52635 | 0.33688 | 0 | 0.18779 | -1.8329 | -0.18779 | 0.33856
[9 empty] | 2014-07-07 | 10時 | 0 | 0 | 0 | 0 | 0 | 0 | 0 | 0 | 0 | 0 | 0 | 0 | 0 | 0 | 0 | 0 | 0 | 0 | 0 | 0.024446 | 0.023776 | 0.00067044 | 0.053027 | 0.1258 | 0.04833 | 0 | 0.032928 | -0.32138 | -0.032928 | 0.092876
[9 empty] | 2014-07-07 | 11時 | 0 | 0 | 0 | 0 | 0 | 0 | 0 | 0 | 0 | 0 | 0 | 0 | 0 | 0 | 0 | 0 | 0 | 0 | 0 | 0.024026 | 0.023776 | 0.00025017 | 0.0026381 | 0.082794 | 0.05613 | 0 | 0.03194 | -0.31173 | -0.03194 | 0.050854
[9 empty] | 2014-07-07 | 12時 | 0 | 0 | 0 | 0 | 0 | 0 | 0 | 0 | 0 | 0 | 0 | 0 | 0 | 0 | 0 | 0 | 0 | 0 | 0 | 0.03053 | 0.023776 | 0.0067545 | 0.029502 | 0.33286 | 0.27283 | 0 | 0.12172 | -1.188 | -0.12172 | 0.21115
[9 empty] | 2014-07-07 | 13時 | 0 | 0 | 0 | 0 | 0 | 0 | 0 | 0 | 0 | 0 | 0 | 0 | 0 | 0 | 0 | 0 | 0 | 0 | 0 | 0.024446 | 0.023776 | 0.00067044 | 0.058042 | 0.13082 | 0.04833 | 0 | 0.033454 | -0.32651 | -0.033454 | 0.097365
[9 empty] | 2014-07-07 | 14時 | 0 | 0 | 0 | 0 | 0 | 0 | 0 | 0 | 0 | 0 | 0 | 0 | 0 | 0 | 0 | 0 | 0 | 0 | 0 | 0.024026 | 0.023776 | 0.00025017 | 0.024487 | 0.10464 | 0.05613 | 0 | 0.034211 | -0.3339 | -0.034211 | 0.070432
[9 empty] | 2014-07-07 | 15時 | 0 | 0 | 0 | 0 | 0 | 0 | 0 | 0 | 0 | 0 | 0 | 0 | 0 | 0 | 0 | 0 | 0 | 0 | 0 | 0.024026 | 0.023776 | 0.00025017 | 0 | 0.080156 | 0.05613 | 0 | 0.031667 | -0.30907 | -0.031667 | 0.04849
[9 empty] | 2014-07-07 | 16時 | 0 | 0 | 0 | 0 | 0 | 0 | 0 | 0 | 0 | 0 | 0 | 0 | 0 | 0 | 0 | 0 | 0 | 0 | 0 | 0.024446 | 0.023776 | 0.00067044 | 0.033816 | 0.10659 | 0.04833 | 0 | 0.03093 | -0.30187 | -0.03093 | 0.075663
[9 empty] | 2014-07-07 | 17時 | 0 | 0 | 0 | 0 | 0 | 0 | 0 | 0 | 0 | 0 | 0 | 0 | 0 | 0 | 0 | 0 | 0 | 0 | 0 | 0.024446 | 0.023776 | 0.00067044 | 0.056835 | 0.28621 | 0.20493 | 0 | 0.086461 | -0.84386 | -0.086461 | 0.19975
[9 empty] | 2014-07-07 | 18時 | 0 | 0 | 0 | 0 | 0 | 0 | 0 | 0 | 0 | 0 | 0 | 0 | 0 | 0 | 0 | 0 | 0 | 0 | 0 | 0.036624 | 0.023776 | 0.012849 | 0.066494 | 0.4419 | 0.33878 | 0 | 0.11311 | -1.104 | -0.11311 | 0.32878
[9 empty] | 2014-07-07 | 19時 | 0 | 0 | 0 | 0 | 0 | 0 | 0 | 0 | 0 | 0 | 0 | 0 | 0 | 0 | 0 | 0 | 0 | 0 | 0 | 0.036624 | 0.023776 | 0.012849 | 0.16307 | 0.33458 | 0.13488 | 0 | 0.096683 | -0.94362 | -0.096683 | 0.23789
[9 empty] | 2014-07-07 | 20時 | 0 | 0 | 0 | 0 | 0 | 0 | 0 | 0 | 0 | 0 | 0 | 0 | 0 | 0 | 0 | 0 | 0 | 0 | 0 | 0.024446 | 0.023776 | 0.00067044 | 0.088224 | 0.24028 | 0.12761 | 0 | 0.053498 | -0.52214 | -0.053498 | 0.18678
[9 empty] | 2014-07-07 | 21時 | 0 | 0 | 0 | 0 | 0 | 0 | 0 | 0 | 0 | 0 | 0 | 0 | 0 | 0 | 0 | 0 | 0 | 0 | 0 | 0.024446 | 0.023776 | 0.00067044 | 0.14284 | 0.35471 | 0.18743 | 0 | 0.086047 | -0.83982 | -0.086047 | 0.26866
[9 empty] | 2014-07-07 | 22時 | 0 | 0 | 0 | 0 | 0 | 0 | 0 | 0 | 0 | 0 | 0 | 0 | 0 | 0 | 0 | 0 | 0 | 0 | 0 | 0.036344 | 0.023776 | 0.012568 | 0.16493 | 0.39307 | 0.19179 | 0 | 0.10371 | -1.0122 | -0.10371 | 0.28936
[9 empty] | 2014-07-07 | 23時 | 0 | 0 | 0 | 0 | 0 | 0 | 0 | 0 | 0 | 0 | 0 | 0 | 0 | 0 | 0 | 0 | 0 | 0 | 0 | 0.037175 | 0.023776 | 0.013399 | 0.17268 | 0.42753 | 0.21768 | 0 | 0.12434 | -1.2136 | -0.12434 | 0.30319
[9 empty] | 2014-07-08 | 0時 | 0 | 0 | 0 | 0 | 0 | 0 | 0 | 0 | 0 | 0 | 0 | 0 | 0 | 0 | 0 | 0 | 0 | 0 | 0 | 0.024026 | 0.023776 | 0.00025017 | 0 | 0.18186 | 0.15783 | 0 | 0.096556 | -0.94239 | -0.096556 | 0.0853
[9 empty] | 2014-07-08 | 1時 | 0 | 0 | 0 | 0 | 0 | 0 | 0 | 0 | 0 | 0 | 0 | 0 | 0 | 0 | 0 | 0 | 0 | 0 | 0 | 0.024026 | 0.023776 | 0.00025017 | 0 | 0.072356 | 0.04833 | 0 | 0.032206 | -0.31433 | -0.032206 | 0.04015
[9 empty] | 2014-07-08 | 2時 | 0 | 0 | 0 | 0 | 0 | 0 | 0 | 0 | 0 | 0 | 0 | 0 | 0 | 0 | 0 | 0 | 0 | 0 | 0 | 0.024026 | 0.023776 | 0.00025017 | 0 | 0.080156 | 0.05613 | 0 | 0.03679 | -0.35907 | -0.03679 | 0.043366
[9 empty] | 2014-07-08 | 3時 | 0 | 0 | 0 | 0 | 0 | 0 | 0 | 0 | 0 | 0 | 0 | 0 | 0 | 0 | 0 | 0 | 0 | 0 | 0 | 0.024026 | 0.023776 | 0.00025017 | 0 | 0.080156 | 0.05613 | 0 | 0.03679 | -0.35907 | -0.03679 | 0.043366
[9 empty] | 2014-07-08 | 4時 | 0 | 0 | 0 | 0 | 0 | 0 | 0 | 0 | 0 | 0 | 0 | 0 | 0 | 0 | 0 | 0 | 0 | 0 | 0 | 0.024026 | 0.023776 | 0.00025017 | 0 | 0.072356 | 0.04833 | 0 | 0.032206 | -0.31433 | -0.032206 | 0.04015
[9 empty] | 2014-07-08 | 5時 | 0 | 0 | 0 | 0 | 0 | 0 | 0 | 0 | 0 | 0 | 0 | 0 | 0 | 0 | 0 | 0 | 0 | 0 | 0 | 0.024026 | 0.023776 | 0.00025017 | 0 | 0.080156 | 0.05613 | 0 | 0.03679 | -0.35907 | -0.03679 | 0.043366
[9 empty] | 2014-07-08 | 6時 | 0 | 0 | 0 | 0 | 0 | 0 | 0 | 0 | 0 | 0 | 0 | 0 | 0 | 0 | 0 | 0 | 0 | 0 | 0 | 0.024026 | 0.023776 | 0.00025017 | 0 | 0.080156 | 0.05613 | 0 | 0.03679 | -0.35907 | -0.03679 | 0.043366
[9 empty] | 2014-07-08 | 7時 | 0 | 0 | 0 | 0 | 0 | 0 | 0 | 0 | 0 | 0 | 0 | 0 | 0 | 0 | 0 | 0 | 0 | 0 | 0 | 0.024857 | 0.023776 | 0.0010807 | 0.023666 | 0.23404 | 0.18552 | 0 | 0.088871 | -0.86738 | -0.088871 | 0.14517
[9 empty] | 2014-07-08 | 8時 | 0 | 0 | 0 | 0 | 0 | 0 | 0 | 0 | 0 | 0 | 0 | 0 | 0 | 0 | 0 | 0 | 0 | 0 | 0 | 0.031371 | 0.023776 | 0.0075951 | 0.11401 | 0.4267 | 0.28132 | 0 | 0.1634 | -1.5948 | -0.1634 | 0.26329
[9 empty] | 2014-07-08 | 9時 | 0 | 0 | 0 | 0 | 0 | 0 | 0 | 0 | 0 | 0 | 0 | 0 | 0 | 0 | 0 | 0 | 0 | 0 | 0 | 0.024446 | 0.023776 | 0.00067044 | 0.22373 | 0.50028 | 0.2521 | 0 | 0.16996 | -1.6588 | -0.16996 | 0.33032
[9 empty] | 2014-07-08 | 10時 | 0 | 0 | 0 | 0 | 0 | 0 | 0 | 0 | 0 | 0 | 0 | 0 | 0 | 0 | 0 | 0 | 0 | 0 | 0 | 0.024857 | 0.023776 | 0.0010807 | 0.18888 | 0.44125 | 0.22751 | 0 | 0.145 | -1.4152 | -0.145 | 0.29624
[9 empty] | 2014-07-08 | 11時 | 0 | 0 | 0 | 0 | 0 | 0 | 0 | 0 | 0 | 0 | 0 | 0 | 0 | 0 | 0 | 0 | 0 | 0 | 0 | 0.024446 | 0.023776 | 0.00067044 | 0.17015 | 0.4299 | 0.23531 | 0 | 0.1485 | -1.4494 | -0.1485 | 0.28139
[9 empty] | 2014-07-08 | 12時 | 0 | 0 | 0 | 0 | 0 | 0 | 0 | 0 | 0 | 0 | 0 | 0 | 0 | 0 | 0 | 0 | 0 | 0 | 0 | 0.03053 | 0.023776 | 0.0067545 | 0.15008 | 0.45344 | 0.27283 | 0 | 0.16098 | -1.5711 | -0.16098 | 0.29247
[9 empty] | 2014-07-08 | 13時 | 0 | 0 | 0 | 0 | 0 | 0 | 0 | 0 | 0 | 0 | 0 | 0 | 0 | 0 | 0 | 0 | 0 | 0 | 0 | 0.024446 | 0.023776 | 0.00067044 | 0.093998 | 0.16677 | 0.04833 | 0 | 0.048783 | -0.47612 | -0.048783 | 0.11799
[9 empty] | 2014-07-08 | 14時 | 0 | 0 | 0 | 0 | 0 | 0 | 0 | 0 | 0 | 0 | 0 | 0 | 0 | 0 | 0 | 0 | 0 | 0 | 0 | 0.024026 | 0.023776 | 0.00025017 | 0 | 0.080156 | 0.05613 | 0 | 0.03679 | -0.35907 | -0.03679 | 0.043366
[9 empty] | 2014-07-08 | 15時 | 0 | 0 | 0 | 0 | 0 | 0 | 0 | 0 | 0 | 0 | 0 | 0 | 0 | 0 | 0 | 0 | 0 | 0 | 0 | 0.024026 | 0.023776 | 0.00025017 | 0 | 0.080156 | 0.05613 | 0 | 0.03679 | -0.35907 | -0.03679 | 0.043366
[9 empty] | 2014-07-08 | 16時 | 0 | 0 | 0 | 0 | 0 | 0 | 0 | 0 | 0 | 0 | 0 | 0 | 0 | 0 | 0 | 0 | 0 | 0 | 0 | 0.024857 | 0.023776 | 0.0010807 | 0.070329 | 0.37035 | 0.27516 | 0 | 0.076239 | -0.74409 | -0.076239 | 0.29411
[9 empty] | 2014-07-08 | 17時 | 0 | 0 | 0 | 0 | 0 | 0 | 0 | 0 | 0 | 0 | 0 | 0 | 0 | 0 | 0 | 0 | 0 | 0 | 0 | 0.036624 | 0.023776 | 0.012849 | 0.13006 | 0.44491 | 0.27822 | 0 | 0.10282 | -1.0036 | -0.10282 | 0.34209
[9 empty] | 2014-07-08 | 18時 | 0 | 0 | 0 | 0 | 0 | 0 | 0 | 0 | 0 | 0 | 0 | 0 | 0 | 0 | 0 | 0 | 0 | 0 | 0 | 0.036624 | 0.023776 | 0.012849 | 0.15964 | 0.41407 | 0.21781 | 0 | 0.076927 | -0.75081 | -0.076927 | 0.33715
[9 empty] | 2014-07-08 | 19時 | 0 | 0 | 0 | 0 | 0 | 0 | 0 | 0 | 0 | 0 | 0 | 0 | 0 | 0 | 0 | 0 | 0 | 0 | 0 | 0.024026 | 0.023776 | 0.00025017 | 0.067685 | 0.2273 | 0.13559 | 0 | 0.097106 | -0.94775 | -0.097106 | 0.1302
[9 empty] | 2014-07-08 | 20時 | 0 | 0 | 0 | 0 | 0 | 0 | 0 | 0 | 0 | 0 | 0 | 0 | 0 | 0 | 0 | 0 | 0 | 0 | 0 | 0.024446 | 0.023776 | 0.00067044 | 0.14104 | 0.29311 | 0.12762 | 0 | 0.075592 | -0.73778 | -0.075592 | 0.21751
[9 empty] | 2014-07-08 | 21時 | 0 | 0 | 0 | 0 | 0 | 0 | 0 | 0 | 0 | 0 | 0 | 0 | 0 | 0 | 0 | 0 | 0 | 0 | 0 | 0.036344 | 0.023776 | 0.012568 | 0.16291 | 0.4405 | 0.24124 | 0 | 0.14256 | -1.3914 | -0.14256 | 0.29794
[9 empty] | 2014-07-08 | 22時 | 0 | 0 | 0 | 0 | 0 | 0 | 0 | 0 | 0 | 0 | 0 | 0 | 0 | 0 | 0 | 0 | 0 | 0 | 0 | 0.036764 | 0.023776 | 0.012989 | 0.16493 | 0.38136 | 0.17966 | 0 | 0.10021 | -0.97804 | -0.10021 | 0.28115
[9 empty] | 2014-07-08 | 23時 | 0 | 0 | 0 | 0 | 0 | 0 | 0 | 0 | 0 | 0 | 0 | 0 | 0 | 0 | 0 | 0 | 0 | 0 | 0 | 0.03039 | 0.023776 | 0.0066144 | 0.1312 | 0.31942 | 0.15783 | 0 | 0.12068 | -1.1778 | -0.12068 | 0.19874
[9 empty] | 2014-07-09 | 0時 | 0 | 0 | 0 | 0 | 0 | 0 | 0 | 0 | 0 | 0 | 0 | 0 | 0 | 0 | 0 | 0 | 0 | 0 | 0 | 0.024026 | 0.023776 | 0.00025017 | 0 | 0.18186 | 0.15783 | 0 | 0.10872 | -1.0611 | -0.10872 | 0.073132
[9 empty] | 2014-07-09 | 1時 | 0 | 0 | 0 | 0 | 0 | 0 | 0 | 0 | 0 | 0 | 0 | 0 | 0 | 0 | 0 | 0 | 0 | 0 | 0 | 0.024026 | 0.023776 | 0.00025017 | 0 | 0.072356 | 0.04833 | 0 | 0.038935 | -0.38 | -0.038935 | 0.033422
[9 empty] | 2014-07-09 | 2時 | 0 | 0 | 0 | 0 | 0 | 0 | 0 | 0 | 0 | 0 | 0 | 0 | 0 | 0 | 0 | 0 | 0 | 0 | 0 | 0.024026 | 0.023776 | 0.00025017 | 0 | 0.080156 | 0.05613 | 0 | 0.043906 | -0.42852 | -0.043906 | 0.036251
[9 empty] | 2014-07-09 | 3時 | 0 | 0 | 0 | 0 | 0 | 0 | 0 | 0 | 0 | 0 | 0 | 0 | 0 | 0 | 0 | 0 | 0 | 0 | 0 | 0.024026 | 0.023776 | 0.00025017 | 0 | 0.080156 | 0.05613 | 0 | 0.043906 | -0.42852 | -0.043906 | 0.036251
[9 empty] | 2014-07-09 | 4時 | 0 | 0 | 0 | 0 | 0 | 0 | 0 | 0 | 0 | 0 | 0 | 0 | 0 | 0 | 0 | 0 | 0 | 0 | 0 | 0.024026 | 0.023776 | 0.00025017 | 0 | 0.072356 | 0.04833 | 0 | 0.038935 | -0.38 | -0.038935 | 0.033422
[9 empty] | 2014-07-09 | 5時 | 0 | 0 | 0 | 0 | 0 | 0 | 0 | 0 | 0 | 0 | 0 | 0 | 0 | 0 | 0 | 0 | 0 | 0 | 0 | 0.024026 | 0.023776 | 0.00025017 | 0 | 0.080156 | 0.05613 | 0 | 0.043906 | -0.42852 | -0.043906 | 0.036251
[9 empty] | 2014-07-09 | 6時 | 0 | 0 | 0 | 0 | 0 | 0 | 0 | 0 | 0 | 0 | 0 | 0 | 0 | 0 | 0 | 0 | 0 | 0 | 0 | 0.024446 | 0.023776 | 0.00067044 | 0.018231 | 0.15865 | 0.11597 | 0 | 0.076342 | -0.74509 | -0.076342 | 0.082305
[9 empty] | 2014-07-09 | 7時 | 0 | 0 | 0 | 0 | 0 | 0 | 0 | 0 | 0 | 0 | 0 | 0 | 0 | 0 | 0 | 0 | 0 | 0 | 0 | 0.024446 | 0.023776 | 0.00067044 | 0.054439 | 0.34926 | 0.27038 | 0 | 0.18261 | -1.7823 | -0.18261 | 0.16665
[9 empty] | 2014-07-09 | 8時 | 0 | 0 | 0 | 0 | 0 | 0 | 0 | 0 | 0 | 0 | 0 | 0 | 0 | 0 | 0 | 0 | 0 | 0 | 0 | 0.037875 | 0.023776 | 0.014099 | 0.13781 | 0.50836 | 0.33267 | 0 | 0.22406 | -2.1868 | -0.22406 | 0.2843
[9 empty] | 2014-07-09 | 9時 | 0 | 0 | 0 | 0 | 0 | 0 | 0 | 0 | 0 | 0 | 0 | 0 | 0 | 0 | 0 | 0 | 0 | 0 | 0 | 0.024026 | 0.023776 | 0.00025017 | 0.072039 | 0.15219 | 0.05613 | 0 | 0.063704 | -0.62175 | -0.063704 | 0.088491
[9 empty] | 2014-07-09 | 10時 | 0 | 0 | 0 | 0 | 0 | 0 | 0 | 0 | 0 | 0 | 0 | 0 | 0 | 0 | 0 | 0 | 0 | 0 | 0 | 0.024026 | 0.023776 | 0.00025017 | 0 | 0.072356 | 0.04833 | 0 | 0.038935 | -0.38 | -0.038935 | 0.033422
[9 empty] | 2014-07-09 | 11時 | 0 | 0 | 0 | 0 | 0 | 0 | 0 | 0 | 0 | 0 | 0 | 0 | 0 | 0 | 0 | 0 | 0 | 0 | 0 | 0.024026 | 0.023776 | 0.00025017 | 0 | 0.080156 | 0.05613 | 0 | 0.043906 | -0.42852 | -0.043906 | 0.036251
[9 empty] | 2014-07-09 | 12時 | 0 | 0 | 0 | 0 | 0 | 0 | 0 | 0 | 0 | 0 | 0 | 0 | 0 | 0 | 0 | 0 | 0 | 0 | 0 | 0.024026 | 0.023776 | 0.00025017 | 0 | 0.080156 | 0.05613 | 0 | 0.043906 | -0.42852 | -0.043906 | 0.036251
[9 empty] | 2014-07-09 | 13時 | 0 | 0 | 0 | 0 | 0 | 0 | 0 | 0 | 0 | 0 | 0 | 0 | 0 | 0 | 0 | 0 | 0 | 0 | 0 | 0.024026 | 0.023776 | 0.00025017 | 0 | 0.072356 | 0.04833 | 0 | 0.038935 | -0.38 | -0.038935 | 0.033422
[9 empty] | 2014-07-09 | 14時 | 0 | 0 | 0 | 0 | 0 | 0 | 0 | 0 | 0 | 0 | 0 | 0 | 0 | 0 | 0 | 0 | 0 | 0 | 0 | 0.024026 | 0.023776 | 0.00025017 | 0 | 0.080156 | 0.05613 | 0 | 0.043906 | -0.42852 | -0.043906 | 0.036251
[9 empty] | 2014-07-09 | 15時 | 0 | 0 | 0 | 0 | 0 | 0 | 0 | 0 | 0 | 0 | 0 | 0 | 0 | 0 | 0 | 0 | 0 | 0 | 0 | 0.024026 | 0.023776 | 0.00025017 | 0 | 0.080156 | 0.05613 | 0 | 0.043906 | -0.42852 | -0.043906 | 0.036251
[9 empty] | 2014-07-09 | 16時 | 0 | 0 | 0 | 0 | 0 | 0 | 0 | 0 | 0 | 0 | 0 | 0 | 0 | 0 | 0 | 0 | 0 | 0 | 0 | 0.024026 | 0.023776 | 0.00025017 | 0 | 0.072356 | 0.04833 | 0 | 0.038935 | -0.38 | -0.038935 | 0.033422
[9 empty] | 2014-07-09 | 17時 | 0 | 0 | 0 | 0 | 0 | 0 | 0 | 0 | 0 | 0 | 0 | 0 | 0 | 0 | 0 | 0 | 0 | 0 | 0 | 0.024026 | 0.023776 | 0.00025017 | 0 | 0.080156 | 0.05613 | 0 | 0.043906 | -0.42852 | -0.043906 | 0.036251
[9 empty] | 2014-07-09 | 18時 | 0 | 0 | 0 | 0 | 0 | 0 | 0 | 0 | 0 | 0 | 0 | 0 | 0 | 0 | 0 | 0 | 0 | 0 | 0 | 0.024026 | 0.023776 | 0.00025017 | 0 | 0.080156 | 0.05613 | 0 | 0.043906 | -0.42852 | -0.043906 | 0.036251
[9 empty] | 2014-07-09 | 19時 | 0 | 0 | 0 | 0 | 0 | 0 | 0 | 0 | 0 | 0 | 0 | 0 | 0 | 0 | 0 | 0 | 0 | 0 | 0 | 0.024026 | 0.023776 | 0.00025017 | 0 | 0.072356 | 0.04833 | 0 | 0.038935 | -0.38 | -0.038935 | 0.033422
[9 empty] | 2014-07-09 | 20時 | 0 | 0 | 0 | 0 | 0 | 0 | 0 | 0 | 0 | 0 | 0 | 0 | 0 | 0 | 0 | 0 | 0 | 0 | 0 | 0.024857 | 0.023776 | 0.0010807 | 0.035316 | 0.26512 | 0.20494 | 0 | 0.06372 | -0.62191 | -0.06372 | 0.2014
[9 empty] | 2014-07-09 | 21時 | 0 | 0 | 0 | 0 | 0 | 0 | 0 | 0 | 0 | 0 | 0 | 0 | 0 | 0 | 0 | 0 | 0 | 0 | 0 | 0.024446 | 0.023776 | 0.00067044 | 0.091389 | 0.35706 | 0.24122 | 0 | 0.12179 | -1.1887 | -0.12179 | 0.23526
[9 empty] | 2014-07-09 | 22時 | 0 | 0 | 0 | 0 | 0 | 0 | 0 | 0 | 0 | 0 | 0 | 0 | 0 | 0 | 0 | 0 | 0 | 0 | 0 | 0.030811 | 0.023776 | 0.0070347 | 0.16493 | 0.2469 | 0.051159 | 0 | 0.08017 | -0.78246 | -0.08017 | 0.16673
[9 empty] | 2014-07-09 | 23時 | 0 | 0 | 0 | 0 | 0 | 0 | 0 | 0 | 0 | 0 | 0 | 0 | 0 | 0 | 0 | 0 | 0 | 0 | 0 | 0.036344 | 0.023776 | 0.012568 | 0.13218 | 0.38619 | 0.21767 | 0 | 0.17574 | -1.7152 | -0.17574 | 0.21046
[9 empty] | 2014-07-10 | 0時 | 0 | 0 | 0 | 0 | 0 | 0 | 0 | 0 | 0 | 0 | 0 | 0 | 0 | 0 | 0.41438 | 0.042457 | 0 | 0 | 0 | 0.024026 | 0.023776 | 0.00025017 | 0.045276 | 0.26959 | 0.15783 | 0 | 0.11992 | -1.1704 | -0.11992 | 0.14967
[9 empty] | 2014-07-10 | 1時 | 0 | 0 | 0 | 0 | 0 | 0 | 0 | 0 | 0 | 0 | 0 | 0 | 0 | 0 | 0 | 0 | 0 | 0 | 0 | 0.024026 | 0.023776 | 0.00025017 | 0 | 0.072356 | 0.04833 | 0 | 0.034776 | -0.33942 | -0.034776 | 0.03758
[9 empty] | 2014-07-10 | 2時 | 0 | 0 | 0 | 0 | 0 | 0 | 0 | 0 | 0 | 0 | 0 | 0 | 0 | 0 | 0 | 0 | 0 | 0 | 0 | 0.024026 | 0.023776 | 0.00025017 | 0 | 0.080156 | 0.05613 | 0 | 0.039508 | -0.3856 | -0.039508 | 0.040648
[9 empty] | 2014-07-10 | 3時 | 0 | 0 | 0 | 0 | 0 | 0 | 0 | 0 | 0 | 0 | 0 | 0 | 0 | 0 | 0 | 0 | 0 | 0 | 0 | 0.024026 | 0.023776 | 0.00025017 | 0 | 0.080156 | 0.05613 | 0 | 0.039508 | -0.3856 | -0.039508 | 0.040648
[9 empty] | 2014-07-10 | 4時 | 0 | 0 | 0 | 0 | 0 | 0 | 0 | 0 | 0 | 0 | 0 | 0 | 0 | 0 | 0 | 0 | 0 | 0 | 0 | 0.024026 | 0.023776 | 0.00025017 | 0 | 0.072356 | 0.04833 | 0 | 0.034776 | -0.33942 | -0.034776 | 0.03758
[9 empty] | 2014-07-10 | 5時 | 0 | 0 | 0 | 0 | 0 | 0 | 0 | 0 | 0 | 0 | 0 | 0 | 0 | 0 | 0 | 0 | 0 | 0 | 0 | 0.024026 | 0.023776 | 0.00025017 | 0 | 0.080156 | 0.05613 | 0 | 0.039508 | -0.3856 | -0.039508 | 0.040648
[9 empty] | 2014-07-10 | 6時 | 0 | 0 | 0 | 0 | 0 | 0 | 0 | 0 | 0 | 0 | 0 | 0 | 0 | 0 | 0 | 0 | 0 | 0 | 0 | 0.03053 | 0.023776 | 0.0067545 | 0.018231 | 0.30998 | 0.26122 | 0 | 0.14225 | -1.3884 | -0.14225 | 0.16773
[9 empty] | 2014-07-10 | 7時 | 0 | 0 | 0 | 0 | 0 | 0 | 0 | 0 | 0 | 0 | 0 | 0 | 0 | 0 | 0 | 0 | 0 | 0 | 0 | 0.024857 | 0.023776 | 0.0010807 | 0.11469 | 0.3877 | 0.24816 | 0 | 0.14314 | -1.397 | -0.14314 | 0.24457
[9 empty] | 2014-07-10 | 8時 | 0 | 0 | 0 | 0 | 0 | 0 | 0 | 0 | 0 | 0 | 0 | 0 | 0 | 0 | 0 | 0 | 0 | 0 | 0 | 0.024857 | 0.023776 | 0.0010807 | 0.064563 | 0.2343 | 0.14488 | 0 | 0.093277 | -0.91038 | -0.093277 | 0.14102
[9 empty] | 2014-07-10 | 9時 | 0 | 0 | 0 | 0 | 0 | 0 | 0 | 0 | 0 | 0 | 0 | 0 | 0 | 0 | 0 | 0 | 0 | 0 | 0 | 0.024026 | 0.023776 | 0.00025017 | 0.16544 | 0.52635 | 0.33688 | 0 | 0.23107 | -2.2552 | -0.23107 | 0.29528
[9 empty] | 2014-07-10 | 10時 | 0 | 0 | 0 | 0 | 0 | 0 | 0 | 0 | 0 | 0 | 0 | 0 | 0 | 0 | 0 | 0 | 0 | 0 | 0 | 0.024446 | 0.023776 | 0.00067044 | 0.053027 | 0.1258 | 0.04833 | 0 | 0.046192 | -0.45083 | -0.046192 | 0.079612
[9 empty] | 2014-07-10 | 11時 | 0 | 0 | 0 | 0 | 0 | 0 | 0 | 0 | 0 | 0 | 0 | 0 | 0 | 0 | 0.40932 | 0.041938 | 0 | 0 | 0 | 0.024026 | 0.023776 | 0.00025017 | 0.0026381 | 0.12473 | 0.05613 | 0 | 0.049027 | -0.4785 | -0.049027 | 0.075706
[9 empty] | 2014-07-10 | 12時 | 0 | 0 | 0 | 0 | 0 | 0 | 0 | 0 | 0 | 0 | 0 | 0 | 0 | 0 | 0.5375 | 0.055071 | 0 | 0 | 0 | 0.03053 | 0.023776 | 0.0067545 | 0.029502 | 0.38793 | 0.27283 | 0 | 0.16119 | -1.5732 | -0.16119 | 0.22674
[9 empty] | 2014-07-10 | 13時 | 0 | 0 | 0 | 0 | 0 | 0 | 0 | 0 | 0 | 0 | 0 | 0 | 0 | 0 | 0 | 0 | 0 | 0 | 0 | 0.024446 | 0.023776 | 0.00067044 | 0.058042 | 0.13082 | 0.04833 | 0 | 0.047266 | -0.46132 | -0.047266 | 0.083553
[9 empty] | 2014-07-10 | 14時 | 0 | 0 | 0 | 0 | 0 | 0 | 0 | 0 | 0 | 0 | 0 | 0 | 0 | 0 | 0 | 0 | 0 | 0 | 0 | 0.024026 | 0.023776 | 0.00025017 | 0.024487 | 0.10464 | 0.05613 | 0 | 0.044734 | -0.4366 | -0.044734 | 0.05991
[9 empty] | 2014-07-10 | 15時 | 0 | 0 | 0 | 0 | 0 | 0 | 0 | 0 | 0 | 0 | 0 | 0 | 0 | 0 | 0.76137 | 0.078009 | 0 | 0 | 0 | 0.024026 | 0.023776 | 0.00025017 | 0 | 0.15817 | 0.05613 | 0 | 0.056168 | -0.5482 | -0.056168 | 0.102
[9 empty] | 2014-07-10 | 16時 | 0 | 0 | 0 | 0 | 0 | 0 | 0 | 0 | 0 | 0 | 0 | 0 | 0 | 0 | 0.46503 | 0.047647 | 0 | 0 | 0 | 0.024446 | 0.023776 | 0.00067044 | 0.033816 | 0.15424 | 0.04833 | 0 | 0.052267 | -0.51012 | -0.052267 | 0.10197
[9 empty] | 2014-07-10 | 17時 | 0 | 0 | 0 | 0 | 0 | 0 | 0 | 0 | 0 | 0 | 0 | 0 | 0 | 0 | 0.84268 | 0.08634 | 0 | 0 | 0 | 0.024446 | 0.023776 | 0.00067044 | 0.056835 | 0.37255 | 0.20493 | 0 | 0.13121 | -1.2806 | -0.13121 | 0.24135
[9 empty] | 2014-07-10 | 18時 | 0 | 0 | 0 | 0 | 0 | 0 | 0 | 0 | 0 | 0 | 0 | 0 | 0 | 0 | 0.17595 | 0.018028 | 0 | 0 | 0 | 0.036624 | 0.023776 | 0.012849 | 0.066494 | 0.45992 | 0.33878 | 0 | 0.15905 | -1.5523 | -0.15905 | 0.30088
[9 empty] | 2014-07-10 | 19時 | 0 | 0 | 0 | 0 | 0 | 0 | 0 | 0 | 0 | 0 | 0 | 0 | 0 | 0 | 0.66121 | 0.067747 | 0 | 0 | 0 | 0.036624 | 0.023776 | 0.012849 | 0.16307 | 0.40232 | 0.13488 | 0 | 0.14779 | -1.4424 | -0.14779 | 0.25453
[9 empty] | 2014-07-10 | 20時 | 0 | 0 | 0 | 0 | 0 | 0 | 0 | 0 | 0 | 0 | 0 | 0 | 0 | 0 | 0.54143 | 0.055474 | 0 | 0 | 0 | 0.024446 | 0.023776 | 0.00067044 | 0.088224 | 0.29575 | 0.12761 | 0 | 0.09007 | -0.87908 | -0.09007 | 0.20568
[9 empty] | 2014-07-10 | 21時 | 0 | 0 | 0 | 0 | 0 | 0 | 0 | 0 | 0 | 0 | 0 | 0 | 0 | 0 | 0.82467 | 0.084495 | 0 | 0 | 0 | 0.024446 | 0.023776 | 0.00067044 | 0.14284 | 0.43921 | 0.18743 | 0 | 0.13881 | -1.3548 | -0.13881 | 0.3004
[9 empty] | 2014-07-10 | 22時 | 0 | 0 | 0 | 0 | 0 | 0 | 0 | 0 | 0 | 0 | 0 | 0 | 0 | 0 | 0 | 0 | 0 | 0 | 0 | 0.036344 | 0.023776 | 0.012568 | 0.16493 | 0.39307 | 0.19179 | 0 | 0.14097 | -1.3759 | -0.14097 | 0.25209
[9 empty] | 2014-07-10 | 23時 | 0 | 0 | 0 | 0 | 0 | 0 | 0 | 0 | 0 | 0 | 0 | 0 | 0 | 0 | 0 | 0 | 0 | 0 | 0 | 0.037175 | 0.023776 | 0.013399 | 0.17268 | 0.42753 | 0.21768 | 0 | 0.1633 | -1.5938 | -0.1633 | 0.26424
[9 empty] | 2014-07-11 | 0時 | 0 | 0 | 0 | 0 | 0 | 0 | 0 | 0 | 0 | 0 | 0 | 0 | 0 | 0 | 0 | 0 | 0 | 0 | 0 | 0.024026 | 0.023776 | 0.00025017 | 0.045276 | 0.22713 | 0.15783 | 0 | 0.12443 | -1.2145 | -0.12443 | 0.1027
[9 empty] | 2014-07-11 | 1時 | 0 | 0 | 0 | 0 | 0 | 0 | 0 | 0 | 0 | 0 | 0 | 0 | 0 | 0 | 0 | 0 | 0 | 0 | 0 | 0.024026 | 0.023776 | 0.00025017 | 0 | 0.072356 | 0.04833 | 0 | 0.040255 | -0.39289 | -0.040255 | 0.032101
[9 empty] | 2014-07-11 | 2時 | 0 | 0 | 0 | 0 | 0 | 0 | 0 | 0 | 0 | 0 | 0 | 0 | 0 | 0 | 0 | 0 | 0 | 0 | 0 | 0.024026 | 0.023776 | 0.00025017 | 0 | 0.080156 | 0.05613 | 0 | 0.045302 | -0.44215 | -0.045302 | 0.034854
[9 empty] | 2014-07-11 | 3時 | 0 | 0 | 0 | 0 | 0 | 0 | 0 | 0 | 0 | 0 | 0 | 0 | 0 | 0 | 0 | 0 | 0 | 0 | 0 | 0.024026 | 0.023776 | 0.00025017 | 0 | 0.080156 | 0.05613 | 0 | 0.045302 | -0.44215 | -0.045302 | 0.034854
[9 empty] | 2014-07-11 | 4時 | 0 | 0 | 0 | 0 | 0 | 0 | 0 | 0 | 0 | 0 | 0 | 0 | 0 | 0 | 0 | 0 | 0 | 0 | 0 | 0.024026 | 0.023776 | 0.00025017 | 0 | 0.072356 | 0.04833 | 0 | 0.040255 | -0.39289 | -0.040255 | 0.032101
[9 empty] | 2014-07-11 | 5時 | 0 | 0 | 0 | 0 | 0 | 0 | 0 | 0 | 0 | 0 | 0 | 0 | 0 | 0 | 0 | 0 | 0 | 0 | 0 | 0.024026 | 0.023776 | 0.00025017 | 0 | 0.080156 | 0.05613 | 0 | 0.045302 | -0.44215 | -0.045302 | 0.034854
[9 empty] | 2014-07-11 | 6時 | 0 | 0 | 0 | 0 | 0 | 0 | 0 | 0 | 0 | 0 | 0 | 0 | 0 | 0 | 0 | 0 | 0 | 0 | 0 | 0.03053 | 0.023776 | 0.0067545 | 0.018231 | 0.30998 | 0.26122 | 0 | 0.16112 | -1.5725 | -0.16112 | 0.14887
[9 empty] | 2014-07-11 | 7時 | 0 | 0 | 0 | 0 | 0 | 0 | 0 | 0 | 0 | 0 | 0 | 0 | 0 | 0 | 0 | 0 | 0 | 0 | 0 | 0.024857 | 0.023776 | 0.0010807 | 0.11469 | 0.3877 | 0.24816 | 0 | 0.1699 | -1.6582 | -0.1699 | 0.2178
[9 empty] | 2014-07-11 | 8時 | 0 | 0 | 0 | 0 | 0 | 0 | 0 | 0 | 0 | 0 | 0 | 0 | 0 | 0 | 0.09653 | 0.0098903 | 0 | 0 | 0 | 0.024857 | 0.023776 | 0.0010807 | 0.064563 | 0.24419 | 0.14488 | 0 | 0.1123 | -1.0961 | -0.1123 | 0.13188
[9 empty] | 2014-07-11 | 9時 | 0 | 0 | 0 | 0 | 0 | 0 | 0 | 0 | 0 | 0 | 0 | 0 | 0 | 0 | 0 | 0 | 0 | 0 | 0 | 0.024026 | 0.023776 | 0.00025017 | 0.16544 | 0.52635 | 0.33688 | 0 | 0.26305 | -2.5673 | -0.26305 | 0.2633
[9 empty] | 2014-07-11 | 10時 | 0 | 0 | 0 | 0 | 0 | 0 | 0 | 0 | 0 | 0 | 0 | 0 | 0 | 0 | 0 | 0 | 0 | 0 | 0 | 0.024446 | 0.023776 | 0.00067044 | 0.053027 | 0.1258 | 0.04833 | 0 | 0.055993 | -0.54649 | -0.055993 | 0.069811
[9 empty] | 2014-07-11 | 11時 | 0 | 0 | 0 | 0 | 0 | 0 | 0 | 0 | 0 | 0 | 0 | 0 | 0 | 0 | 0.47543 | 0.048712 | 0 | 0 | 0 | 0.024026 | 0.023776 | 0.00025017 | 0.0026381 | 0.13151 | 0.05613 | 0 | 0.06042 | -0.5897 | -0.06042 | 0.071086
[9 empty] | 2014-07-11 | 12時 | 0 | 0 | 0 | 0 | 0 | 0 | 0 | 0 | 0 | 0 | 0 | 0 | 0 | 0 | 0.4841 | 0.0496 | 0 | 0 | 0 | 0.03053 | 0.023776 | 0.0067545 | 0.029502 | 0.38246 | 0.27283 | 0 | 0.18451 | -1.8008 | -0.18451 | 0.19795
[9 empty] | 2014-07-11 | 13時 | 0 | 0 | 0 | 0 | 0 | 0 | 0 | 0 | 0 | 0 | 0 | 0 | 0 | 0 | 0 | 0 | 0 | 0 | 0 | 0.024446 | 0.023776 | 0.00067044 | 0.058042 | 0.13082 | 0.04833 | 0 | 0.057472 | -0.56093 | -0.057472 | 0.073347
[9 empty] | 2014-07-11 | 14時 | 0 | 0 | 0 | 0 | 0 | 0 | 0 | 0 | 0 | 0 | 0 | 0 | 0 | 0 | 0 | 0 | 0 | 0 | 0 | 0.024026 | 0.023776 | 0.00025017 | 0.024487 | 0.10464 | 0.05613 | 0 | 0.052509 | -0.51248 | -0.052509 | 0.052135
[9 empty] | 2014-07-11 | 15時 | 0 | 0 | 0 | 0 | 0 | 0 | 0 | 0 | 0 | 0 | 0 | 0 | 0 | 0 | 0.70211 | 0.071938 | 0 | 0 | 0 | 0.024026 | 0.023776 | 0.00025017 | 0 | 0.15209 | 0.05613 | 0 | 0.066483 | -0.64888 | -0.066483 | 0.085611
[9 empty] | 2014-07-11 | 16時 | 0 | 0 | 0 | 0 | 0 | 0 | 0 | 0 | 0 | 0 | 0 | 0 | 0 | 0 | 0.41599 | 0.042622 | 0 | 0 | 0 | 0.024446 | 0.023776 | 0.00067044 | 0.033816 | 0.14921 | 0.04833 | 0 | 0.062887 | -0.61378 | -0.062887 | 0.086328
[9 empty] | 2014-07-11 | 17時 | 0 | 0 | 0 | 0 | 0 | 0 | 0 | 0 | 0 | 0 | 0 | 0 | 0 | 0 | 0.77672 | 0.079582 | 0 | 0 | 0 | 0.024446 | 0.023776 | 0.00067044 | 0.056835 | 0.36579 | 0.20493 | 0 | 0.15565 | -1.5191 | -0.15565 | 0.21015
[9 empty] | 2014-07-11 | 18時 | 0 | 0 | 0 | 0 | 0 | 0 | 0 | 0 | 0 | 0 | 0 | 0 | 0 | 0 | 0.13291 | 0.013618 | 0 | 0 | 0 | 0.036624 | 0.023776 | 0.012849 | 0.066494 | 0.45551 | 0.33878 | 0 | 0.1903 | -1.8573 | -0.1903 | 0.26521
[9 empty] | 2014-07-11 | 19時 | 0 | 0 | 0 | 0 | 0 | 0 | 0 | 0 | 0 | 0 | 0 | 0 | 0 | 0 | 0.60811 | 0.062307 | 0 | 0 | 0 | 0.036624 | 0.023776 | 0.012849 | 0.16307 | 0.39688 | 0.13488 | 0 | 0.17801 | -1.7374 | -0.17801 | 0.21887
[9 empty] | 2014-07-11 | 20時 | 0 | 0 | 0 | 0 | 0 | 0 | 0 | 0 | 0 | 0 | 0 | 0 | 0 | 0 | 0.5018 | 0.051414 | 0 | 0 | 0 | 0.024446 | 0.023776 | 0.00067044 | 0.088224 | 0.29169 | 0.12761 | 0 | 0.11164 | -1.0896 | -0.11164 | 0.18005
[9 empty] | 2014-07-11 | 21時 | 0 | 0 | 0 | 0 | 0 | 0 | 0 | 0 | 0 | 0 | 0 | 0 | 0 | 0 | 0.40943 | 0.04195 | 0 | 0 | 0 | 0.024446 | 0.023776 | 0.00067044 | 0.14284 | 0.39666 | 0.18743 | 0 | 0.1588 | -1.5499 | -0.1588 | 0.23786
[9 empty] | 2014-07-11 | 22時 | 0 | 0 | 0 | 0 | 0 | 0 | 0 | 0 | 0 | 0 | 0 | 0 | 0 | 0 | 0 | 0 | 0 | 0 | 0 | 0.036344 | 0.023776 | 0.012568 | 0.16493 | 0.39307 | 0.19179 | 0 | 0.16851 | -1.6447 | -0.16851 | 0.22456
[9 empty] | 2014-07-11 | 23時 | 0 | 0 | 0 | 0 | 0 | 0 | 0 | 0 | 0 | 0 | 0 | 0 | 0 | 0 | 0 | 0 | 0 | 0 | 0 | 0.037175 | 0.023776 | 0.013399 | 0.17268 | 0.42753 | 0.21768 | 0 | 0.19208 | -1.8747 | -0.19208 | 0.23545
[9 empty] | 2014-07-12 | 0時 | 0 | 0 | 0 | 0 | 0 | 0 | 0 | 0 | 0 | 0 | 0 | 0 | 0 | 0 | 0 | 0 | 0 | 0 | 0 | 0.024026 | 0.023776 | 0.00025017 | 0.045276 | 0.22713 | 0.15783 | 0 | 0.09669 | -0.9437 | -0.09669 | 0.13044
[9 empty] | 2014-07-12 | 1時 | 0 | 0 | 0 | 0 | 0 | 0 | 0 | 0 | 0 | 0 | 0 | 0 | 0 | 0 | 0 | 0 | 0 | 0 | 0 | 0.024026 | 0.023776 | 0.00025017 | 0 | 0.072356 | 0.04833 | 0 | 0.029055 | -0.28358 | -0.029055 | 0.043301
[9 empty] | 2014-07-12 | 2時 | 0 | 0 | 0 | 0 | 0 | 0 | 0 | 0 | 0 | 0 | 0 | 0 | 0 | 0 | 0 | 0 | 0 | 0 | 0 | 0.024026 | 0.023776 | 0.00025017 | 0 | 0.080156 | 0.05613 | 0 | 0.033458 | -0.32655 | -0.033458 | 0.046699
[9 empty] | 2014-07-12 | 3時 | 0 | 0 | 0 | 0 | 0 | 0 | 0 | 0 | 0 | 0 | 0 | 0 | 0 | 0 | 0 | 0 | 0 | 0 | 0 | 0.024026 | 0.023776 | 0.00025017 | 0 | 0.080156 | 0.05613 | 0 | 0.033458 | -0.32655 | -0.033458 | 0.046699
[9 empty] | 2014-07-12 | 4時 | 0 | 0 | 0 | 0 | 0 | 0 | 0 | 0 | 0 | 0 | 0 | 0 | 0 | 0 | 0 | 0 | 0 | 0 | 0 | 0.024026 | 0.023776 | 0.00025017 | 0 | 0.072356 | 0.04833 | 0 | 0.029055 | -0.28358 | -0.029055 | 0.043301
[9 empty] | 2014-07-12 | 5時 | 0 | 0 | 0 | 0 | 0 | 0 | 0 | 0 | 0 | 0 | 0 | 0 | 0 | 0 | 0 | 0 | 0 | 0 | 0 | 0.024026 | 0.023776 | 0.00025017 | 0 | 0.080156 | 0.05613 | 0 | 0.033458 | -0.32655 | -0.033458 | 0.046699
[9 empty] | 2014-07-12 | 6時 | 0 | 0 | 0 | 0 | 0 | 0 | 0 | 0 | 0 | 0 | 0 | 0 | 0 | 0 | 0 | 0 | 0 | 0 | 0 | 0.03053 | 0.023776 | 0.0067545 | 0.018231 | 0.30998 | 0.26122 | 0 | 0.12256 | -1.1962 | -0.12256 | 0.18743
[9 empty] | 2014-07-12 | 7時 | 0 | 0 | 0 | 0 | 0 | 0 | 0 | 0 | 0 | 0 | 0 | 0 | 0 | 0 | 0 | 0 | 0 | 0 | 0 | 0.024857 | 0.023776 | 0.0010807 | 0.11469 | 0.3877 | 0.24816 | 0 | 0.11519 | -1.1243 | -0.11519 | 0.27251
[9 empty] | 2014-07-12 | 8時 | 0 | 0 | 0 | 0 | 0 | 0 | 0 | 0 | 0 | 0 | 0 | 0 | 0 | 0 | 0.10739 | 0.011003 | 0 | 0 | 0 | 0.024857 | 0.023776 | 0.0010807 | 0.064563 | 0.2453 | 0.14488 | 0 | 0.077869 | -0.76 | -0.077869 | 0.16743
[9 empty] | 2014-07-12 | 9時 | 0 | 0 | 0 | 0 | 0 | 0 | 0 | 0 | 0 | 0 | 0 | 0 | 0 | 0 | 0 | 0 | 0 | 0 | 0 | 0.024026 | 0.023776 | 0.00025017 | 0.16544 | 0.52635 | 0.33688 | 0 | 0.19768 | -1.9293 | -0.19768 | 0.32867
[9 empty] | 2014-07-12 | 10時 | 0 | 0 | 0 | 0 | 0 | 0 | 0 | 0 | 0 | 0 | 0 | 0 | 0 | 0 | 0 | 0 | 0 | 0 | 0 | 0.024446 | 0.023776 | 0.00067044 | 0.053027 | 0.1258 | 0.04833 | 0 | 0.035958 | -0.35095 | -0.035958 | 0.089846
[9 empty] | 2014-07-12 | 11時 | 0 | 0 | 0 | 0 | 0 | 0 | 0 | 0 | 0 | 0 | 0 | 0 | 0 | 0 | 0.40388 | 0.041381 | 0 | 0 | 0 | 0.024026 | 0.023776 | 0.00025017 | 0.0026381 | 0.12418 | 0.05613 | 0 | 0.03914 | -0.38201 | -0.03914 | 0.085035
[9 empty] | 2014-07-12 | 12時 | 0 | 0 | 0 | 0 | 0 | 0 | 0 | 0 | 0 | 0 | 0 | 0 | 0 | 0 | 0.45409 | 0.046526 | 0 | 0 | 0 | 0.03053 | 0.023776 | 0.0067545 | 0.029502 | 0.37939 | 0.27283 | 0 | 0.13405 | -1.3084 | -0.13405 | 0.24533
[9 empty] | 2014-07-12 | 13時 | 0 | 0 | 0 | 0 | 0 | 0 | 0 | 0 | 0 | 0 | 0 | 0 | 0 | 0 | 0 | 0 | 0 | 0 | 0 | 0.024446 | 0.023776 | 0.00067044 | 0.058042 | 0.13082 | 0.04833 | 0 | 0.036609 | -0.3573 | -0.036609 | 0.09421
[9 empty] | 2014-07-12 | 14時 | 0 | 0 | 0 | 0 | 0 | 0 | 0 | 0 | 0 | 0 | 0 | 0 | 0 | 0 | 0 | 0 | 0 | 0 | 0 | 0.024026 | 0.023776 | 0.00025017 | 0.024487 | 0.10464 | 0.05613 | 0 | 0.036615 | -0.35736 | -0.036615 | 0.068028
[9 empty] | 2014-07-12 | 15時 | 0 | 0 | 0 | 0 | 0 | 0 | 0 | 0 | 0 | 0 | 0 | 0 | 0 | 0 | 0.63812 | 0.065381 | 0 | 0 | 0 | 0.024026 | 0.023776 | 0.00025017 | 0 | 0.14554 | 0.05613 | 0 | 0.0419 | -0.40894 | -0.0419 | 0.10364
[9 empty] | 2014-07-12 | 16時 | 0 | 0 | 0 | 0 | 0 | 0 | 0 | 0 | 0 | 0 | 0 | 0 | 0 | 0 | 0.40832 | 0.041836 | 0 | 0 | 0 | 0.024446 | 0.023776 | 0.00067044 | 0.033816 | 0.14843 | 0.04833 | 0 | 0.038881 | -0.37948 | -0.038881 | 0.10955
[9 empty] | 2014-07-12 | 17時 | 0 | 0 | 0 | 0 | 0 | 0 | 0 | 0 | 0 | 0 | 0 | 0 | 0 | 0 | 0.75399 | 0.077253 | 0 | 0 | 0 | 0.024446 | 0.023776 | 0.00067044 | 0.056835 | 0.36346 | 0.20493 | 0 | 0.10243 | -0.99974 | -0.10243 | 0.26103
[9 empty] | 2014-07-12 | 18時 | 0 | 0 | 0 | 0 | 0 | 0 | 0 | 0 | 0 | 0 | 0 | 0 | 0 | 0 | 0.1363 | 0.013966 | 0 | 0 | 0 | 0.036624 | 0.023776 | 0.012849 | 0.066494 | 0.45586 | 0.33878 | 0 | 0.12453 | -1.2154 | -0.12453 | 0.33133
[9 empty] | 2014-07-12 | 19時 | 0 | 0 | 0 | 0 | 0 | 0 | 0 | 0 | 0 | 0 | 0 | 0 | 0 | 0 | 0.63462 | 0.065022 | 0 | 0 | 0 | 0.036624 | 0.023776 | 0.012849 | 0.16307 | 0.3996 | 0.13488 | 0 | 0.11459 | -1.1184 | -0.11459 | 0.28501
[9 empty] | 2014-07-12 | 20時 | 0 | 0 | 0 | 0 | 0 | 0 | 0 | 0 | 0 | 0 | 0 | 0 | 0 | 0 | 0.51346 | 0.052609 | 0 | 0 | 0 | 0.024446 | 0.023776 | 0.00067044 | 0.088224 | 0.29289 | 0.12761 | 0 | 0.065928 | -0.64346 | -0.065928 | 0.22696
[9 empty] | 2014-07-12 | 21時 | 0 | 0 | 0 | 0 | 0 | 0 | 0 | 0 | 0 | 0 | 0 | 0 | 0 | 0 | 0.81677 | 0.083686 | 0 | 0 | 0 | 0.024446 | 0.023776 | 0.00067044 | 0.14284 | 0.4384 | 0.18743 | 0 | 0.10476 | -1.0225 | -0.10476 | 0.33363
[9 empty] | 2014-07-12 | 22時 | 0 | 0 | 0 | 0 | 0 | 0 | 0 | 0 | 0 | 0 | 0 | 0 | 0 | 0 | 0.40688 | 0.041689 | 0 | 0 | 0 | 0.036344 | 0.023776 | 0.012568 | 0.16493 | 0.43476 | 0.19179 | 0 | 0.11759 | -1.1477 | -0.11759 | 0.31717
[9 empty] | 2014-07-12 | 23時 | 0 | 0 | 0 | 0 | 0 | 0 | 0 | 0 | 0 | 0 | 0 | 0 | 0 | 0 | 0 | 0 | 0 | 0 | 0 | 0.037175 | 0.023776 | 0.013399 | 0.17268 | 0.42753 | 0.21768 | 0 | 0.13324 | -1.3004 | -0.13324 | 0.29429
[9 empty] | 2014-07-13 | 0時 | 0 | 0 | 0 | 0 | 0 | 0 | 0 | 0 | 0 | 0 | 0 | 0 | 0 | 0 | 0 | 0 | 0 | 0 | 0 | 0.024026 | 0.023776 | 0.00025017 | 0.045276 | 0.22713 | 0.15783 | 0 | 0.12176 | -1.1883 | -0.12176 | 0.10538
[9 empty] | 2014-07-13 | 1時 | 0 | 0 | 0 | 0 | 0 | 0 | 0 | 0 | 0 | 0 | 0 | 0 | 0 | 0 | 0 | 0 | 0 | 0 | 0 | 0.024026 | 0.023776 | 0.00025017 | 0 | 0.072356 | 0.04833 | 0 | 0.039175 | -0.38235 | -0.039175 | 0.033181
[9 empty] | 2014-07-13 | 2時 | 0 | 0 | 0 | 0 | 0 | 0 | 0 | 0 | 0 | 0 | 0 | 0 | 0 | 0 | 0 | 0 | 0 | 0 | 0 | 0.024026 | 0.023776 | 0.00025017 | 0 | 0.080156 | 0.05613 | 0 | 0.04416 | -0.431 | -0.04416 | 0.035996
[9 empty] | 2014-07-13 | 3時 | 0 | 0 | 0 | 0 | 0 | 0 | 0 | 0 | 0 | 0 | 0 | 0 | 0 | 0 | 0 | 0 | 0 | 0 | 0 | 0.024026 | 0.023776 | 0.00025017 | 0 | 0.080156 | 0.05613 | 0 | 0.04416 | -0.431 | -0.04416 | 0.035996
[9 empty] | 2014-07-13 | 4時 | 0 | 0 | 0 | 0 | 0 | 0 | 0 | 0 | 0 | 0 | 0 | 0 | 0 | 0 | 0 | 0 | 0 | 0 | 0 | 0.024026 | 0.023776 | 0.00025017 | 0 | 0.072356 | 0.04833 | 0 | 0.039175 | -0.38235 | -0.039175 | 0.033181
[9 empty] | 2014-07-13 | 5時 | 0 | 0 | 0 | 0 | 0 | 0 | 0 | 0 | 0 | 0 | 0 | 0 | 0 | 0 | 0 | 0 | 0 | 0 | 0 | 0.024026 | 0.023776 | 0.00025017 | 0 | 0.080156 | 0.05613 | 0 | 0.04416 | -0.431 | -0.04416 | 0.035996
[9 empty] | 2014-07-13 | 6時 | 0 | 0 | 0 | 0 | 0 | 0 | 0 | 0 | 0 | 0 | 0 | 0 | 0 | 0 | 0 | 0 | 0 | 0 | 0 | 0.03053 | 0.023776 | 0.0067545 | 0.018231 | 0.30998 | 0.26122 | 0 | 0.1574 | -1.5362 | -0.1574 | 0.15259
[9 empty] | 2014-07-13 | 7時 | 0 | 0 | 0 | 0 | 0 | 0 | 0 | 0 | 0 | 0 | 0 | 0 | 0 | 0 | 0 | 0 | 0 | 0 | 0 | 0.024857 | 0.023776 | 0.0010807 | 0.11469 | 0.3877 | 0.24816 | 0 | 0.16462 | -1.6067 | -0.16462 | 0.22308
[9 empty] | 2014-07-13 | 8時 | 0 | 0 | 0 | 0 | 0 | 0 | 0 | 0 | 0 | 0 | 0 | 0 | 0 | 0 | 0 | 0 | 0 | 0 | 0 | 0.024857 | 0.023776 | 0.0010807 | 0.064563 | 0.2343 | 0.14488 | 0 | 0.10621 | -1.0367 | -0.10621 | 0.12808
[9 empty] | 2014-07-13 | 9時 | 0 | 0 | 0 | 0 | 0 | 0 | 0 | 0 | 0 | 0 | 0 | 0 | 0 | 0 | 0 | 0 | 0 | 0 | 0 | 0.024026 | 0.023776 | 0.00025017 | 0.16544 | 0.52635 | 0.33688 | 0 | 0.25674 | -2.5058 | -0.25674 | 0.26961
[9 empty] | 2014-07-13 | 10時 | 0 | 0 | 0 | 0 | 0 | 0 | 0 | 0 | 0 | 0 | 0 | 0 | 0 | 0 | 0 | 0 | 0 | 0 | 0 | 0.024446 | 0.023776 | 0.00067044 | 0.053027 | 0.1258 | 0.04833 | 0 | 0.05406 | -0.52763 | -0.05406 | 0.071743
[9 empty] | 2014-07-13 | 11時 | 0 | 0 | 0 | 0 | 0 | 0 | 0 | 0 | 0 | 0 | 0 | 0 | 0 | 0 | 0.194 | 0.019877 | 0 | 0 | 0 | 0.024026 | 0.023776 | 0.00025017 | 0.0026381 | 0.10267 | 0.05613 | 0 | 0.050429 | -0.49219 | -0.050429 | 0.052242
[9 empty] | 2014-07-13 | 12時 | 0 | 0 | 0 | 0 | 0 | 0 | 0 | 0 | 0 | 0 | 0 | 0 | 0 | 0 | 0.3479 | 0.035645 | 0 | 0 | 0 | 0.03053 | 0.023776 | 0.0067545 | 0.029502 | 0.36851 | 0.27283 | 0 | 0.17579 | -1.7158 | -0.17579 | 0.19271
[9 empty] | 2014-07-13 | 13時 | 0 | 0 | 0 | 0 | 0 | 0 | 0 | 0 | 0 | 0 | 0 | 0 | 0 | 0 | 0 | 0 | 0 | 0 | 0 | 0.024446 | 0.023776 | 0.00067044 | 0.058042 | 0.13082 | 0.04833 | 0 | 0.05546 | -0.54129 | -0.05546 | 0.075359
[9 empty] | 2014-07-13 | 14時 | 0 | 0 | 0 | 0 | 0 | 0 | 0 | 0 | 0 | 0 | 0 | 0 | 0 | 0 | 0 | 0 | 0 | 0 | 0 | 0.024026 | 0.023776 | 0.00025017 | 0.024487 | 0.10464 | 0.05613 | 0 | 0.050976 | -0.49752 | -0.050976 | 0.053668
[9 empty] | 2014-07-13 | 15時 | 0 | 0 | 0 | 0 | 0 | 0 | 0 | 0 | 0 | 0 | 0 | 0 | 0 | 0 | 0.53967 | 0.055294 | 0 | 0 | 0 | 0.024026 | 0.023776 | 0.00025017 | 0 | 0.13545 | 0.05613 | 0 | 0.059559 | -0.58129 | -0.059559 | 0.075891
[9 empty] | 2014-07-13 | 16時 | 0 | 0 | 0 | 0 | 0 | 0 | 0 | 0 | 0 | 0 | 0 | 0 | 0 | 0 | 0.30782 | 0.031539 | 0 | 0 | 0 | 0.024446 | 0.023776 | 0.00067044 | 0.033816 | 0.13813 | 0.04833 | 0 | 0.057495 | -0.56115 | -0.057495 | 0.080636
[9 empty] | 2014-07-13 | 17時 | 0 | 0 | 0 | 0 | 0 | 0 | 0 | 0 | 0 | 0 | 0 | 0 | 0 | 0 | 0.60404 | 0.06189 | 0 | 0 | 0 | 0.024446 | 0.023776 | 0.00067044 | 0.056835 | 0.3481 | 0.20493 | 0 | 0.14562 | -1.4212 | -0.14562 | 0.20248
[9 empty] | 2014-07-13 | 18時 | 0 | 0 | 0 | 0 | 0 | 0 | 0 | 0 | 0 | 0 | 0 | 0 | 0 | 0 | 0.090662 | 0.0092891 | 0 | 0 | 0 | 0.036624 | 0.023776 | 0.012849 | 0.066494 | 0.45119 | 0.33878 | 0 | 0.18275 | -1.7836 | -0.18275 | 0.26844
[9 empty] | 2014-07-13 | 19時 | 0 | 0 | 0 | 0 | 0 | 0 | 0 | 0 | 0 | 0 | 0 | 0 | 0 | 0 | 0.5302 | 0.054324 | 0 | 0 | 0 | 0.036624 | 0.023776 | 0.012849 | 0.16307 | 0.3889 | 0.13488 | 0 | 0.16963 | -1.6556 | -0.16963 | 0.21927
[9 empty] | 2014-07-13 | 20時 | 0 | 0 | 0 | 0 | 0 | 0 | 0 | 0 | 0 | 0 | 0 | 0 | 0 | 0 | 0.08523 | 0.0087326 | 0 | 0 | 0 | 0.024446 | 0.023776 | 0.00067044 | 0.088224 | 0.24901 | 0.12761 | 0 | 0.095339 | -0.93051 | -0.095339 | 0.15367
[9 empty] | 2014-07-13 | 21時 | 0 | 0 | 0 | 0 | 0 | 0 | 0 | 0 | 0 | 0 | 0 | 0 | 0 | 0 | 0.4075 | 0.041752 | 0 | 0 | 0 | 0.024446 | 0.023776 | 0.00067044 | 0.14284 | 0.39646 | 0.18743 | 0 | 0.15301 | -1.4934 | -0.15301 | 0.24345
[9 empty] | 2014-07-13 | 22時 | 0 | 0 | 0 | 0 | 0 | 0 | 0 | 0 | 0 | 0 | 0 | 0 | 0 | 0 | 0 | 0 | 0 | 0 | 0 | 0.036344 | 0.023776 | 0.012568 | 0.16493 | 0.39307 | 0.19179 | 0 | 0.16308 | -1.5917 | -0.16308 | 0.22999
[9 empty] | 2014-07-13 | 23時 | 0 | 0 | 0 | 0 | 0 | 0 | 0 | 0 | 0 | 0 | 0 | 0 | 0 | 0 | 0 | 0 | 0 | 0 | 0 | 0.037175 | 0.023776 | 0.013399 | 0.17268 | 0.42753 | 0.21768 | 0 | 0.18641 | -1.8193 | -0.18641 | 0.24113
[9 empty] | 2014-07-14 | 0時 | 0 | 0 | 0 | 0 | 0 | 0 | 0 | 0 | 0 | 0 | 0 | 0 | 0 | 0 | 0 | 0 | 0 | 0 | 0 | 0.024026 | 0.023776 | 0.00025017 | 0.045276 | 0.22713 | 0.15783 | 0 | 0.10154 | -0.991 | -0.10154 | 0.1256
[9 empty] | 2014-07-14 | 1時 | 0 | 0 | 0 | 0 | 0 | 0 | 0 | 0 | 0 | 0 | 0 | 0 | 0 | 0 | 0 | 0 | 0 | 0 | 0 | 0.024026 | 0.023776 | 0.00025017 | 0 | 0.072356 | 0.04833 | 0 | 0.031012 | -0.30268 | -0.031012 | 0.041344
[9 empty] | 2014-07-14 | 2時 | 0 | 0 | 0 | 0 | 0 | 0 | 0 | 0 | 0 | 0 | 0 | 0 | 0 | 0 | 0 | 0 | 0 | 0 | 0 | 0.024026 | 0.023776 | 0.00025017 | 0 | 0.080156 | 0.05613 | 0 | 0.035527 | -0.34675 | -0.035527 | 0.044629
[9 empty] | 2014-07-14 | 3時 | 0 | 0 | 0 | 0 | 0 | 0 | 0 | 0 | 0 | 0 | 0 | 0 | 0 | 0 | 0 | 0 | 0 | 0 | 0 | 0.024026 | 0.023776 | 0.00025017 | 0 | 0.080156 | 0.05613 | 0 | 0.035527 | -0.34675 | -0.035527 | 0.044629
[9 empty] | 2014-07-14 | 4時 | 0 | 0 | 0 | 0 | 0 | 0 | 0 | 0 | 0 | 0 | 0 | 0 | 0 | 0 | 0 | 0 | 0 | 0 | 0 | 0.024026 | 0.023776 | 0.00025017 | 0 | 0.072356 | 0.04833 | 0 | 0.031012 | -0.30268 | -0.031012 | 0.041344
[9 empty] | 2014-07-14 | 5時 | 0 | 0 | 0 | 0 | 0 | 0 | 0 | 0 | 0 | 0 | 0 | 0 | 0 | 0 | 0 | 0 | 0 | 0 | 0 | 0.024026 | 0.023776 | 0.00025017 | 0 | 0.080156 | 0.05613 | 0 | 0.035527 | -0.34675 | -0.035527 | 0.044629
[9 empty] | 2014-07-14 | 6時 | 0 | 0 | 0 | 0 | 0 | 0 | 0 | 0 | 0 | 0 | 0 | 0 | 0 | 0 | 0 | 0 | 0 | 0 | 0 | 0.03053 | 0.023776 | 0.0067545 | 0.018231 | 0.30998 | 0.26122 | 0 | 0.12929 | -1.2619 | -0.12929 | 0.18069
[9 empty] | 2014-07-14 | 7時 | 0 | 0 | 0 | 0 | 0 | 0 | 0 | 0 | 0 | 0 | 0 | 0 | 0 | 0 | 0 | 0 | 0 | 0 | 0 | 0.024857 | 0.023776 | 0.0010807 | 0.11469 | 0.3877 | 0.24816 | 0 | 0.12475 | -1.2176 | -0.12475 | 0.26295
[9 empty] | 2014-07-14 | 8時 | 0 | 0 | 0 | 0 | 0 | 0 | 0 | 0 | 0 | 0 | 0 | 0 | 0 | 0 | 0 | 0 | 0 | 0 | 0 | 0.024857 | 0.023776 | 0.0010807 | 0.064563 | 0.2343 | 0.14488 | 0 | 0.082205 | -0.80232 | -0.082205 | 0.15209
[9 empty] | 2014-07-14 | 9時 | 0 | 0 | 0 | 0 | 0 | 0 | 0 | 0 | 0 | 0 | 0 | 0 | 0 | 0 | 0 | 0 | 0 | 0 | 0 | 0.024026 | 0.023776 | 0.00025017 | 0.16544 | 0.52635 | 0.33688 | 0 | 0.2091 | -2.0408 | -0.2091 | 0.31725
[9 empty] | 2014-07-14 | 10時 | 0 | 0 | 0 | 0 | 0 | 0 | 0 | 0 | 0 | 0 | 0 | 0 | 0 | 0 | 0 | 0 | 0 | 0 | 0 | 0.024446 | 0.023776 | 0.00067044 | 0.053027 | 0.1258 | 0.04833 | 0 | 0.039458 | -0.38511 | -0.039458 | 0.086345
[9 empty] | 2014-07-14 | 11時 | 0 | 0 | 0 | 0 | 0 | 0 | 0 | 0 | 0 | 0 | 0 | 0 | 0 | 0 | 0.13277 | 0.013604 | 0 | 0 | 0 | 0.024026 | 0.023776 | 0.00025017 | 0.0026381 | 0.096398 | 0.05613 | 0 | 0.038092 | -0.37178 | -0.038092 | 0.058306
[9 empty] | 2014-07-14 | 12時 | 0 | 0 | 0 | 0 | 0 | 0 | 0 | 0 | 0 | 0 | 0 | 0 | 0 | 0 | 0.19234 | 0.019707 | 0 | 0 | 0 | 0.03053 | 0.023776 | 0.0067545 | 0.029502 | 0.35257 | 0.27283 | 0 | 0.13847 | -1.3515 | -0.13847 | 0.21409
[9 empty] | 2014-07-14 | 13時 | 0 | 0 | 0 | 0 | 0 | 0 | 0 | 0 | 0 | 0 | 0 | 0 | 0 | 0 | 0 | 0 | 0 | 0 | 0 | 0.024446 | 0.023776 | 0.00067044 | 0.058042 | 0.13082 | 0.04833 | 0 | 0.040254 | -0.39288 | -0.040254 | 0.090565
[9 empty] | 2014-07-14 | 14時 | 0 | 0 | 0 | 0 | 0 | 0 | 0 | 0 | 0 | 0 | 0 | 0 | 0 | 0 | 0 | 0 | 0 | 0 | 0 | 0.024026 | 0.023776 | 0.00025017 | 0.024487 | 0.10464 | 0.05613 | 0 | 0.039392 | -0.38446 | -0.039392 | 0.065251
[9 empty] | 2014-07-14 | 15時 | 0 | 0 | 0 | 0 | 0 | 0 | 0 | 0 | 0 | 0 | 0 | 0 | 0 | 0 | 0.36711 | 0.037614 | 0 | 0 | 0 | 0.024026 | 0.023776 | 0.00025017 | 0 | 0.11777 | 0.05613 | 0 | 0.04147 | -0.40475 | -0.04147 | 0.0763
[9 empty] | 2014-07-14 | 16時 | 0 | 0 | 0 | 0 | 0 | 0 | 0 | 0 | 0 | 0 | 0 | 0 | 0 | 0 | 0.25757 | 0.026391 | 0 | 0 | 0 | 0.024446 | 0.023776 | 0.00067044 | 0.033816 | 0.13298 | 0.04833 | 0 | 0.040595 | -0.3962 | -0.040595 | 0.092389
[9 empty] | 2014-07-14 | 17時 | 0 | 0 | 0 | 0 | 0 | 0 | 0 | 0 | 0 | 0 | 0 | 0 | 0 | 0 | 0.55019 | 0.056372 | 0 | 0 | 0 | 0.024446 | 0.023776 | 0.00067044 | 0.056835 | 0.34258 | 0.20493 | 0 | 0.10831 | -1.0571 | -0.10831 | 0.23427
[9 empty] | 2014-07-14 | 18時 | 0 | 0 | 0 | 0 | 0 | 0 | 0 | 0 | 0 | 0 | 0 | 0 | 0 | 0 | 0 | 0 | 0 | 0 | 0 | 0.036624 | 0.023776 | 0.012849 | 0.066494 | 0.4419 | 0.33878 | 0 | 0.13383 | -1.3062 | -0.13383 | 0.30806
[9 empty] | 2014-07-14 | 19時 | 0 | 0 | 0 | 0 | 0 | 0 | 0 | 0 | 0 | 0 | 0 | 0 | 0 | 0 | 0.5143 | 0.052695 | 0 | 0 | 0 | 0.036624 | 0.023776 | 0.012849 | 0.16307 | 0.38727 | 0.13488 | 0 | 0.12378 | -1.2081 | -0.12378 | 0.26349
[9 empty] | 2014-07-14 | 20時 | 0 | 0 | 0 | 0 | 0 | 0 | 0 | 0 | 0 | 0 | 0 | 0 | 0 | 0 | 0 | 0 | 0 | 0 | 0 | 0.024446 | 0.023776 | 0.00067044 | 0.088224 | 0.24028 | 0.12761 | 0 | 0.065676 | -0.641 | -0.065676 | 0.1746
[9 empty] | 2014-07-14 | 21時 | 0 | 0 | 0 | 0 | 0 | 0 | 0 | 0 | 0 | 0 | 0 | 0 | 0 | 0 | 0 | 0 | 0 | 0 | 0 | 0.024446 | 0.023776 | 0.00067044 | 0.14284 | 0.35471 | 0.18743 | 0 | 0.10315 | -1.0067 | -0.10315 | 0.25156
[9 empty] | 2014-07-14 | 22時 | 0 | 0 | 0 | 0 | 0 | 0 | 0 | 0 | 0 | 0 | 0 | 0 | 0 | 0 | 0 | 0 | 0 | 0 | 0 | 0.036344 | 0.023776 | 0.012568 | 0.16493 | 0.39307 | 0.19179 | 0 | 0.12206 | -1.1913 | -0.12206 | 0.27101
[9 empty] | 2014-07-14 | 23時 | 0 | 0 | 0 | 0 | 0 | 0 | 0 | 0 | 0 | 0 | 0 | 0 | 0 | 0 | 0 | 0 | 0 | 0 | 0 | 0.037175 | 0.023776 | 0.013399 | 0.17268 | 0.42753 | 0.21768 | 0 | 0.14352 | -1.4008 | -0.14352 | 0.28401
[9 empty] | 2014-07-15 | 0時 | 0 | 0 | 0 | 0 | 0 | 0 | 0 | 0 | 0 | 0 | 0 | 0 | 0 | 0 | 0 | 0 | 0 | 0 | 0 | 0.024026 | 0.023776 | 0.00025017 | 0 | 0.18186 | 0.15783 | 0 | 0.11368 | -1.1095 | -0.11368 | 0.068177
[9 empty] | 2014-07-15 | 1時 | 0 | 0 | 0 | 0 | 0 | 0 | 0 | 0 | 0 | 0 | 0 | 0 | 0 | 0 | 0 | 0 | 0 | 0 | 0 | 0.024026 | 0.023776 | 0.00025017 | 0 | 0.072356 | 0.04833 | 0 | 0.041675 | -0.40674 | -0.041675 | 0.030682
[9 empty] | 2014-07-15 | 2時 | 0 | 0 | 0 | 0 | 0 | 0 | 0 | 0 | 0 | 0 | 0 | 0 | 0 | 0 | 0 | 0 | 0 | 0 | 0 | 0.024026 | 0.023776 | 0.00025017 | 0 | 0.080156 | 0.05613 | 0 | 0.046804 | -0.4568 | -0.046804 | 0.033353
[9 empty] | 2014-07-15 | 3時 | 0 | 0 | 0 | 0 | 0 | 0 | 0 | 0 | 0 | 0 | 0 | 0 | 0 | 0 | 0 | 0 | 0 | 0 | 0 | 0.024026 | 0.023776 | 0.00025017 | 0 | 0.080156 | 0.05613 | 0 | 0.046804 | -0.4568 | -0.046804 | 0.033353
[9 empty] | 2014-07-15 | 4時 | 0 | 0 | 0 | 0 | 0 | 0 | 0 | 0 | 0 | 0 | 0 | 0 | 0 | 0 | 0 | 0 | 0 | 0 | 0 | 0.024026 | 0.023776 | 0.00025017 | 0 | 0.072356 | 0.04833 | 0 | 0.041675 | -0.40674 | -0.041675 | 0.030682
[9 empty] | 2014-07-15 | 5時 | 0 | 0 | 0 | 0 | 0 | 0 | 0 | 0 | 0 | 0 | 0 | 0 | 0 | 0 | 0 | 0 | 0 | 0 | 0 | 0.024026 | 0.023776 | 0.00025017 | 0 | 0.080156 | 0.05613 | 0 | 0.046804 | -0.4568 | -0.046804 | 0.033353
[9 empty] | 2014-07-15 | 6時 | 0 | 0 | 0 | 0 | 0 | 0 | 0 | 0 | 0 | 0 | 0 | 0 | 0 | 0 | 0 | 0 | 0 | 0 | 0 | 0.024026 | 0.023776 | 0.00025017 | 0 | 0.080156 | 0.05613 | 0 | 0.046804 | -0.4568 | -0.046804 | 0.033353
[9 empty] | 2014-07-15 | 7時 | 0 | 0 | 0 | 0 | 0 | 0 | 0 | 0 | 0 | 0 | 0 | 0 | 0 | 0 | 0 | 0 | 0 | 0 | 0 | 0.024857 | 0.023776 | 0.0010807 | 0.023666 | 0.23404 | 0.18552 | 0 | 0.11614 | -1.1336 | -0.11614 | 0.1179
[9 empty] | 2014-07-15 | 8時 | 0 | 0 | 0 | 0 | 0 | 0 | 0 | 0 | 0 | 0 | 0 | 0 | 0 | 0 | 0 | 0 | 0 | 0 | 0 | 0.031371 | 0.023776 | 0.0075951 | 0.11401 | 0.4267 | 0.28132 | 0 | 0.2107 | -2.0564 | -0.2107 | 0.216
[9 empty] | 2014-07-15 | 9時 | 0 | 0 | 0 | 0 | 0 | 0 | 0 | 0 | 0 | 0 | 0 | 0 | 0 | 0 | 1.1201 | 0.11476 | 0 | 0 | 0 | 0.024446 | 0.023776 | 0.00067044 | 0.22373 | 0.61504 | 0.2521 | 0 | 0.28832 | -2.814 | -0.28832 | 0.32672
[9 empty] | 2014-07-15 | 10時 | 0 | 0 | 0 | 0 | 0 | 0 | 0 | 0 | 0 | 0 | 0 | 0 | 0 | 0 | 1.5444 | 0.15823 | 0 | 0 | 0 | 0.024857 | 0.023776 | 0.0010807 | 0.18888 | 0.59948 | 0.22751 | 0 | 0.27276 | -2.6621 | -0.27276 | 0.32672
[9 empty] | 2014-07-15 | 11時 | 0 | 0 | 0 | 0 | 0 | 0 | 0 | 0 | 0 | 0 | 0 | 0 | 0 | 0 | 1.136 | 0.1164 | 0 | 0 | 0 | 0.024446 | 0.023776 | 0.00067044 | 0.17015 | 0.5463 | 0.23531 | 0 | 0.23557 | -2.2992 | -0.23557 | 0.31073
[9 empty] | 2014-07-15 | 12時 | 0 | 0 | 0 | 0 | 0 | 0 | 0 | 0 | 0 | 0 | 0 | 0 | 0 | 0 | 0.55721 | 0.057092 | 0 | 0 | 0 | 0.03053 | 0.023776 | 0.0067545 | 0.15008 | 0.51054 | 0.27283 | 0 | 0.23123 | -2.2568 | -0.23123 | 0.27931
[9 empty] | 2014-07-15 | 13時 | 0 | 0 | 0 | 0 | 0 | 0 | 0 | 0 | 0 | 0 | 0 | 0 | 0 | 0 | 0 | 0 | 0 | 0 | 0 | 0.024446 | 0.023776 | 0.00067044 | 0.093998 | 0.16677 | 0.04833 | 0 | 0.071448 | -0.69733 | -0.071448 | 0.095327
[9 empty] | 2014-07-15 | 14時 | 0 | 0 | 0 | 0 | 0 | 0 | 0 | 0 | 0 | 0 | 0 | 0 | 0 | 0 | 0 | 0 | 0 | 0 | 0 | 0.024026 | 0.023776 | 0.00025017 | 0 | 0.080156 | 0.05613 | 0 | 0.046804 | -0.4568 | -0.046804 | 0.033353
[9 empty] | 2014-07-15 | 15時 | 0 | 0 | 0 | 0 | 0 | 0 | 0 | 0 | 0 | 0 | 0 | 0 | 0 | 0 | 1.5507 | 0.15888 | 0 | 0 | 0 | 0.024026 | 0.023776 | 0.00025017 | 0 | 0.23904 | 0.05613 | 0 | 0.096896 | -0.94571 | -0.096896 | 0.14214
[9 empty] | 2014-07-15 | 16時 | 0 | 0 | 0 | 0 | 0 | 0 | 0 | 0 | 0 | 0 | 0 | 0 | 0 | 0 | 0.96615 | 0.09899 | 0 | 0 | 0 | 0.024857 | 0.023776 | 0.0010807 | 0.070329 | 0.46934 | 0.27516 | 0 | 0.15997 | -1.5613 | -0.15997 | 0.30937
[9 empty] | 2014-07-15 | 17時 | 0 | 0 | 0 | 0 | 0 | 0 | 0 | 0 | 0 | 0 | 0 | 0 | 0 | 0 | 0.76545 | 0.078427 | 0 | 0 | 0 | 0.036624 | 0.023776 | 0.012849 | 0.13006 | 0.52334 | 0.27822 | 0 | 0.19661 | -1.9189 | -0.19661 | 0.32672
[9 empty] | 2014-07-15 | 18時 | 0 | 0 | 0 | 0 | 0 | 0 | 0 | 0 | 0 | 0 | 0 | 0 | 0 | 0 | 0.30792 | 0.031549 | 0 | 0 | 0 | 0.036624 | 0.023776 | 0.012849 | 0.15964 | 0.44562 | 0.21781 | 0 | 0.1467 | -1.4318 | -0.1467 | 0.29893
[9 empty] | 2014-07-15 | 19時 | 0 | 0 | 0 | 0 | 0 | 0 | 0 | 0 | 0 | 0 | 0 | 0 | 0 | 0 | 1.0971 | 0.11241 | 0 | 0 | 0 | 0.024026 | 0.023776 | 0.00025017 | 0.067685 | 0.33971 | 0.13559 | 0 | 0.16358 | -1.5966 | -0.16358 | 0.17613
[9 empty] | 2014-07-15 | 20時 | 0 | 0 | 0 | 0 | 0 | 0 | 0 | 0 | 0 | 0 | 0 | 0 | 0 | 0 | 0.97105 | 0.099493 | 0 | 0 | 0 | 0.024446 | 0.023776 | 0.00067044 | 0.14104 | 0.3926 | 0.12762 | 0 | 0.14649 | -1.4297 | -0.14649 | 0.24611
[9 empty] | 2014-07-15 | 21時 | 0 | 0 | 0 | 0 | 0 | 0 | 0 | 0 | 0 | 0 | 0 | 0 | 0 | 0 | 0.9236 | 0.094631 | 0 | 0 | 0 | 0.036344 | 0.023776 | 0.012568 | 0.16291 | 0.53513 | 0.24124 | 0 | 0.22555 | -2.2014 | -0.22555 | 0.30957
[9 empty] | 2014-07-15 | 22時 | 0 | 0 | 0 | 0 | 0 | 0 | 0 | 0 | 0 | 0 | 0 | 0 | 0 | 0 | 0 | 0 | 0 | 0 | 0 | 0.036764 | 0.023776 | 0.012989 | 0.16493 | 0.38136 | 0.17966 | 0 | 0.15053 | -1.4692 | -0.15053 | 0.23082
[9 empty] | 2014-07-15 | 23時 | 0 | 0 | 0 | 0 | 0 | 0 | 0 | 0 | 0 | 0 | 0 | 0 | 0 | 0 | 0 | 0 | 0 | 0 | 0 | 0.03039 | 0.023776 | 0.0066144 | 0.1312 | 0.31942 | 0.15783 | 0 | 0.15703 | -1.5327 | -0.15703 | 0.16238
[9 empty] | 2014-07-16 | 0時 | 0 | 0 | 0 | 0 | 0 | 0 | 0 | 0 | 0 | 0 | 0 | 0 | 0 | 0 | 0 | 0 | 0 | 0 | 0 | 0.024026 | 0.023776 | 0.00025017 | 0 | 0.18186 | 0.15783 | 0 | 0.10562 | -1.0309 | -0.10562 | 0.076235
[9 empty] | 2014-07-16 | 1時 | 0 | 0 | 0 | 0 | 0 | 0 | 0 | 0 | 0 | 0 | 0 | 0 | 0 | 0 | 0 | 0 | 0 | 0 | 0 | 0.024026 | 0.023776 | 0.00025017 | 0 | 0.072356 | 0.04833 | 0 | 0.037219 | -0.36326 | -0.037219 | 0.035137
[9 empty] | 2014-07-16 | 2時 | 0 | 0 | 0 | 0 | 0 | 0 | 0 | 0 | 0 | 0 | 0 | 0 | 0 | 0 | 0 | 0 | 0 | 0 | 0 | 0.024026 | 0.023776 | 0.00025017 | 0 | 0.080156 | 0.05613 | 0 | 0.042091 | -0.41081 | -0.042091 | 0.038065
[9 empty] | 2014-07-16 | 3時 | 0 | 0 | 0 | 0 | 0 | 0 | 0 | 0 | 0 | 0 | 0 | 0 | 0 | 0 | 0 | 0 | 0 | 0 | 0 | 0.024026 | 0.023776 | 0.00025017 | 0 | 0.080156 | 0.05613 | 0 | 0.042091 | -0.41081 | -0.042091 | 0.038065
[9 empty] | 2014-07-16 | 4時 | 0 | 0 | 0 | 0 | 0 | 0 | 0 | 0 | 0 | 0 | 0 | 0 | 0 | 0 | 0 | 0 | 0 | 0 | 0 | 0.024026 | 0.023776 | 0.00025017 | 0 | 0.072356 | 0.04833 | 0 | 0.037219 | -0.36326 | -0.037219 | 0.035137
[9 empty] | 2014-07-16 | 5時 | 0 | 0 | 0 | 0 | 0 | 0 | 0 | 0 | 0 | 0 | 0 | 0 | 0 | 0 | 0 | 0 | 0 | 0 | 0 | 0.024026 | 0.023776 | 0.00025017 | 0 | 0.080156 | 0.05613 | 0 | 0.042091 | -0.41081 | -0.042091 | 0.038065
[9 empty] | 2014-07-16 | 6時 | 0 | 0 | 0 | 0 | 0 | 0 | 0 | 0 | 0 | 0 | 0 | 0 | 0 | 0 | 0 | 0 | 0 | 0 | 0 | 0.024026 | 0.023776 | 0.00025017 | 0 | 0.080156 | 0.05613 | 0 | 0.042091 | -0.41081 | -0.042091 | 0.038065
[9 empty] | 2014-07-16 | 7時 | 0 | 0 | 0 | 0 | 0 | 0 | 0 | 0 | 0 | 0 | 0 | 0 | 0 | 0 | 0 | 0 | 0 | 0 | 0 | 0.024857 | 0.023776 | 0.0010807 | 0.023666 | 0.23404 | 0.18552 | 0 | 0.10331 | -1.0083 | -0.10331 | 0.13073
[9 empty] | 2014-07-16 | 8時 | 0 | 0 | 0 | 0 | 0 | 0 | 0 | 0 | 0 | 0 | 0 | 0 | 0 | 0 | 0 | 0 | 0 | 0 | 0 | 0.031371 | 0.023776 | 0.0075951 | 0.11401 | 0.4267 | 0.28132 | 0 | 0.18844 | -1.8392 | -0.18844 | 0.23825
[9 empty] | 2014-07-16 | 9時 | 0 | 0 | 0 | 0 | 0 | 0 | 0 | 0 | 0 | 0 | 0 | 0 | 0 | 0 | 1.1874 | 0.12166 | 0 | 0 | 0 | 0.024446 | 0.023776 | 0.00067044 | 0.22373 | 0.62194 | 0.2521 | 0 | 0.26232 | -2.5603 | -0.26232 | 0.35962
[9 empty] | 2014-07-16 | 10時 | 0 | 0 | 0 | 0 | 0 | 0 | 0 | 0 | 0 | 0 | 0 | 0 | 0 | 0 | 1.4862 | 0.15228 | 0 | 0 | 0 | 0.024857 | 0.023776 | 0.0010807 | 0.18888 | 0.59353 | 0.22751 | 0 | 0.23391 | -2.283 | -0.23391 | 0.35962
[9 empty] | 2014-07-16 | 11時 | 0 | 0 | 0 | 0 | 0 | 0 | 0 | 0 | 0 | 0 | 0 | 0 | 0 | 0 | 1.0579 | 0.10839 | 0 | 0 | 0 | 0.024446 | 0.023776 | 0.00067044 | 0.17015 | 0.53829 | 0.23531 | 0 | 0.20221 | -1.9736 | -0.20221 | 0.33608
[9 empty] | 2014-07-16 | 12時 | 0 | 0 | 0 | 0 | 0 | 0 | 0 | 0 | 0 | 0 | 0 | 0 | 0 | 0 | 0.52825 | 0.054124 | 0 | 0 | 0 | 0.03053 | 0.023776 | 0.0067545 | 0.15008 | 0.50757 | 0.27283 | 0 | 0.20215 | -1.973 | -0.20215 | 0.30542
[9 empty] | 2014-07-16 | 13時 | 0 | 0 | 0 | 0 | 0 | 0 | 0 | 0 | 0 | 0 | 0 | 0 | 0 | 0 | 0 | 0 | 0 | 0 | 0 | 0.024446 | 0.023776 | 0.00067044 | 0.093998 | 0.16677 | 0.04833 | 0 | 0.060783 | -0.59324 | -0.060783 | 0.10599
[9 empty] | 2014-07-16 | 14時 | 0 | 0 | 0 | 0 | 0 | 0 | 0 | 0 | 0 | 0 | 0 | 0 | 0 | 0 | 0 | 0 | 0 | 0 | 0 | 0.024026 | 0.023776 | 0.00025017 | 0 | 0.080156 | 0.05613 | 0 | 0.042091 | -0.41081 | -0.042091 | 0.038065
[9 empty] | 2014-07-16 | 15時 | 0 | 0 | 0 | 0 | 0 | 0 | 0 | 0 | 0 | 0 | 0 | 0 | 0 | 0 | 1.6055 | 0.1645 | 0 | 0 | 0 | 0.024026 | 0.023776 | 0.00025017 | 0 | 0.24465 | 0.05613 | 0 | 0.083135 | -0.81139 | -0.083135 | 0.16152
[9 empty] | 2014-07-16 | 16時 | 0 | 0 | 0 | 0 | 0 | 0 | 0 | 0 | 0 | 0 | 0 | 0 | 0 | 0 | 1.0431 | 0.10687 | 0 | 0 | 0 | 0.024857 | 0.023776 | 0.0010807 | 0.070329 | 0.47722 | 0.27516 | 0 | 0.13071 | -1.2757 | -0.13071 | 0.34651
[9 empty] | 2014-07-16 | 17時 | 0 | 0 | 0 | 0 | 0 | 0 | 0 | 0 | 0 | 0 | 0 | 0 | 0 | 0 | 0.80429 | 0.082407 | 0 | 0 | 0 | 0.036624 | 0.023776 | 0.012849 | 0.13006 | 0.52732 | 0.27822 | 0 | 0.1677 | -1.6367 | -0.1677 | 0.35962
[9 empty] | 2014-07-16 | 18時 | 0 | 0 | 0 | 0 | 0 | 0 | 0 | 0 | 0 | 0 | 0 | 0 | 0 | 0 | 0.30713 | 0.031468 | 0 | 0 | 0 | 0.036624 | 0.023776 | 0.012849 | 0.15964 | 0.44554 | 0.21781 | 0 | 0.11645 | -1.1366 | -0.11645 | 0.32909
[9 empty] | 2014-07-16 | 19時 | 0 | 0 | 0 | 0 | 0 | 0 | 0 | 0 | 0 | 0 | 0 | 0 | 0 | 0 | 1.1004 | 0.11274 | 0 | 0 | 0 | 0.024026 | 0.023776 | 0.00025017 | 0.067685 | 0.34005 | 0.13559 | 0 | 0.14171 | -1.3831 | -0.14171 | 0.19833
[9 empty] | 2014-07-16 | 20時 | 0 | 0 | 0 | 0 | 0 | 0 | 0 | 0 | 0 | 0 | 0 | 0 | 0 | 0 | 0.97715 | 0.10012 | 0 | 0 | 0 | 0.024446 | 0.023776 | 0.00067044 | 0.14104 | 0.39322 | 0.12762 | 0 | 0.12149 | -1.1858 | -0.12149 | 0.27173
[9 empty] | 2014-07-16 | 21時 | 0 | 0 | 0 | 0 | 0 | 0 | 0 | 0 | 0 | 0 | 0 | 0 | 0 | 0 | 0.9266 | 0.094938 | 0 | 0 | 0 | 0.036344 | 0.023776 | 0.012568 | 0.16291 | 0.53543 | 0.24124 | 0 | 0.19438 | -1.8972 | -0.19438 | 0.34105
[9 empty] | 2014-07-16 | 22時 | 0 | 0 | 0 | 0 | 0 | 0 | 0 | 0 | 0 | 0 | 0 | 0 | 0 | 0 | 0 | 0 | 0 | 0 | 0 | 0.036764 | 0.023776 | 0.012989 | 0.16493 | 0.38136 | 0.17966 | 0 | 0.12685 | -1.2381 | -0.12685 | 0.2545
[9 empty] | 2014-07-16 | 23時 | 0 | 0 | 0 | 0 | 0 | 0 | 0 | 0 | 0 | 0 | 0 | 0 | 0 | 0 | 0 | 0 | 0 | 0 | 0 | 0.03039 | 0.023776 | 0.0066144 | 0.1312 | 0.31942 | 0.15783 | 0 | 0.13993 | -1.3657 | -0.13993 | 0.17949
[9 empty] | 2014-07-17 | 0時 | 0 | 0 | 0 | 0 | 0 | 0 | 0 | 0 | 0 | 0 | 0 | 0 | 0 | 0 | 0 | 0 | 0 | 0 | 0 | 0.024026 | 0.023776 | 0.00025017 | 0.045276 | 0.22713 | 0.15783 | 0 | 0.10968 | -1.0705 | -0.10968 | 0.11745
[9 empty] | 2014-07-17 | 1時 | 0 | 0 | 0 | 0 | 0 | 0 | 0 | 0 | 0 | 0 | 0 | 0 | 0 | 0 | 0 | 0 | 0 | 0 | 0 | 0.024026 | 0.023776 | 0.00025017 | 0 | 0.072356 | 0.04833 | 0 | 0.034299 | -0.33476 | -0.034299 | 0.038057
[9 empty] | 2014-07-17 | 2時 | 0 | 0 | 0 | 0 | 0 | 0 | 0 | 0 | 0 | 0 | 0 | 0 | 0 | 0 | 0 | 0 | 0 | 0 | 0 | 0.024026 | 0.023776 | 0.00025017 | 0 | 0.080156 | 0.05613 | 0 | 0.039003 | -0.38067 | -0.039003 | 0.041153
[9 empty] | 2014-07-17 | 3時 | 0 | 0 | 0 | 0 | 0 | 0 | 0 | 0 | 0 | 0 | 0 | 0 | 0 | 0 | 0 | 0 | 0 | 0 | 0 | 0.024026 | 0.023776 | 0.00025017 | 0 | 0.080156 | 0.05613 | 0 | 0.039003 | -0.38067 | -0.039003 | 0.041153
[9 empty] | 2014-07-17 | 4時 | 0 | 0 | 0 | 0 | 0 | 0 | 0 | 0 | 0 | 0 | 0 | 0 | 0 | 0 | 0 | 0 | 0 | 0 | 0 | 0.024026 | 0.023776 | 0.00025017 | 0 | 0.072356 | 0.04833 | 0 | 0.034299 | -0.33476 | -0.034299 | 0.038057
[9 empty] | 2014-07-17 | 5時 | 0 | 0 | 0 | 0 | 0 | 0 | 0 | 0 | 0 | 0 | 0 | 0 | 0 | 0 | 0 | 0 | 0 | 0 | 0 | 0.024026 | 0.023776 | 0.00025017 | 0 | 0.080156 | 0.05613 | 0 | 0.039003 | -0.38067 | -0.039003 | 0.041153
[9 empty] | 2014-07-17 | 6時 | 0 | 0 | 0 | 0 | 0 | 0 | 0 | 0 | 0 | 0 | 0 | 0 | 0 | 0 | 0 | 0 | 0 | 0 | 0 | 0.03053 | 0.023776 | 0.0067545 | 0.018231 | 0.30998 | 0.26122 | 0 | 0.14061 | -1.3723 | -0.14061 | 0.16937
[9 empty] | 2014-07-17 | 7時 | 0 | 0 | 0 | 0 | 0 | 0 | 0 | 0 | 0 | 0 | 0 | 0 | 0 | 0 | 0 | 0 | 0 | 0 | 0 | 0.024857 | 0.023776 | 0.0010807 | 0.11469 | 0.3877 | 0.24816 | 0 | 0.14081 | -1.3743 | -0.14081 | 0.2469
[9 empty] | 2014-07-17 | 8時 | 0 | 0 | 0 | 0 | 0 | 0 | 0 | 0 | 0 | 0 | 0 | 0 | 0 | 0 | 0 | 0 | 0 | 0 | 0 | 0.024857 | 0.023776 | 0.0010807 | 0.064563 | 0.2343 | 0.14488 | 0 | 0.091872 | -0.89667 | -0.091872 | 0.14243
[9 empty] | 2014-07-17 | 9時 | 0 | 0 | 0 | 0 | 0 | 0 | 0 | 0 | 0 | 0 | 0 | 0 | 0 | 0 | 0 | 0 | 0 | 0 | 0 | 0.024026 | 0.023776 | 0.00025017 | 0.16544 | 0.52635 | 0.33688 | 0 | 0.22828 | -2.228 | -0.22828 | 0.29807
[9 empty] | 2014-07-17 | 10時 | 0 | 0 | 0 | 0 | 0 | 0 | 0 | 0 | 0 | 0 | 0 | 0 | 0 | 0 | 0 | 0 | 0 | 0 | 0 | 0.024446 | 0.023776 | 0.00067044 | 0.053027 | 0.1258 | 0.04833 | 0 | 0.045338 | -0.4425 | -0.045338 | 0.080466
[9 empty] | 2014-07-17 | 11時 | 0 | 0 | 0 | 0 | 0 | 0 | 0 | 0 | 0 | 0 | 0 | 0 | 0 | 0 | 0.46646 | 0.047793 | 0 | 0 | 0 | 0.024026 | 0.023776 | 0.00025017 | 0.0026381 | 0.13059 | 0.05613 | 0 | 0.049417 | -0.48231 | -0.049417 | 0.081171
[9 empty] | 2014-07-17 | 12時 | 0 | 0 | 0 | 0 | 0 | 0 | 0 | 0 | 0 | 0 | 0 | 0 | 0 | 0 | 0.49301 | 0.050513 | 0 | 0 | 0 | 0.03053 | 0.023776 | 0.0067545 | 0.029502 | 0.38337 | 0.27283 | 0 | 0.15808 | -1.5428 | -0.15808 | 0.2253
[9 empty] | 2014-07-17 | 13時 | 0 | 0 | 0 | 0 | 0 | 0 | 0 | 0 | 0 | 0 | 0 | 0 | 0 | 0 | 0 | 0 | 0 | 0 | 0 | 0.024446 | 0.023776 | 0.00067044 | 0.058042 | 0.13082 | 0.04833 | 0 | 0.046376 | -0.45263 | -0.046376 | 0.084442
[9 empty] | 2014-07-17 | 14時 | 0 | 0 | 0 | 0 | 0 | 0 | 0 | 0 | 0 | 0 | 0 | 0 | 0 | 0 | 0 | 0 | 0 | 0 | 0 | 0.024026 | 0.023776 | 0.00025017 | 0.024487 | 0.10464 | 0.05613 | 0 | 0.044056 | -0.42999 | -0.044056 | 0.060587
[9 empty] | 2014-07-17 | 15時 | 0 | 0 | 0 | 0 | 0 | 0 | 0 | 0 | 0 | 0 | 0 | 0 | 0 | 0 | 0.60848 | 0.062344 | 0 | 0 | 0 | 0.024026 | 0.023776 | 0.00025017 | 0 | 0.1425 | 0.05613 | 0 | 0.051878 | -0.50633 | -0.051878 | 0.090622
[9 empty] | 2014-07-17 | 16時 | 0 | 0 | 0 | 0 | 0 | 0 | 0 | 0 | 0 | 0 | 0 | 0 | 0 | 0 | 0.36828 | 0.037734 | 0 | 0 | 0 | 0.024446 | 0.023776 | 0.00067044 | 0.033816 | 0.14433 | 0.04833 | 0 | 0.049165 | -0.47985 | -0.049165 | 0.095162
[9 empty] | 2014-07-17 | 17時 | 0 | 0 | 0 | 0 | 0 | 0 | 0 | 0 | 0 | 0 | 0 | 0 | 0 | 0 | 0.71985 | 0.073755 | 0 | 0 | 0 | 0.024446 | 0.023776 | 0.00067044 | 0.056835 | 0.35997 | 0.20493 | 0 | 0.1263 | -1.2327 | -0.1263 | 0.23366
[9 empty] | 2014-07-17 | 18時 | 0 | 0 | 0 | 0 | 0 | 0 | 0 | 0 | 0 | 0 | 0 | 0 | 0 | 0 | 0.13098 | 0.01342 | 0 | 0 | 0 | 0.036624 | 0.023776 | 0.012849 | 0.066494 | 0.45532 | 0.33878 | 0 | 0.15526 | -1.5153 | -0.15526 | 0.30006
[9 empty] | 2014-07-17 | 19時 | 0 | 0 | 0 | 0 | 0 | 0 | 0 | 0 | 0 | 0 | 0 | 0 | 0 | 0 | 0.61654 | 0.06317 | 0 | 0 | 0 | 0.036624 | 0.023776 | 0.012849 | 0.16307 | 0.39775 | 0.13488 | 0 | 0.14381 | -1.4036 | -0.14381 | 0.25393
[9 empty] | 2014-07-17 | 20時 | 0 | 0 | 0 | 0 | 0 | 0 | 0 | 0 | 0 | 0 | 0 | 0 | 0 | 0 | 0.50962 | 0.052215 | 0 | 0 | 0 | 0.024446 | 0.023776 | 0.00067044 | 0.088224 | 0.2925 | 0.12761 | 0 | 0.087413 | -0.85315 | -0.087413 | 0.20508
[9 empty] | 2014-07-17 | 21時 | 0 | 0 | 0 | 0 | 0 | 0 | 0 | 0 | 0 | 0 | 0 | 0 | 0 | 0 | 0.81611 | 0.083618 | 0 | 0 | 0 | 0.024446 | 0.023776 | 0.00067044 | 0.14284 | 0.43833 | 0.18743 | 0 | 0.13579 | -1.3254 | -0.13579 | 0.30253
[9 empty] | 2014-07-17 | 22時 | 0 | 0 | 0 | 0 | 0 | 0 | 0 | 0 | 0 | 0 | 0 | 0 | 0 | 0 | 0.40603 | 0.041601 | 0 | 0 | 0 | 0.036344 | 0.023776 | 0.012568 | 0.16493 | 0.43467 | 0.19179 | 0 | 0.14715 | -1.4362 | -0.14715 | 0.28751
[9 empty] | 2014-07-17 | 23時 | 0 | 0 | 0 | 0 | 0 | 0 | 0 | 0 | 0 | 0 | 0 | 0 | 0 | 0 | 0 | 0 | 0 | 0 | 0 | 0.037175 | 0.023776 | 0.013399 | 0.17268 | 0.42753 | 0.21768 | 0 | 0.16079 | -1.5693 | -0.16079 | 0.26674
[9 empty] | 2014-07-18 | 0時 | 0 | 0 | 0 | 0 | 0 | 0 | 0 | 0 | 0 | 0 | 0 | 0 | 0 | 0 | 0 | 0 | 0 | 0 | 0 | 0.024026 | 0.023776 | 0.00025017 | 0.045276 | 0.22713 | 0.15783 | 0 | 0.11143 | -1.0875 | -0.11143 | 0.11571
[9 empty] | 2014-07-18 | 1時 | 0 | 0 | 0 | 0 | 0 | 0 | 0 | 0 | 0 | 0 | 0 | 0 | 0 | 0 | 0 | 0 | 0 | 0 | 0 | 0.024026 | 0.023776 | 0.00025017 | 0 | 0.072356 | 0.04833 | 0 | 0.035005 | -0.34165 | -0.035005 | 0.037352
[9 empty] | 2014-07-18 | 2時 | 0 | 0 | 0 | 0 | 0 | 0 | 0 | 0 | 0 | 0 | 0 | 0 | 0 | 0 | 0 | 0 | 0 | 0 | 0 | 0.024026 | 0.023776 | 0.00025017 | 0 | 0.080156 | 0.05613 | 0 | 0.03975 | -0.38796 | -0.03975 | 0.040407
[9 empty] | 2014-07-18 | 3時 | 0 | 0 | 0 | 0 | 0 | 0 | 0 | 0 | 0 | 0 | 0 | 0 | 0 | 0 | 0 | 0 | 0 | 0 | 0 | 0.024026 | 0.023776 | 0.00025017 | 0 | 0.080156 | 0.05613 | 0 | 0.03975 | -0.38796 | -0.03975 | 0.040407
[9 empty] | 2014-07-18 | 4時 | 0 | 0 | 0 | 0 | 0 | 0 | 0 | 0 | 0 | 0 | 0 | 0 | 0 | 0 | 0 | 0 | 0 | 0 | 0 | 0.024026 | 0.023776 | 0.00025017 | 0 | 0.072356 | 0.04833 | 0 | 0.035005 | -0.34165 | -0.035005 | 0.037352
[9 empty] | 2014-07-18 | 5時 | 0 | 0 | 0 | 0 | 0 | 0 | 0 | 0 | 0 | 0 | 0 | 0 | 0 | 0 | 0 | 0 | 0 | 0 | 0 | 0.024026 | 0.023776 | 0.00025017 | 0 | 0.080156 | 0.05613 | 0 | 0.03975 | -0.38796 | -0.03975 | 0.040407
[9 empty] | 2014-07-18 | 6時 | 0 | 0 | 0 | 0 | 0 | 0 | 0 | 0 | 0 | 0 | 0 | 0 | 0 | 0 | 0 | 0 | 0 | 0 | 0 | 0.03053 | 0.023776 | 0.0067545 | 0.018231 | 0.30998 | 0.26122 | 0 | 0.14304 | -1.3961 | -0.14304 | 0.16694
[9 empty] | 2014-07-18 | 7時 | 0 | 0 | 0 | 0 | 0 | 0 | 0 | 0 | 0 | 0 | 0 | 0 | 0 | 0 | 0 | 0 | 0 | 0 | 0 | 0.024857 | 0.023776 | 0.0010807 | 0.11469 | 0.3877 | 0.24816 | 0 | 0.14425 | -1.4079 | -0.14425 | 0.24345
[9 empty] | 2014-07-18 | 8時 | 0 | 0 | 0 | 0 | 0 | 0 | 0 | 0 | 0 | 0 | 0 | 0 | 0 | 0 | 0 | 0 | 0 | 0 | 0 | 0.024857 | 0.023776 | 0.0010807 | 0.064563 | 0.2343 | 0.14488 | 0 | 0.093948 | -0.91694 | -0.093948 | 0.14035
[9 empty] | 2014-07-18 | 9時 | 0 | 0 | 0 | 0 | 0 | 0 | 0 | 0 | 0 | 0 | 0 | 0 | 0 | 0 | 0 | 0 | 0 | 0 | 0 | 0.024026 | 0.023776 | 0.00025017 | 0.16544 | 0.52635 | 0.33688 | 0 | 0.2324 | -2.2682 | -0.2324 | 0.29395
[9 empty] | 2014-07-18 | 10時 | 0 | 0 | 0 | 0 | 0 | 0 | 0 | 0 | 0 | 0 | 0 | 0 | 0 | 0 | 0 | 0 | 0 | 0 | 0 | 0.024446 | 0.023776 | 0.00067044 | 0.053027 | 0.1258 | 0.04833 | 0 | 0.0466 | -0.45482 | -0.0466 | 0.079203
[9 empty] | 2014-07-18 | 11時 | 0 | 0 | 0 | 0 | 0 | 0 | 0 | 0 | 0 | 0 | 0 | 0 | 0 | 0 | 0 | 0 | 0 | 0 | 0 | 0.024026 | 0.023776 | 0.00025017 | 0.0026381 | 0.082794 | 0.05613 | 0 | 0.040321 | -0.39353 | -0.040321 | 0.042474
[9 empty] | 2014-07-18 | 12時 | 0 | 0 | 0 | 0 | 0 | 0 | 0 | 0 | 0 | 0 | 0 | 0 | 0 | 0 | 0 | 0 | 0 | 0 | 0 | 0.03053 | 0.023776 | 0.0067545 | 0.029502 | 0.33286 | 0.27283 | 0 | 0.15028 | -1.4668 | -0.15028 | 0.18258
[9 empty] | 2014-07-18 | 13時 | 0 | 0 | 0 | 0 | 0 | 0 | 0 | 0 | 0 | 0 | 0 | 0 | 0 | 0 | 0 | 0 | 0 | 0 | 0 | 0.024446 | 0.023776 | 0.00067044 | 0.058042 | 0.13082 | 0.04833 | 0 | 0.047691 | -0.46547 | -0.047691 | 0.083127
[9 empty] | 2014-07-18 | 14時 | 0 | 0 | 0 | 0 | 0 | 0 | 0 | 0 | 0 | 0 | 0 | 0 | 0 | 0 | 0 | 0 | 0 | 0 | 0 | 0.024026 | 0.023776 | 0.00025017 | 0.024487 | 0.10464 | 0.05613 | 0 | 0.045058 | -0.43976 | -0.045058 | 0.059586
[9 empty] | 2014-07-18 | 15時 | 0 | 0 | 0 | 0 | 0 | 0 | 0 | 0 | 0 | 0 | 0 | 0 | 0 | 0 | 0 | 0 | 0 | 0 | 0 | 0.024026 | 0.023776 | 0.00025017 | 0 | 0.080156 | 0.05613 | 0 | 0.03975 | -0.38796 | -0.03975 | 0.040407
[9 empty] | 2014-07-18 | 16時 | 0 | 0 | 0 | 0 | 0 | 0 | 0 | 0 | 0 | 0 | 0 | 0 | 0 | 0 | 0 | 0 | 0 | 0 | 0 | 0.024446 | 0.023776 | 0.00067044 | 0.033816 | 0.10659 | 0.04833 | 0 | 0.042435 | -0.41416 | -0.042435 | 0.064158
[9 empty] | 2014-07-18 | 17時 | 0 | 0 | 0 | 0 | 0 | 0 | 0 | 0 | 0 | 0 | 0 | 0 | 0 | 0 | 0 | 0 | 0 | 0 | 0 | 0.024446 | 0.023776 | 0.00067044 | 0.056835 | 0.28621 | 0.20493 | 0 | 0.11359 | -1.1086 | -0.11359 | 0.17262
[9 empty] | 2014-07-18 | 18時 | 0 | 0 | 0 | 0 | 0 | 0 | 0 | 0 | 0 | 0 | 0 | 0 | 0 | 0 | 0 | 0 | 0 | 0 | 0 | 0.036624 | 0.023776 | 0.012849 | 0.066494 | 0.4419 | 0.33878 | 0 | 0.15649 | -1.5274 | -0.15649 | 0.2854
[9 empty] | 2014-07-18 | 19時 | 0 | 0 | 0 | 0 | 0 | 0 | 0 | 0 | 0 | 0 | 0 | 0 | 0 | 0 | 0 | 0 | 0 | 0 | 0 | 0.036624 | 0.023776 | 0.012849 | 0.16307 | 0.33458 | 0.13488 | 0 | 0.13521 | -1.3196 | -0.13521 | 0.19937
[9 empty] | 2014-07-18 | 20時 | 0 | 0 | 0 | 0 | 0 | 0 | 0 | 0 | 0 | 0 | 0 | 0 | 0 | 0 | 0 | 0 | 0 | 0 | 0 | 0.024446 | 0.023776 | 0.00067044 | 0.088224 | 0.24028 | 0.12761 | 0 | 0.078995 | -0.77099 | -0.078995 | 0.16129
[9 empty] | 2014-07-18 | 21時 | 0 | 0 | 0 | 0 | 0 | 0 | 0 | 0 | 0 | 0 | 0 | 0 | 0 | 0 | 0 | 0 | 0 | 0 | 0 | 0.024446 | 0.023776 | 0.00067044 | 0.14284 | 0.35471 | 0.18743 | 0 | 0.12186 | -1.1893 | -0.12186 | 0.23286
[9 empty] | 2014-07-18 | 22時 | 0 | 0 | 0 | 0 | 0 | 0 | 0 | 0 | 0 | 0 | 0 | 0 | 0 | 0 | 0 | 0 | 0 | 0 | 0 | 0.036344 | 0.023776 | 0.012568 | 0.16493 | 0.39307 | 0.19179 | 0 | 0.14212 | -1.3871 | -0.14212 | 0.25095
[9 empty] | 2014-07-18 | 23時 | 0 | 0 | 0 | 0 | 0 | 0 | 0 | 0 | 0 | 0 | 0 | 0 | 0 | 0 | 0 | 0 | 0 | 0 | 0 | 0.037175 | 0.023776 | 0.013399 | 0.17268 | 0.42753 | 0.21768 | 0 | 0.1645 | -1.6055 | -0.1645 | 0.26304
[9 empty] | 2014-07-19 | 0時 | 0 | 0 | 0 | 0 | 0 | 0 | 0 | 0 | 0 | 0 | 0 | 0 | 0 | 0 | 0 | 0 | 0 | 0 | 0 | 0.024026 | 0.023776 | 0.00025017 | 0.045276 | 0.22713 | 0.15783 | 0 | 0.097785 | -0.95438 | -0.097785 | 0.12935
[9 empty] | 2014-07-19 | 1時 | 0 | 0 | 0 | 0 | 0 | 0 | 0 | 0 | 0 | 0 | 0 | 0 | 0 | 0 | 0 | 0 | 0 | 0 | 0 | 0.024026 | 0.023776 | 0.00025017 | 0 | 0.072356 | 0.04833 | 0 | 0.029497 | -0.28789 | -0.029497 | 0.042859
[9 empty] | 2014-07-19 | 2時 | 0 | 0 | 0 | 0 | 0 | 0 | 0 | 0 | 0 | 0 | 0 | 0 | 0 | 0 | 0 | 0 | 0 | 0 | 0 | 0.024026 | 0.023776 | 0.00025017 | 0 | 0.080156 | 0.05613 | 0 | 0.033925 | -0.33111 | -0.033925 | 0.046231
[9 empty] | 2014-07-19 | 3時 | 0 | 0 | 0 | 0 | 0 | 0 | 0 | 0 | 0 | 0 | 0 | 0 | 0 | 0 | 0 | 0 | 0 | 0 | 0 | 0.024026 | 0.023776 | 0.00025017 | 0 | 0.080156 | 0.05613 | 0 | 0.033925 | -0.33111 | -0.033925 | 0.046231
[9 empty] | 2014-07-19 | 4時 | 0 | 0 | 0 | 0 | 0 | 0 | 0 | 0 | 0 | 0 | 0 | 0 | 0 | 0 | 0 | 0 | 0 | 0 | 0 | 0.024026 | 0.023776 | 0.00025017 | 0 | 0.072356 | 0.04833 | 0 | 0.029497 | -0.28789 | -0.029497 | 0.042859
[9 empty] | 2014-07-19 | 5時 | 0 | 0 | 0 | 0 | 0 | 0 | 0 | 0 | 0 | 0 | 0 | 0 | 0 | 0 | 0 | 0 | 0 | 0 | 0 | 0.024026 | 0.023776 | 0.00025017 | 0 | 0.080156 | 0.05613 | 0 | 0.033925 | -0.33111 | -0.033925 | 0.046231
[9 empty] | 2014-07-19 | 6時 | 0 | 0 | 0 | 0 | 0 | 0 | 0 | 0 | 0 | 0 | 0 | 0 | 0 | 0 | 0 | 0 | 0 | 0 | 0 | 0.03053 | 0.023776 | 0.0067545 | 0.018231 | 0.30998 | 0.26122 | 0 | 0.12408 | -1.211 | -0.12408 | 0.1859
[9 empty] | 2014-07-19 | 7時 | 0 | 0 | 0 | 0 | 0 | 0 | 0 | 0 | 0 | 0 | 0 | 0 | 0 | 0 | 0 | 0 | 0 | 0 | 0 | 0.024857 | 0.023776 | 0.0010807 | 0.11469 | 0.3877 | 0.24816 | 0 | 0.11735 | -1.1453 | -0.11735 | 0.27035
[9 empty] | 2014-07-19 | 8時 | 0 | 0 | 0 | 0 | 0 | 0 | 0 | 0 | 0 | 0 | 0 | 0 | 0 | 0 | 0 | 0 | 0 | 0 | 0 | 0.024857 | 0.023776 | 0.0010807 | 0.064563 | 0.2343 | 0.14488 | 0 | 0.077748 | -0.75882 | -0.077748 | 0.15655
[9 empty] | 2014-07-19 | 9時 | 0 | 0 | 0 | 0 | 0 | 0 | 0 | 0 | 0 | 0 | 0 | 0 | 0 | 0 | 0 | 0 | 0 | 0 | 0 | 0.024026 | 0.023776 | 0.00025017 | 0.16544 | 0.52635 | 0.33688 | 0 | 0.20026 | -1.9545 | -0.20026 | 0.32609
[9 empty] | 2014-07-19 | 10時 | 0 | 0 | 0 | 0 | 0 | 0 | 0 | 0 | 0 | 0 | 0 | 0 | 0 | 0 | 0 | 0 | 0 | 0 | 0 | 0.024446 | 0.023776 | 0.00067044 | 0.053027 | 0.1258 | 0.04833 | 0 | 0.036748 | -0.35866 | -0.036748 | 0.089055
[9 empty] | 2014-07-19 | 11時 | 0 | 0 | 0 | 0 | 0 | 0 | 0 | 0 | 0 | 0 | 0 | 0 | 0 | 0 | 0.17842 | 0.018281 | 0 | 0 | 0 | 0.024026 | 0.023776 | 0.00025017 | 0.0026381 | 0.10108 | 0.05613 | 0 | 0.036761 | -0.35879 | -0.036761 | 0.064314
[9 empty] | 2014-07-19 | 12時 | 0 | 0 | 0 | 0 | 0 | 0 | 0 | 0 | 0 | 0 | 0 | 0 | 0 | 0 | 0.1352 | 0.013853 | 0 | 0 | 0 | 0.03053 | 0.023776 | 0.0067545 | 0.029502 | 0.34671 | 0.27283 | 0 | 0.13158 | -1.2842 | -0.13158 | 0.21514
[9 empty] | 2014-07-19 | 13時 | 0 | 0 | 0 | 0 | 0 | 0 | 0 | 0 | 0 | 0 | 0 | 0 | 0 | 0 | 0 | 0 | 0 | 0 | 0 | 0.024446 | 0.023776 | 0.00067044 | 0.058042 | 0.13082 | 0.04833 | 0 | 0.037432 | -0.36533 | -0.037432 | 0.093387
[9 empty] | 2014-07-19 | 14時 | 0 | 0 | 0 | 0 | 0 | 0 | 0 | 0 | 0 | 0 | 0 | 0 | 0 | 0 | 0 | 0 | 0 | 0 | 0 | 0.024026 | 0.023776 | 0.00025017 | 0.024487 | 0.10464 | 0.05613 | 0 | 0.037242 | -0.36348 | -0.037242 | 0.067401
[9 empty] | 2014-07-19 | 15時 | 0 | 0 | 0 | 0 | 0 | 0 | 0 | 0 | 0 | 0 | 0 | 0 | 0 | 0 | 0.18909 | 0.019374 | 0 | 0 | 0 | 0.024026 | 0.023776 | 0.00025017 | 0 | 0.099531 | 0.05613 | 0 | 0.036553 | -0.35676 | -0.036553 | 0.062978
[9 empty] | 2014-07-19 | 16時 | 0 | 0 | 0 | 0 | 0 | 0 | 0 | 0 | 0 | 0 | 0 | 0 | 0 | 0 | 0.17353 | 0.01778 | 0 | 0 | 0 | 0.024446 | 0.023776 | 0.00067044 | 0.033816 | 0.12437 | 0.04833 | 0 | 0.036556 | -0.35679 | -0.036556 | 0.087816
[9 empty] | 2014-07-19 | 17時 | 0 | 0 | 0 | 0 | 0 | 0 | 0 | 0 | 0 | 0 | 0 | 0 | 0 | 0 | 0.51221 | 0.05248 | 0 | 0 | 0 | 0.024446 | 0.023776 | 0.00067044 | 0.056835 | 0.33869 | 0.20493 | 0 | 0.10115 | -0.9872 | -0.10115 | 0.23754
[9 empty] | 2014-07-19 | 18時 | 0 | 0 | 0 | 0 | 0 | 0 | 0 | 0 | 0 | 0 | 0 | 0 | 0 | 0 | 0 | 0 | 0 | 0 | 0 | 0.036624 | 0.023776 | 0.012849 | 0.066494 | 0.4419 | 0.33878 | 0 | 0.12523 | -1.2223 | -0.12523 | 0.31666
[9 empty] | 2014-07-19 | 19時 | 0 | 0 | 0 | 0 | 0 | 0 | 0 | 0 | 0 | 0 | 0 | 0 | 0 | 0 | 0.086773 | 0.0088907 | 0 | 0 | 0 | 0.036624 | 0.023776 | 0.012849 | 0.16307 | 0.34347 | 0.13488 | 0 | 0.10921 | -1.0659 | -0.10921 | 0.23426
[9 empty] | 2014-07-19 | 20時 | 0 | 0 | 0 | 0 | 0 | 0 | 0 | 0 | 0 | 0 | 0 | 0 | 0 | 0 | 0 | 0 | 0 | 0 | 0 | 0.024446 | 0.023776 | 0.00067044 | 0.088224 | 0.24028 | 0.12761 | 0 | 0.060622 | -0.59167 | -0.060622 | 0.17966
[9 empty] | 2014-07-19 | 21時 | 0 | 0 | 0 | 0 | 0 | 0 | 0 | 0 | 0 | 0 | 0 | 0 | 0 | 0 | 0 | 0 | 0 | 0 | 0 | 0.024446 | 0.023776 | 0.00067044 | 0.14284 | 0.35471 | 0.18743 | 0 | 0.096052 | -0.93747 | -0.096052 | 0.25866
[9 empty] | 2014-07-19 | 22時 | 0 | 0 | 0 | 0 | 0 | 0 | 0 | 0 | 0 | 0 | 0 | 0 | 0 | 0 | 0 | 0 | 0 | 0 | 0 | 0.036344 | 0.023776 | 0.012568 | 0.16493 | 0.39307 | 0.19179 | 0 | 0.11444 | -1.1169 | -0.11444 | 0.27863
[9 empty] | 2014-07-19 | 23時 | 0 | 0 | 0 | 0 | 0 | 0 | 0 | 0 | 0 | 0 | 0 | 0 | 0 | 0 | 0 | 0 | 0 | 0 | 0 | 0.037175 | 0.023776 | 0.013399 | 0.17268 | 0.42753 | 0.21768 | 0 | 0.13556 | -1.3231 | -0.13556 | 0.29197
[9 empty] | 2014-07-20 | 0時 | 0 | 0 | 0 | 0 | 0 | 0 | 0 | 0 | 0 | 0 | 0 | 0 | 0 | 0 | 0 | 0 | 0 | 0 | 0 | 0.024026 | 0.023776 | 0.00025017 | 0 | 0.18186 | 0.15783 | 0 | 0.11631 | -1.1352 | -0.11631 | 0.065549
[9 empty] | 2014-07-20 | 1時 | 0 | 0 | 0 | 0 | 0 | 0 | 0 | 0 | 0 | 0 | 0 | 0 | 0 | 0 | 0 | 0 | 0 | 0 | 0 | 0.024026 | 0.023776 | 0.00025017 | 0 | 0.072356 | 0.04833 | 0 | 0.043128 | -0.42093 | -0.043128 | 0.029228
[9 empty] | 2014-07-20 | 2時 | 0 | 0 | 0 | 0 | 0 | 0 | 0 | 0 | 0 | 0 | 0 | 0 | 0 | 0 | 0 | 0 | 0 | 0 | 0 | 0.024026 | 0.023776 | 0.00025017 | 0 | 0.080156 | 0.05613 | 0 | 0.048341 | -0.4718 | -0.048341 | 0.031816
[9 empty] | 2014-07-20 | 3時 | 0 | 0 | 0 | 0 | 0 | 0 | 0 | 0 | 0 | 0 | 0 | 0 | 0 | 0 | 0 | 0 | 0 | 0 | 0 | 0.024026 | 0.023776 | 0.00025017 | 0 | 0.080156 | 0.05613 | 0 | 0.048341 | -0.4718 | -0.048341 | 0.031816
[9 empty] | 2014-07-20 | 4時 | 0 | 0 | 0 | 0 | 0 | 0 | 0 | 0 | 0 | 0 | 0 | 0 | 0 | 0 | 0 | 0 | 0 | 0 | 0 | 0.024026 | 0.023776 | 0.00025017 | 0 | 0.072356 | 0.04833 | 0 | 0.043128 | -0.42093 | -0.043128 | 0.029228
[9 empty] | 2014-07-20 | 5時 | 0 | 0 | 0 | 0 | 0 | 0 | 0 | 0 | 0 | 0 | 0 | 0 | 0 | 0 | 0 | 0 | 0 | 0 | 0 | 0.024026 | 0.023776 | 0.00025017 | 0 | 0.080156 | 0.05613 | 0 | 0.048341 | -0.4718 | -0.048341 | 0.031816
[9 empty] | 2014-07-20 | 6時 | 0 | 0 | 0 | 0 | 0 | 0 | 0 | 0 | 0 | 0 | 0 | 0 | 0 | 0 | 0 | 0 | 0 | 0 | 0 | 0.024026 | 0.023776 | 0.00025017 | 0 | 0.080156 | 0.05613 | 0 | 0.048341 | -0.4718 | -0.048341 | 0.031816
[9 empty] | 2014-07-20 | 7時 | 0 | 0 | 0 | 0 | 0 | 0 | 0 | 0 | 0 | 0 | 0 | 0 | 0 | 0 | 0 | 0 | 0 | 0 | 0 | 0.024857 | 0.023776 | 0.0010807 | 0.023666 | 0.23404 | 0.18552 | 0 | 0.12033 | -1.1744 | -0.12033 | 0.11371
[9 empty] | 2014-07-20 | 8時 | 0 | 0 | 0 | 0 | 0 | 0 | 0 | 0 | 0 | 0 | 0 | 0 | 0 | 0 | 0.16591 | 0.016999 | 0 | 0 | 0 | 0.031371 | 0.023776 | 0.0075951 | 0.11401 | 0.4437 | 0.28132 | 0 | 0.22369 | -2.1832 | -0.22369 | 0.22001
[9 empty] | 2014-07-20 | 9時 | 0 | 0 | 0 | 0 | 0 | 0 | 0 | 0 | 0 | 0 | 0 | 0 | 0 | 0 | 1.2887 | 0.13204 | 0 | 0 | 0 | 0.024446 | 0.023776 | 0.00067044 | 0.22373 | 0.63232 | 0.2521 | 0 | 0.31633 | -3.0873 | -0.31633 | 0.31599
[9 empty] | 2014-07-20 | 10時 | 0 | 0 | 0 | 0 | 0 | 0 | 0 | 0 | 0 | 0 | 0 | 0 | 0 | 0 | 1.6801 | 0.17215 | 0 | 0 | 0 | 0.024857 | 0.023776 | 0.0010807 | 0.18888 | 0.61339 | 0.22751 | 0 | 0.2974 | -2.9026 | -0.2974 | 0.31599
[9 empty] | 2014-07-20 | 11時 | 0 | 0 | 0 | 0 | 0 | 0 | 0 | 0 | 0 | 0 | 0 | 0 | 0 | 0 | 1.3229 | 0.13554 | 0 | 0 | 0 | 0.024446 | 0.023776 | 0.00067044 | 0.17015 | 0.56544 | 0.23531 | 0 | 0.25225 | -2.4619 | -0.25225 | 0.3132
[9 empty] | 2014-07-20 | 12時 | 0 | 0 | 0 | 0 | 0 | 0 | 0 | 0 | 0 | 0 | 0 | 0 | 0 | 0 | 0.7198 | 0.07375 | 0 | 0 | 0 | 0.03053 | 0.023776 | 0.0067545 | 0.15008 | 0.52719 | 0.27283 | 0 | 0.24608 | -2.4018 | -0.24608 | 0.28111
[9 empty] | 2014-07-20 | 13時 | 0 | 0 | 0 | 0 | 0 | 0 | 0 | 0 | 0 | 0 | 0 | 0 | 0 | 0 | 0 | 0 | 0 | 0 | 0 | 0.024446 | 0.023776 | 0.00067044 | 0.093998 | 0.16677 | 0.04833 | 0 | 0.074927 | -0.73129 | -0.074927 | 0.091848
[9 empty] | 2014-07-20 | 14時 | 0 | 0 | 0 | 0 | 0 | 0 | 0 | 0 | 0 | 0 | 0 | 0 | 0 | 0 | 0 | 0 | 0 | 0 | 0 | 0.024026 | 0.023776 | 0.00025017 | 0 | 0.080156 | 0.05613 | 0 | 0.048341 | -0.4718 | -0.048341 | 0.031816
[9 empty] | 2014-07-20 | 15時 | 0 | 0 | 0 | 0 | 0 | 0 | 0 | 0 | 0 | 0 | 0 | 0 | 0 | 0 | 2.4021 | 0.24612 | 0 | 0 | 0 | 0.024026 | 0.023776 | 0.00025017 | 0 | 0.32627 | 0.05613 | 0 | 0.13122 | -1.2807 | -0.13122 | 0.19505
[9 empty] | 2014-07-20 | 16時 | 0 | 0 | 0 | 0 | 0 | 0 | 0 | 0 | 0 | 0 | 0 | 0 | 0 | 0 | 1.6242 | 0.16641 | 0 | 0 | 0 | 0.024857 | 0.023776 | 0.0010807 | 0.070329 | 0.53676 | 0.27516 | 0 | 0.22077 | -2.1547 | -0.22077 | 0.31599
[9 empty] | 2014-07-20 | 17時 | 0 | 0 | 0 | 0 | 0 | 0 | 0 | 0 | 0 | 0 | 0 | 0 | 0 | 0 | 1.2895 | 0.13212 | 0 | 0 | 0 | 0.036624 | 0.023776 | 0.012849 | 0.13006 | 0.57703 | 0.27822 | 0 | 0.26104 | -2.5477 | -0.26104 | 0.31599
[9 empty] | 2014-07-20 | 18時 | 0 | 0 | 0 | 0 | 0 | 0 | 0 | 0 | 0 | 0 | 0 | 0 | 0 | 0 | 0.47395 | 0.04856 | 0 | 0 | 0 | 0.036624 | 0.023776 | 0.012849 | 0.15964 | 0.46264 | 0.21781 | 0 | 0.16229 | -1.5839 | -0.16229 | 0.30035
[9 empty] | 2014-07-20 | 19時 | 0 | 0 | 0 | 0 | 0 | 0 | 0 | 0 | 0 | 0 | 0 | 0 | 0 | 0 | 1.3315 | 0.13642 | 0 | 0 | 0 | 0.024026 | 0.023776 | 0.00025017 | 0.067685 | 0.36373 | 0.13559 | 0 | 0.17818 | -1.739 | -0.17818 | 0.18555
[9 empty] | 2014-07-20 | 20時 | 0 | 0 | 0 | 0 | 0 | 0 | 0 | 0 | 0 | 0 | 0 | 0 | 0 | 0 | 1.1944 | 0.12237 | 0 | 0 | 0 | 0.024446 | 0.023776 | 0.00067044 | 0.14104 | 0.41548 | 0.12762 | 0 | 0.1624 | -1.585 | -0.1624 | 0.25308
[9 empty] | 2014-07-20 | 21時 | 0 | 0 | 0 | 0 | 0 | 0 | 0 | 0 | 0 | 0 | 0 | 0 | 0 | 0 | 1.0498 | 0.10756 | 0 | 0 | 0 | 0.036344 | 0.023776 | 0.012568 | 0.16291 | 0.54805 | 0.24124 | 0 | 0.2401 | -2.3434 | -0.2401 | 0.30795
[9 empty] | 2014-07-20 | 22時 | 0 | 0 | 0 | 0 | 0 | 0 | 0 | 0 | 0 | 0 | 0 | 0 | 0 | 0 | 0.4338 | 0.044446 | 0 | 0 | 0 | 0.036764 | 0.023776 | 0.012989 | 0.16493 | 0.4258 | 0.17966 | 0 | 0.17322 | -1.6906 | -0.17322 | 0.25258
[9 empty] | 2014-07-20 | 23時 | 0 | 0 | 0 | 0 | 0 | 0 | 0 | 0 | 0 | 0 | 0 | 0 | 0 | 0 | 0 | 0 | 0 | 0 | 0 | 0.03039 | 0.023776 | 0.0066144 | 0.1312 | 0.31942 | 0.15783 | 0 | 0.16262 | -1.5871 | -0.16262 | 0.1568
[9 empty] | 2014-07-21 | 0時 | 0 | 0 | 0 | 0 | 0 | 0 | 0 | 0 | 0 | 0 | 0 | 0 | 0 | 0 | 0 | 0 | 0 | 0 | 0 | 0.024026 | 0.023776 | 0.00025017 | 0.045276 | 0.22713 | 0.15783 | 0 | 0.10991 | -1.0727 | -0.10991 | 0.11722
[9 empty] | 2014-07-21 | 1時 | 0 | 0 | 0 | 0 | 0 | 0 | 0 | 0 | 0 | 0 | 0 | 0 | 0 | 0 | 0 | 0 | 0 | 0 | 0 | 0.024026 | 0.023776 | 0.00025017 | 0 | 0.072356 | 0.04833 | 0 | 0.034394 | -0.33568 | -0.034394 | 0.037963
[9 empty] | 2014-07-21 | 2時 | 0 | 0 | 0 | 0 | 0 | 0 | 0 | 0 | 0 | 0 | 0 | 0 | 0 | 0 | 0 | 0 | 0 | 0 | 0 | 0.024026 | 0.023776 | 0.00025017 | 0 | 0.080156 | 0.05613 | 0 | 0.039103 | -0.38165 | -0.039103 | 0.041053
[9 empty] | 2014-07-21 | 3時 | 0 | 0 | 0 | 0 | 0 | 0 | 0 | 0 | 0 | 0 | 0 | 0 | 0 | 0 | 0 | 0 | 0 | 0 | 0 | 0.024026 | 0.023776 | 0.00025017 | 0 | 0.080156 | 0.05613 | 0 | 0.039103 | -0.38165 | -0.039103 | 0.041053
[9 empty] | 2014-07-21 | 4時 | 0 | 0 | 0 | 0 | 0 | 0 | 0 | 0 | 0 | 0 | 0 | 0 | 0 | 0 | 0 | 0 | 0 | 0 | 0 | 0.024026 | 0.023776 | 0.00025017 | 0 | 0.072356 | 0.04833 | 0 | 0.034394 | -0.33568 | -0.034394 | 0.037963
[9 empty] | 2014-07-21 | 5時 | 0 | 0 | 0 | 0 | 0 | 0 | 0 | 0 | 0 | 0 | 0 | 0 | 0 | 0 | 0 | 0 | 0 | 0 | 0 | 0.024026 | 0.023776 | 0.00025017 | 0 | 0.080156 | 0.05613 | 0 | 0.039103 | -0.38165 | -0.039103 | 0.041053
[9 empty] | 2014-07-21 | 6時 | 0 | 0 | 0 | 0 | 0 | 0 | 0 | 0 | 0 | 0 | 0 | 0 | 0 | 0 | 0 | 0 | 0 | 0 | 0 | 0.03053 | 0.023776 | 0.0067545 | 0.018231 | 0.30998 | 0.26122 | 0 | 0.14094 | -1.3755 | -0.14094 | 0.16905
[9 empty] | 2014-07-21 | 7時 | 0 | 0 | 0 | 0 | 0 | 0 | 0 | 0 | 0 | 0 | 0 | 0 | 0 | 0 | 0.10083 | 0.010331 | 0 | 0 | 0 | 0.024857 | 0.023776 | 0.0010807 | 0.11469 | 0.39804 | 0.24816 | 0 | 0.14342 | -1.3997 | -0.14342 | 0.25462
[9 empty] | 2014-07-21 | 8時 | 0 | 0 | 0 | 0 | 0 | 0 | 0 | 0 | 0 | 0 | 0 | 0 | 0 | 0 | 0.32873 | 0.033681 | 0 | 0 | 0 | 0.024857 | 0.023776 | 0.0010807 | 0.064563 | 0.26798 | 0.14488 | 0 | 0.099153 | -0.96774 | -0.099153 | 0.16883
[9 empty] | 2014-07-21 | 9時 | 0 | 0 | 0 | 0 | 0 | 0 | 0 | 0 | 0 | 0 | 0 | 0 | 0 | 0 | 0 | 0 | 0 | 0 | 0 | 0.024026 | 0.023776 | 0.00025017 | 0.16544 | 0.52635 | 0.33688 | 0 | 0.22883 | -2.2334 | -0.22883 | 0.29751
[9 empty] | 2014-07-21 | 10時 | 0 | 0 | 0 | 0 | 0 | 0 | 0 | 0 | 0 | 0 | 0 | 0 | 0 | 0 | 0 | 0 | 0 | 0 | 0 | 0.024446 | 0.023776 | 0.00067044 | 0.053027 | 0.1258 | 0.04833 | 0 | 0.045507 | -0.44415 | -0.045507 | 0.080296
[9 empty] | 2014-07-21 | 11時 | 0 | 0 | 0 | 0 | 0 | 0 | 0 | 0 | 0 | 0 | 0 | 0 | 0 | 0 | 0.71848 | 0.073615 | 0 | 0 | 0 | 0.024026 | 0.023776 | 0.00025017 | 0.0026381 | 0.15641 | 0.05613 | 0 | 0.054956 | -0.53637 | -0.054956 | 0.10145
[9 empty] | 2014-07-21 | 12時 | 0 | 0 | 0 | 0 | 0 | 0 | 0 | 0 | 0 | 0 | 0 | 0 | 0 | 0 | 0.47717 | 0.048891 | 0 | 0 | 0 | 0.03053 | 0.023776 | 0.0067545 | 0.029502 | 0.38175 | 0.27283 | 0 | 0.15816 | -1.5437 | -0.15816 | 0.22359
[9 empty] | 2014-07-21 | 13時 | 0 | 0 | 0 | 0 | 0 | 0 | 0 | 0 | 0 | 0 | 0 | 0 | 0 | 0 | 0 | 0 | 0 | 0 | 0 | 0.024446 | 0.023776 | 0.00067044 | 0.058042 | 0.13082 | 0.04833 | 0 | 0.046553 | -0.45436 | -0.046553 | 0.084266
[9 empty] | 2014-07-21 | 14時 | 0 | 0 | 0 | 0 | 0 | 0 | 0 | 0 | 0 | 0 | 0 | 0 | 0 | 0 | 0 | 0 | 0 | 0 | 0 | 0.024026 | 0.023776 | 0.00025017 | 0.024487 | 0.10464 | 0.05613 | 0 | 0.04419 | -0.4313 | -0.04419 | 0.060453
[9 empty] | 2014-07-21 | 15時 | 0 | 0 | 0 | 0 | 0 | 0 | 0 | 0 | 0 | 0 | 0 | 0 | 0 | 0 | 0.44136 | 0.045221 | 0 | 0 | 0 | 0.024026 | 0.023776 | 0.00025017 | 0 | 0.12538 | 0.05613 | 0 | 0.048505 | -0.47341 | -0.048505 | 0.076872
[9 empty] | 2014-07-21 | 16時 | 0 | 0 | 0 | 0 | 0 | 0 | 0 | 0 | 0 | 0 | 0 | 0 | 0 | 0 | 0.29506 | 0.030232 | 0 | 0 | 0 | 0.024446 | 0.023776 | 0.00067044 | 0.033816 | 0.13682 | 0.04833 | 0 | 0.0478 | -0.46653 | -0.0478 | 0.089024
[9 empty] | 2014-07-21 | 17時 | 0 | 0 | 0 | 0 | 0 | 0 | 0 | 0 | 0 | 0 | 0 | 0 | 0 | 0 | 0.62517 | 0.064054 | 0 | 0 | 0 | 0.024446 | 0.023776 | 0.00067044 | 0.056835 | 0.35026 | 0.20493 | 0 | 0.12473 | -1.2173 | -0.12473 | 0.22554
[9 empty] | 2014-07-21 | 18時 | 0 | 0 | 0 | 0 | 0 | 0 | 0 | 0 | 0 | 0 | 0 | 0 | 0 | 0 | 0.14458 | 0.014814 | 0 | 0 | 0 | 0.036624 | 0.023776 | 0.012849 | 0.066494 | 0.45671 | 0.33878 | 0 | 0.1561 | -1.5236 | -0.1561 | 0.30061
[9 empty] | 2014-07-21 | 19時 | 0 | 0 | 0 | 0 | 0 | 0 | 0 | 0 | 0 | 0 | 0 | 0 | 0 | 0 | 0.7331 | 0.075113 | 0 | 0 | 0 | 0.036624 | 0.023776 | 0.012849 | 0.16307 | 0.40969 | 0.13488 | 0 | 0.14606 | -1.4255 | -0.14606 | 0.26363
[9 empty] | 2014-07-21 | 20時 | 0 | 0 | 0 | 0 | 0 | 0 | 0 | 0 | 0 | 0 | 0 | 0 | 0 | 0 | 0.20572 | 0.021078 | 0 | 0 | 0 | 0.024446 | 0.023776 | 0.00067044 | 0.088224 | 0.26136 | 0.12761 | 0 | 0.081339 | -0.79387 | -0.081339 | 0.18002
[9 empty] | 2014-07-21 | 21時 | 0 | 0 | 0 | 0 | 0 | 0 | 0 | 0 | 0 | 0 | 0 | 0 | 0 | 0 | 0.95799 | 0.098155 | 0 | 0 | 0 | 0.024446 | 0.023776 | 0.00067044 | 0.14284 | 0.45287 | 0.18743 | 0 | 0.13938 | -1.3603 | -0.13938 | 0.31349
[9 empty] | 2014-07-21 | 22時 | 0 | 0 | 0 | 0 | 0 | 0 | 0 | 0 | 0 | 0 | 0 | 0 | 0 | 0 | 0.41703 | 0.042728 | 0 | 0 | 0 | 0.036344 | 0.023776 | 0.012568 | 0.16493 | 0.4358 | 0.19179 | 0 | 0.14792 | -1.4437 | -0.14792 | 0.28787
[9 empty] | 2014-07-21 | 23時 | 0 | 0 | 0 | 0 | 0 | 0 | 0 | 0 | 0 | 0 | 0 | 0 | 0 | 0 | 0 | 0 | 0 | 0 | 0 | 0.037175 | 0.023776 | 0.013399 | 0.17268 | 0.42753 | 0.21768 | 0 | 0.16129 | -1.5742 | -0.16129 | 0.26625
[9 empty] | 2014-07-22 | 0時 | 0 | 0 | 0 | 0 | 0 | 0 | 0 | 0 | 0 | 0 | 0 | 0 | 0 | 0 | 0 | 0 | 0 | 0 | 0 | 0.024026 | 0.023776 | 0.00025017 | 0 | 0.18186 | 0.15783 | 0 | 0.11236 | -1.0966 | -0.11236 | 0.0695
[9 empty] | 2014-07-22 | 1時 | 0 | 0 | 0 | 0 | 0 | 0 | 0 | 0 | 0 | 0 | 0 | 0 | 0 | 0 | 0 | 0 | 0 | 0 | 0 | 0.024026 | 0.023776 | 0.00025017 | 0 | 0.072356 | 0.04833 | 0 | 0.040943 | -0.3996 | -0.040943 | 0.031413
[9 empty] | 2014-07-22 | 2時 | 0 | 0 | 0 | 0 | 0 | 0 | 0 | 0 | 0 | 0 | 0 | 0 | 0 | 0 | 0 | 0 | 0 | 0 | 0 | 0.024026 | 0.023776 | 0.00025017 | 0 | 0.080156 | 0.05613 | 0 | 0.04603 | -0.44925 | -0.04603 | 0.034126
[9 empty] | 2014-07-22 | 3時 | 0 | 0 | 0 | 0 | 0 | 0 | 0 | 0 | 0 | 0 | 0 | 0 | 0 | 0 | 0 | 0 | 0 | 0 | 0 | 0.024026 | 0.023776 | 0.00025017 | 0 | 0.080156 | 0.05613 | 0 | 0.04603 | -0.44925 | -0.04603 | 0.034126
[9 empty] | 2014-07-22 | 4時 | 0 | 0 | 0 | 0 | 0 | 0 | 0 | 0 | 0 | 0 | 0 | 0 | 0 | 0 | 0 | 0 | 0 | 0 | 0 | 0.024026 | 0.023776 | 0.00025017 | 0 | 0.072356 | 0.04833 | 0 | 0.040943 | -0.3996 | -0.040943 | 0.031413
[9 empty] | 2014-07-22 | 5時 | 0 | 0 | 0 | 0 | 0 | 0 | 0 | 0 | 0 | 0 | 0 | 0 | 0 | 0 | 0 | 0 | 0 | 0 | 0 | 0.024026 | 0.023776 | 0.00025017 | 0 | 0.080156 | 0.05613 | 0 | 0.04603 | -0.44925 | -0.04603 | 0.034126
[9 empty] | 2014-07-22 | 6時 | 0 | 0 | 0 | 0 | 0 | 0 | 0 | 0 | 0 | 0 | 0 | 0 | 0 | 0 | 0 | 0 | 0 | 0 | 0 | 0.024026 | 0.023776 | 0.00025017 | 0 | 0.080156 | 0.05613 | 0 | 0.04603 | -0.44925 | -0.04603 | 0.034126
[9 empty] | 2014-07-22 | 7時 | 0 | 0 | 0 | 0 | 0 | 0 | 0 | 0 | 0 | 0 | 0 | 0 | 0 | 0 | 0 | 0 | 0 | 0 | 0 | 0.024857 | 0.023776 | 0.0010807 | 0.023666 | 0.23404 | 0.18552 | 0 | 0.11404 | -1.113 | -0.11404 | 0.12001
[9 empty] | 2014-07-22 | 8時 | 0 | 0 | 0 | 0 | 0 | 0 | 0 | 0 | 0 | 0 | 0 | 0 | 0 | 0 | 0 | 0 | 0 | 0 | 0 | 0.031371 | 0.023776 | 0.0075951 | 0.11401 | 0.4267 | 0.28132 | 0 | 0.20705 | -2.0208 | -0.20705 | 0.21965
[9 empty] | 2014-07-22 | 9時 | 0 | 0 | 0 | 0 | 0 | 0 | 0 | 0 | 0 | 0 | 0 | 0 | 0 | 0 | 1.2352 | 0.12656 | 0 | 0 | 0 | 0.024446 | 0.023776 | 0.00067044 | 0.22373 | 0.62684 | 0.2521 | 0 | 0.29471 | -2.8764 | -0.29471 | 0.33212
[9 empty] | 2014-07-22 | 10時 | 0 | 0 | 0 | 0 | 0 | 0 | 0 | 0 | 0 | 0 | 0 | 0 | 0 | 0 | 1.4199 | 0.14548 | 0 | 0 | 0 | 0.024857 | 0.023776 | 0.0010807 | 0.18888 | 0.58673 | 0.22751 | 0 | 0.2546 | -2.4849 | -0.2546 | 0.33212
[9 empty] | 2014-07-22 | 11時 | 0 | 0 | 0 | 0 | 0 | 0 | 0 | 0 | 0 | 0 | 0 | 0 | 0 | 0 | 0.93335 | 0.09563 | 0 | 0 | 0 | 0.024446 | 0.023776 | 0.00067044 | 0.17015 | 0.52553 | 0.23531 | 0 | 0.2241 | -2.1872 | -0.2241 | 0.30143
[9 empty] | 2014-07-22 | 12時 | 0 | 0 | 0 | 0 | 0 | 0 | 0 | 0 | 0 | 0 | 0 | 0 | 0 | 0 | 0.3194 | 0.032726 | 0 | 0 | 0 | 0.03053 | 0.023776 | 0.0067545 | 0.15008 | 0.48617 | 0.27283 | 0 | 0.21915 | -2.1389 | -0.21915 | 0.26702
[9 empty] | 2014-07-22 | 13時 | 0 | 0 | 0 | 0 | 0 | 0 | 0 | 0 | 0 | 0 | 0 | 0 | 0 | 0 | 0 | 0 | 0 | 0 | 0 | 0.024446 | 0.023776 | 0.00067044 | 0.093998 | 0.16677 | 0.04833 | 0 | 0.069697 | -0.68024 | -0.069697 | 0.097078
[9 empty] | 2014-07-22 | 14時 | 0 | 0 | 0 | 0 | 0 | 0 | 0 | 0 | 0 | 0 | 0 | 0 | 0 | 0 | 0 | 0 | 0 | 0 | 0 | 0.024026 | 0.023776 | 0.00025017 | 0 | 0.080156 | 0.05613 | 0 | 0.04603 | -0.44925 | -0.04603 | 0.034126
[9 empty] | 2014-07-22 | 15時 | 0 | 0 | 0 | 0 | 0 | 0 | 0 | 0 | 0 | 0 | 0 | 0 | 0 | 0 | 1.0393 | 0.10648 | 0 | 0 | 0 | 0.024026 | 0.023776 | 0.00025017 | 0 | 0.18664 | 0.05613 | 0 | 0.07845 | -0.76567 | -0.07845 | 0.10819
[9 empty] | 2014-07-22 | 16時 | 0 | 0 | 0 | 0 | 0 | 0 | 0 | 0 | 0 | 0 | 0 | 0 | 0 | 0 | 0.81241 | 0.083239 | 0 | 0 | 0 | 0.024857 | 0.023776 | 0.0010807 | 0.070329 | 0.45359 | 0.27516 | 0 | 0.15005 | -1.4644 | -0.15005 | 0.30354
[9 empty] | 2014-07-22 | 17時 | 0 | 0 | 0 | 0 | 0 | 0 | 0 | 0 | 0 | 0 | 0 | 0 | 0 | 0 | 0.7127 | 0.073022 | 0 | 0 | 0 | 0.036624 | 0.023776 | 0.012849 | 0.13006 | 0.51793 | 0.27822 | 0 | 0.18581 | -1.8135 | -0.18581 | 0.33212
[9 empty] | 2014-07-22 | 18時 | 0 | 0 | 0 | 0 | 0 | 0 | 0 | 0 | 0 | 0 | 0 | 0 | 0 | 0 | 0.36039 | 0.036925 | 0 | 0 | 0 | 0.036624 | 0.023776 | 0.012849 | 0.15964 | 0.451 | 0.21781 | 0 | 0.14337 | -1.3993 | -0.14337 | 0.30763
[9 empty] | 2014-07-22 | 19時 | 0 | 0 | 0 | 0 | 0 | 0 | 0 | 0 | 0 | 0 | 0 | 0 | 0 | 0 | 1.1232 | 0.11508 | 0 | 0 | 0 | 0.024026 | 0.023776 | 0.00025017 | 0.067685 | 0.34238 | 0.13559 | 0 | 0.15989 | -1.5605 | -0.15989 | 0.1825
[9 empty] | 2014-07-22 | 20時 | 0 | 0 | 0 | 0 | 0 | 0 | 0 | 0 | 0 | 0 | 0 | 0 | 0 | 0 | 1.076 | 0.11025 | 0 | 0 | 0 | 0.024446 | 0.023776 | 0.00067044 | 0.14104 | 0.40335 | 0.12762 | 0 | 0.14563 | -1.4214 | -0.14563 | 0.25772
[9 empty] | 2014-07-22 | 21時 | 0 | 0 | 0 | 0 | 0 | 0 | 0 | 0 | 0 | 0 | 0 | 0 | 0 | 0 | 1.0425 | 0.10682 | 0 | 0 | 0 | 0.036344 | 0.023776 | 0.012568 | 0.16291 | 0.54731 | 0.24124 | 0 | 0.22413 | -2.1875 | -0.22413 | 0.32318
[9 empty] | 2014-07-22 | 22時 | 0 | 0 | 0 | 0 | 0 | 0 | 0 | 0 | 0 | 0 | 0 | 0 | 0 | 0 | 0 | 0 | 0 | 0 | 0 | 0.036764 | 0.023776 | 0.012989 | 0.16493 | 0.38136 | 0.17966 | 0 | 0.14665 | -1.4313 | -0.14665 | 0.23471
[9 empty] | 2014-07-22 | 23時 | 0 | 0 | 0 | 0 | 0 | 0 | 0 | 0 | 0 | 0 | 0 | 0 | 0 | 0 | 0 | 0 | 0 | 0 | 0 | 0.03039 | 0.023776 | 0.0066144 | 0.1312 | 0.31942 | 0.15783 | 0 | 0.15423 | -1.5052 | -0.15423 | 0.16519
[9 empty] | 2014-07-23 | 0時 | 0 | 0 | 0 | 0 | 0 | 0 | 0 | 0 | 0 | 0 | 0 | 0 | 0 | 0 | 0 | 0 | 0 | 0 | 0 | 0.024026 | 0.023776 | 0.00025017 | 0 | 0.18186 | 0.15783 | 0 | 0.13957 | -1.3622 | -0.13957 | 0.042289
[9 empty] | 2014-07-23 | 1時 | 0 | 0 | 0 | 0 | 0 | 0 | 0 | 0 | 0 | 0 | 0 | 0 | 0 | 0 | 0 | 0 | 0 | 0 | 0 | 0.024026 | 0.023776 | 0.00025017 | 0 | 0.072356 | 0.04833 | 0 | 0.05599 | -0.54646 | -0.05599 | 0.016366
[9 empty] | 2014-07-23 | 2時 | 0 | 0 | 0 | 0 | 0 | 0 | 0 | 0 | 0 | 0 | 0 | 0 | 0 | 0 | 0 | 0 | 0 | 0 | 0 | 0.024026 | 0.023776 | 0.00025017 | 0 | 0.080156 | 0.05613 | 0 | 0.061943 | -0.60457 | -0.061943 | 0.018213
[9 empty] | 2014-07-23 | 3時 | 0 | 0 | 0 | 0 | 0 | 0 | 0 | 0 | 0 | 0 | 0 | 0 | 0 | 0 | 0 | 0 | 0 | 0 | 0 | 0.024026 | 0.023776 | 0.00025017 | 0 | 0.080156 | 0.05613 | 0 | 0.061943 | -0.60457 | -0.061943 | 0.018213
[9 empty] | 2014-07-23 | 4時 | 0 | 0 | 0 | 0 | 0 | 0 | 0 | 0 | 0 | 0 | 0 | 0 | 0 | 0 | 0 | 0 | 0 | 0 | 0 | 0.024026 | 0.023776 | 0.00025017 | 0 | 0.072356 | 0.04833 | 0 | 0.05599 | -0.54646 | -0.05599 | 0.016366
[9 empty] | 2014-07-23 | 5時 | 0 | 0 | 0 | 0 | 0 | 0 | 0 | 0 | 0 | 0 | 0 | 0 | 0 | 0 | 0 | 0 | 0 | 0 | 0 | 0.024026 | 0.023776 | 0.00025017 | 0 | 0.080156 | 0.05613 | 0 | 0.061943 | -0.60457 | -0.061943 | 0.018213
[9 empty] | 2014-07-23 | 6時 | 0 | 0 | 0 | 0 | 0 | 0 | 0 | 0 | 0 | 0 | 0 | 0 | 0 | 0 | 0 | 0 | 0 | 0 | 0 | 0.024446 | 0.023776 | 0.00067044 | 0.018231 | 0.15865 | 0.11597 | 0 | 0.11037 | -1.0772 | -0.11037 | 0.048277
[9 empty] | 2014-07-23 | 7時 | 0 | 0 | 0 | 0 | 0 | 0 | 0 | 0 | 0 | 0 | 0 | 0 | 0 | 0 | 0 | 0 | 0 | 0 | 0 | 0.024446 | 0.023776 | 0.00067044 | 0.054439 | 0.34926 | 0.27038 | 0 | 0.24592 | -2.4002 | -0.24592 | 0.10334
[9 empty] | 2014-07-23 | 8時 | 0 | 0 | 0 | 0 | 0 | 0 | 0 | 0 | 0 | 0 | 0 | 0 | 0 | 0 | 0.52628 | 0.053922 | 0 | 0 | 0 | 0.037875 | 0.023776 | 0.014099 | 0.13781 | 0.56228 | 0.33267 | 0 | 0.35662 | -3.4806 | -0.35662 | 0.20566
[9 empty] | 2014-07-23 | 9時 | 0 | 0 | 0 | 0 | 0 | 0 | 0 | 0 | 0 | 0 | 0 | 0 | 0 | 0 | 1.8898 | 0.19363 | 0 | 0 | 0 | 0.024026 | 0.023776 | 0.00025017 | 0.072039 | 0.34582 | 0.05613 | 0 | 0.20184 | -1.97 | -0.20184 | 0.14398
[9 empty] | 2014-07-23 | 10時 | 0 | 0 | 0 | 0 | 0 | 0 | 0 | 0 | 0 | 0 | 0 | 0 | 0 | 0 | 1.8296 | 0.18746 | 0 | 0 | 0 | 0.024026 | 0.023776 | 0.00025017 | 0 | 0.25981 | 0.04833 | 0 | 0.1547 | -1.5099 | -0.1547 | 0.10511
[9 empty] | 2014-07-23 | 11時 | 0 | 0 | 0 | 0 | 0 | 0 | 0 | 0 | 0 | 0 | 0 | 0 | 0 | 0 | 1.5874 | 0.16264 | 0 | 0 | 0 | 0.024026 | 0.023776 | 0.00025017 | 0 | 0.2428 | 0.05613 | 0 | 0.1476 | -1.4405 | -0.1476 | 0.095203
[9 empty] | 2014-07-23 | 12時 | 0 | 0 | 0 | 0 | 0 | 0 | 0 | 0 | 0 | 0 | 0 | 0 | 0 | 0 | 0.66681 | 0.068321 | 0 | 0 | 0 | 0.024026 | 0.023776 | 0.00025017 | 0 | 0.14848 | 0.05613 | 0 | 0.097927 | -0.95577 | -0.097927 | 0.05055
[9 empty] | 2014-07-23 | 13時 | 0 | 0 | 0 | 0 | 0 | 0 | 0 | 0 | 0 | 0 | 0 | 0 | 0 | 0 | 0 | 0 | 0 | 0 | 0 | 0.024026 | 0.023776 | 0.00025017 | 0 | 0.072356 | 0.04833 | 0 | 0.05599 | -0.54646 | -0.05599 | 0.016366
[9 empty] | 2014-07-23 | 14時 | 0 | 0 | 0 | 0 | 0 | 0 | 0 | 0 | 0 | 0 | 0 | 0 | 0 | 0 | 0 | 0 | 0 | 0 | 0 | 0.024026 | 0.023776 | 0.00025017 | 0 | 0.080156 | 0.05613 | 0 | 0.061943 | -0.60457 | -0.061943 | 0.018213
[9 empty] | 2014-07-23 | 15時 | 0 | 0 | 0 | 0 | 0 | 0 | 0 | 0 | 0 | 0 | 0 | 0 | 0 | 0 | 2.0762 | 0.21272 | 0 | 0 | 0 | 0.024026 | 0.023776 | 0.00025017 | 0 | 0.29288 | 0.05613 | 0 | 0.17397 | -1.6979 | -0.17397 | 0.11891
[9 empty] | 2014-07-23 | 16時 | 0 | 0 | 0 | 0 | 0 | 0 | 0 | 0 | 0 | 0 | 0 | 0 | 0 | 0 | 1.5772 | 0.1616 | 0 | 0 | 0 | 0.024026 | 0.023776 | 0.00025017 | 0 | 0.23395 | 0.04833 | 0 | 0.14109 | -1.377 | -0.14109 | 0.092861
[9 empty] | 2014-07-23 | 17時 | 0 | 0 | 0 | 0 | 0 | 0 | 0 | 0 | 0 | 0 | 0 | 0 | 0 | 0 | 1.3214 | 0.13539 | 0 | 0 | 0 | 0.024026 | 0.023776 | 0.00025017 | 0 | 0.21554 | 0.05613 | 0 | 0.13324 | -1.3004 | -0.13324 | 0.082301
[9 empty] | 2014-07-23 | 18時 | 0 | 0 | 0 | 0 | 0 | 0 | 0 | 0 | 0 | 0 | 0 | 0 | 0 | 0 | 0.55519 | 0.056884 | 0 | 0 | 0 | 0.024026 | 0.023776 | 0.00025017 | 0 | 0.13704 | 0.05613 | 0 | 0.091903 | -0.89698 | -0.091903 | 0.045137
[9 empty] | 2014-07-23 | 19時 | 0 | 0 | 0 | 0 | 0 | 0 | 0 | 0 | 0 | 0 | 0 | 0 | 0 | 0 | 1.5527 | 0.15909 | 0 | 0 | 0 | 0.024026 | 0.023776 | 0.00025017 | 0 | 0.23145 | 0.04833 | 0 | 0.13976 | -1.3641 | -0.13976 | 0.091684
[9 empty] | 2014-07-23 | 20時 | 0 | 0 | 0 | 0 | 0 | 0 | 0 | 0 | 0 | 0 | 0 | 0 | 0 | 0 | 1.2954 | 0.13272 | 0 | 0 | 0 | 0.024857 | 0.023776 | 0.0010807 | 0.035316 | 0.39784 | 0.20494 | 0 | 0.20899 | -2.0397 | -0.20899 | 0.18885
[9 empty] | 2014-07-23 | 21時 | 0 | 0 | 0 | 0 | 0 | 0 | 0 | 0 | 0 | 0 | 0 | 0 | 0 | 0 | 1.2249 | 0.1255 | 0 | 0 | 0 | 0.024446 | 0.023776 | 0.00067044 | 0.091389 | 0.48256 | 0.24122 | 0 | 0.27502 | -2.6841 | -0.27502 | 0.20755
[9 empty] | 2014-07-23 | 22時 | 0 | 0 | 0 | 0 | 0 | 0 | 0 | 0 | 0 | 0 | 0 | 0 | 0 | 0 | 0 | 0 | 0 | 0 | 0 | 0.030811 | 0.023776 | 0.0070347 | 0.16493 | 0.2469 | 0.051159 | 0 | 0.14351 | -1.4007 | -0.14351 | 0.10339
[9 empty] | 2014-07-23 | 23時 | 0 | 0 | 0 | 0 | 0 | 0 | 0 | 0 | 0 | 0 | 0 | 0 | 0 | 0 | 0 | 0 | 0 | 0 | 0 | 0.036344 | 0.023776 | 0.012568 | 0.13218 | 0.38619 | 0.21767 | 0 | 0.25426 | -2.4816 | -0.25426 | 0.13193
[9 empty] | 2014-07-24 | 0時 | 0 | 0 | 0 | 0 | 0 | 0 | 0 | 0 | 0 | 0 | 0 | 0 | 0 | 0 | 0 | 0 | 0 | 0 | 0 | 0.024026 | 0.023776 | 0.00025017 | 0.045276 | 0.22713 | 0.15783 | 0 | 0.12726 | -1.242 | -0.12726 | 0.099873
[9 empty] | 2014-07-24 | 1時 | 0 | 0 | 0 | 0 | 0 | 0 | 0 | 0 | 0 | 0 | 0 | 0 | 0 | 0 | 0 | 0 | 0 | 0 | 0 | 0.024026 | 0.023776 | 0.00025017 | 0 | 0.072356 | 0.04833 | 0 | 0.041397 | -0.40403 | -0.041397 | 0.03096
[9 empty] | 2014-07-24 | 2時 | 0 | 0 | 0 | 0 | 0 | 0 | 0 | 0 | 0 | 0 | 0 | 0 | 0 | 0 | 0 | 0 | 0 | 0 | 0 | 0.024026 | 0.023776 | 0.00025017 | 0 | 0.080156 | 0.05613 | 0 | 0.04651 | -0.45394 | -0.04651 | 0.033647
[9 empty] | 2014-07-24 | 3時 | 0 | 0 | 0 | 0 | 0 | 0 | 0 | 0 | 0 | 0 | 0 | 0 | 0 | 0 | 0 | 0 | 0 | 0 | 0 | 0.024026 | 0.023776 | 0.00025017 | 0 | 0.080156 | 0.05613 | 0 | 0.04651 | -0.45394 | -0.04651 | 0.033647
[9 empty] | 2014-07-24 | 4時 | 0 | 0 | 0 | 0 | 0 | 0 | 0 | 0 | 0 | 0 | 0 | 0 | 0 | 0 | 0 | 0 | 0 | 0 | 0 | 0.024026 | 0.023776 | 0.00025017 | 0 | 0.072356 | 0.04833 | 0 | 0.041397 | -0.40403 | -0.041397 | 0.03096
[9 empty] | 2014-07-24 | 5時 | 0 | 0 | 0 | 0 | 0 | 0 | 0 | 0 | 0 | 0 | 0 | 0 | 0 | 0 | 0 | 0 | 0 | 0 | 0 | 0.024026 | 0.023776 | 0.00025017 | 0 | 0.080156 | 0.05613 | 0 | 0.04651 | -0.45394 | -0.04651 | 0.033647
[9 empty] | 2014-07-24 | 6時 | 0 | 0 | 0 | 0 | 0 | 0 | 0 | 0 | 0 | 0 | 0 | 0 | 0 | 0 | 0.45072 | 0.04618 | 0 | 0 | 0 | 0.03053 | 0.023776 | 0.0067545 | 0.018231 | 0.35616 | 0.26122 | 0 | 0.17942 | -1.7511 | -0.17942 | 0.17674
[9 empty] | 2014-07-24 | 7時 | 0 | 0 | 0 | 0 | 0 | 0 | 0 | 0 | 0 | 0 | 0 | 0 | 0 | 0 | 0.61874 | 0.063395 | 0 | 0 | 0 | 0.024857 | 0.023776 | 0.0010807 | 0.11469 | 0.4511 | 0.24816 | 0 | 0.19521 | -1.9053 | -0.19521 | 0.25589
[9 empty] | 2014-07-24 | 8時 | 0 | 0 | 0 | 0 | 0 | 0 | 0 | 0 | 0 | 0 | 0 | 0 | 0 | 0 | 0.72772 | 0.074561 | 0 | 0 | 0 | 0.024857 | 0.023776 | 0.0010807 | 0.064563 | 0.30886 | 0.14488 | 0 | 0.13596 | -1.327 | -0.13596 | 0.1729
[9 empty] | 2014-07-24 | 9時 | 0 | 0 | 0 | 0 | 0 | 0 | 0 | 0 | 0 | 0 | 0 | 0 | 0 | 0 | 0 | 0 | 0 | 0 | 0 | 0.024026 | 0.023776 | 0.00025017 | 0.16544 | 0.52635 | 0.33688 | 0 | 0.26971 | -2.6324 | -0.26971 | 0.25664
[9 empty] | 2014-07-24 | 10時 | 0 | 0 | 0 | 0 | 0 | 0 | 0 | 0 | 0 | 0 | 0 | 0 | 0 | 0 | 0 | 0 | 0 | 0 | 0 | 0.024446 | 0.023776 | 0.00067044 | 0.053027 | 0.1258 | 0.04833 | 0 | 0.058035 | -0.56642 | -0.058035 | 0.067769
[9 empty] | 2014-07-24 | 11時 | 0 | 0 | 0 | 0 | 0 | 0 | 0 | 0 | 0 | 0 | 0 | 0 | 0 | 0 | 1.9752 | 0.20238 | 0 | 0 | 0 | 0.024026 | 0.023776 | 0.00025017 | 0.0026381 | 0.28517 | 0.05613 | 0 | 0.11033 | -1.0768 | -0.11033 | 0.17485
[9 empty] | 2014-07-24 | 12時 | 0 | 0 | 0 | 0 | 0 | 0 | 0 | 0 | 0 | 0 | 0 | 0 | 0 | 0 | 1.0526 | 0.10785 | 0 | 0 | 0 | 0.03053 | 0.023776 | 0.0067545 | 0.029502 | 0.44071 | 0.27283 | 0 | 0.20774 | -2.0276 | -0.20774 | 0.23297
[9 empty] | 2014-07-24 | 13時 | 0 | 0 | 0 | 0 | 0 | 0 | 0 | 0 | 0 | 0 | 0 | 0 | 0 | 0 | 0 | 0 | 0 | 0 | 0 | 0.024446 | 0.023776 | 0.00067044 | 0.058042 | 0.13082 | 0.04833 | 0 | 0.059599 | -0.58168 | -0.059599 | 0.07122
[9 empty] | 2014-07-24 | 14時 | 0 | 0 | 0 | 0 | 0 | 0 | 0 | 0 | 0 | 0 | 0 | 0 | 0 | 0 | 0 | 0 | 0 | 0 | 0 | 0.024026 | 0.023776 | 0.00025017 | 0.024487 | 0.10464 | 0.05613 | 0 | 0.054129 | -0.52829 | -0.054129 | 0.050515
[9 empty] | 2014-07-24 | 15時 | 0 | 0 | 0 | 0 | 0 | 0 | 0 | 0 | 0 | 0 | 0 | 0 | 0 | 0 | 1.5449 | 0.15829 | 0 | 0 | 0 | 0.024026 | 0.023776 | 0.00025017 | 0 | 0.23844 | 0.05613 | 0 | 0.095781 | -0.93483 | -0.095781 | 0.14266
[9 empty] | 2014-07-24 | 16時 | 0 | 0 | 0 | 0 | 0 | 0 | 0 | 0 | 0 | 0 | 0 | 0 | 0 | 0 | 0.76337 | 0.078215 | 0 | 0 | 0 | 0.024446 | 0.023776 | 0.00067044 | 0.033816 | 0.18481 | 0.04833 | 0 | 0.076403 | -0.7457 | -0.076403 | 0.1084
[9 empty] | 2014-07-24 | 17時 | 0 | 0 | 0 | 0 | 0 | 0 | 0 | 0 | 0 | 0 | 0 | 0 | 0 | 0 | 1.4175 | 0.14524 | 0 | 0 | 0 | 0.024446 | 0.023776 | 0.00067044 | 0.056835 | 0.43145 | 0.20493 | 0 | 0.18147 | -1.7711 | -0.18147 | 0.24998
[9 empty] | 2014-07-24 | 18時 | 0 | 0 | 0 | 0 | 0 | 0 | 0 | 0 | 0 | 0 | 0 | 0 | 0 | 0 | 0.36242 | 0.037133 | 0 | 0 | 0 | 0.036624 | 0.023776 | 0.012849 | 0.066494 | 0.47903 | 0.33878 | 0 | 0.20433 | -1.9943 | -0.20433 | 0.2747
[9 empty] | 2014-07-24 | 19時 | 0 | 0 | 0 | 0 | 0 | 0 | 0 | 0 | 0 | 0 | 0 | 0 | 0 | 0 | 0.90245 | 0.092464 | 0 | 0 | 0 | 0.036624 | 0.023776 | 0.012849 | 0.16307 | 0.42704 | 0.13488 | 0 | 0.19154 | -1.8694 | -0.19154 | 0.2355
[9 empty] | 2014-07-24 | 20時 | 0 | 0 | 0 | 0 | 0 | 0 | 0 | 0 | 0 | 0 | 0 | 0 | 0 | 0 | 0.62758 | 0.064301 | 0 | 0 | 0 | 0.024446 | 0.023776 | 0.00067044 | 0.088224 | 0.30458 | 0.12761 | 0 | 0.12032 | -1.1744 | -0.12032 | 0.18426
[9 empty] | 2014-07-24 | 21時 | 0 | 0 | 0 | 0 | 0 | 0 | 0 | 0 | 0 | 0 | 0 | 0 | 0 | 0 | 0.97631 | 0.10003 | 0 | 0 | 0 | 0.024446 | 0.023776 | 0.00067044 | 0.14284 | 0.45474 | 0.18743 | 0 | 0.18292 | -1.7853 | -0.18292 | 0.27182
[9 empty] | 2014-07-24 | 22時 | 0 | 0 | 0 | 0 | 0 | 0 | 0 | 0 | 0 | 0 | 0 | 0 | 0 | 0 | 0.94058 | 0.096371 | 0 | 0 | 0 | 0.036344 | 0.023776 | 0.012568 | 0.16493 | 0.48944 | 0.19179 | 0 | 0.20423 | -1.9933 | -0.20423 | 0.28521
[9 empty] | 2014-07-24 | 23時 | 0 | 0 | 0 | 0 | 0 | 0 | 0 | 0 | 0 | 0 | 0 | 0 | 0 | 0 | 0 | 0 | 0 | 0 | 0 | 0.037175 | 0.023776 | 0.013399 | 0.17268 | 0.42753 | 0.21768 | 0 | 0.19808 | -1.9333 | -0.19808 | 0.22945
[9 empty] | 2014-07-25 | 0時 | 0 | 0 | 0 | 0 | 0 | 0 | 0 | 0 | 0 | 0 | 0 | 0 | 0 | 0 | 0 | 0 | 0 | 0 | 0 | 0.024026 | 0.023776 | 0.00025017 | 0.045276 | 0.22713 | 0.15783 | 0 | 0.12622 | -1.232 | -0.12622 | 0.10091
[9 empty] | 2014-07-25 | 1時 | 0 | 0 | 0 | 0 | 0 | 0 | 0 | 0 | 0 | 0 | 0 | 0 | 0 | 0 | 0 | 0 | 0 | 0 | 0 | 0.024026 | 0.023776 | 0.00025017 | 0 | 0.072356 | 0.04833 | 0 | 0.040979 | -0.39996 | -0.040979 | 0.031377
[9 empty] | 2014-07-25 | 2時 | 0 | 0 | 0 | 0 | 0 | 0 | 0 | 0 | 0 | 0 | 0 | 0 | 0 | 0 | 0 | 0 | 0 | 0 | 0 | 0.024026 | 0.023776 | 0.00025017 | 0 | 0.080156 | 0.05613 | 0 | 0.046068 | -0.44962 | -0.046068 | 0.034088
[9 empty] | 2014-07-25 | 3時 | 0 | 0 | 0 | 0 | 0 | 0 | 0 | 0 | 0 | 0 | 0 | 0 | 0 | 0 | 0 | 0 | 0 | 0 | 0 | 0.024026 | 0.023776 | 0.00025017 | 0 | 0.080156 | 0.05613 | 0 | 0.046068 | -0.44962 | -0.046068 | 0.034088
[9 empty] | 2014-07-25 | 4時 | 0 | 0 | 0 | 0 | 0 | 0 | 0 | 0 | 0 | 0 | 0 | 0 | 0 | 0 | 0 | 0 | 0 | 0 | 0 | 0.024026 | 0.023776 | 0.00025017 | 0 | 0.072356 | 0.04833 | 0 | 0.040979 | -0.39996 | -0.040979 | 0.031377
[9 empty] | 2014-07-25 | 5時 | 0 | 0 | 0 | 0 | 0 | 0 | 0 | 0 | 0 | 0 | 0 | 0 | 0 | 0 | 0 | 0 | 0 | 0 | 0 | 0.024026 | 0.023776 | 0.00025017 | 0 | 0.080156 | 0.05613 | 0 | 0.046068 | -0.44962 | -0.046068 | 0.034088
[9 empty] | 2014-07-25 | 6時 | 0 | 0 | 0 | 0 | 0 | 0 | 0 | 0 | 0 | 0 | 0 | 0 | 0 | 0 | 0 | 0 | 0 | 0 | 0 | 0.03053 | 0.023776 | 0.0067545 | 0.018231 | 0.30998 | 0.26122 | 0 | 0.16361 | -1.5968 | -0.16361 | 0.14637
[9 empty] | 2014-07-25 | 7時 | 0 | 0 | 0 | 0 | 0 | 0 | 0 | 0 | 0 | 0 | 0 | 0 | 0 | 0 | 0.11517 | 0.0118 | 0 | 0 | 0 | 0.024857 | 0.023776 | 0.0010807 | 0.11469 | 0.3995 | 0.24816 | 0 | 0.17704 | -1.7279 | -0.17704 | 0.22247
[9 empty] | 2014-07-25 | 8時 | 0 | 0 | 0 | 0 | 0 | 0 | 0 | 0 | 0 | 0 | 0 | 0 | 0 | 0 | 0.369 | 0.037807 | 0 | 0 | 0 | 0.024857 | 0.023776 | 0.0010807 | 0.064563 | 0.2721 | 0.14488 | 0 | 0.12306 | -1.201 | -0.12306 | 0.14905
[9 empty] | 2014-07-25 | 9時 | 0 | 0 | 0 | 0 | 0 | 0 | 0 | 0 | 0 | 0 | 0 | 0 | 0 | 0 | 0 | 0 | 0 | 0 | 0 | 0.024026 | 0.023776 | 0.00025017 | 0.16544 | 0.52635 | 0.33688 | 0 | 0.26727 | -2.6086 | -0.26727 | 0.25908
[9 empty] | 2014-07-25 | 10時 | 0 | 0 | 0 | 0 | 0 | 0 | 0 | 0 | 0 | 0 | 0 | 0 | 0 | 0 | 0 | 0 | 0 | 0 | 0 | 0.024446 | 0.023776 | 0.00067044 | 0.053027 | 0.1258 | 0.04833 | 0 | 0.057288 | -0.55913 | -0.057288 | 0.068516
[9 empty] | 2014-07-25 | 11時 | 0 | 0 | 0 | 0 | 0 | 0 | 0 | 0 | 0 | 0 | 0 | 0 | 0 | 0 | 0.79885 | 0.081849 | 0 | 0 | 0 | 0.024026 | 0.023776 | 0.00025017 | 0.0026381 | 0.16464 | 0.05613 | 0 | 0.071846 | -0.70121 | -0.071846 | 0.092798
[9 empty] | 2014-07-25 | 12時 | 0 | 0 | 0 | 0 | 0 | 0 | 0 | 0 | 0 | 0 | 0 | 0 | 0 | 0 | 0.44763 | 0.045864 | 0 | 0 | 0 | 0.03053 | 0.023776 | 0.0067545 | 0.029502 | 0.37873 | 0.27283 | 0 | 0.18661 | -1.8213 | -0.18661 | 0.19212
[9 empty] | 2014-07-25 | 13時 | 0 | 0 | 0 | 0 | 0 | 0 | 0 | 0 | 0 | 0 | 0 | 0 | 0 | 0 | 0 | 0 | 0 | 0 | 0 | 0.024446 | 0.023776 | 0.00067044 | 0.058042 | 0.13082 | 0.04833 | 0 | 0.058821 | -0.57409 | -0.058821 | 0.071998
[9 empty] | 2014-07-25 | 14時 | 0 | 0 | 0 | 0 | 0 | 0 | 0 | 0 | 0 | 0 | 0 | 0 | 0 | 0 | 0 | 0 | 0 | 0 | 0 | 0.024026 | 0.023776 | 0.00025017 | 0.024487 | 0.10464 | 0.05613 | 0 | 0.053536 | -0.52251 | -0.053536 | 0.051107
[9 empty] | 2014-07-25 | 15時 | 0 | 0 | 0 | 0 | 0 | 0 | 0 | 0 | 0 | 0 | 0 | 0 | 0 | 0 | 0.32415 | 0.033212 | 0 | 0 | 0 | 0.024026 | 0.023776 | 0.00025017 | 0 | 0.11337 | 0.05613 | 0 | 0.056202 | -0.54853 | -0.056202 | 0.057166
[9 empty] | 2014-07-25 | 16時 | 0 | 0 | 0 | 0 | 0 | 0 | 0 | 0 | 0 | 0 | 0 | 0 | 0 | 0 | 0.21279 | 0.021803 | 0 | 0 | 0 | 0.024446 | 0.023776 | 0.00067044 | 0.033816 | 0.1284 | 0.04833 | 0 | 0.05808 | -0.56686 | -0.05808 | 0.070315
[9 empty] | 2014-07-25 | 17時 | 0 | 0 | 0 | 0 | 0 | 0 | 0 | 0 | 0 | 0 | 0 | 0 | 0 | 0 | 0.56016 | 0.057393 | 0 | 0 | 0 | 0.024446 | 0.023776 | 0.00067044 | 0.056835 | 0.3436 | 0.20493 | 0 | 0.1523 | -1.4864 | -0.1523 | 0.1913
[9 empty] | 2014-07-25 | 18時 | 0 | 0 | 0 | 0 | 0 | 0 | 0 | 0 | 0 | 0 | 0 | 0 | 0 | 0 | 0 | 0 | 0 | 0 | 0 | 0.036624 | 0.023776 | 0.012849 | 0.066494 | 0.4419 | 0.33878 | 0 | 0.1904 | -1.8583 | -0.1904 | 0.25149
[9 empty] | 2014-07-25 | 19時 | 0 | 0 | 0 | 0 | 0 | 0 | 0 | 0 | 0 | 0 | 0 | 0 | 0 | 0 | 0.54027 | 0.055356 | 0 | 0 | 0 | 0.036624 | 0.023776 | 0.012849 | 0.16307 | 0.38993 | 0.13488 | 0 | 0.17948 | -1.7518 | -0.17948 | 0.21045
[9 empty] | 2014-07-25 | 20時 | 0 | 0 | 0 | 0 | 0 | 0 | 0 | 0 | 0 | 0 | 0 | 0 | 0 | 0 | 0 | 0 | 0 | 0 | 0 | 0.024446 | 0.023776 | 0.00067044 | 0.088224 | 0.24028 | 0.12761 | 0 | 0.098926 | -0.96552 | -0.098926 | 0.14135
[9 empty] | 2014-07-25 | 21時 | 0 | 0 | 0 | 0 | 0 | 0 | 0 | 0 | 0 | 0 | 0 | 0 | 0 | 0 | 0 | 0 | 0 | 0 | 0 | 0.024446 | 0.023776 | 0.00067044 | 0.14284 | 0.35471 | 0.18743 | 0 | 0.14985 | -1.4625 | -0.14985 | 0.20486
[9 empty] | 2014-07-25 | 22時 | 0 | 0 | 0 | 0 | 0 | 0 | 0 | 0 | 0 | 0 | 0 | 0 | 0 | 0 | 0 | 0 | 0 | 0 | 0 | 0.036344 | 0.023776 | 0.012568 | 0.16493 | 0.39307 | 0.19179 | 0 | 0.17215 | -1.6802 | -0.17215 | 0.22092
[9 empty] | 2014-07-25 | 23時 | 0 | 0 | 0 | 0 | 0 | 0 | 0 | 0 | 0 | 0 | 0 | 0 | 0 | 0 | 0 | 0 | 0 | 0 | 0 | 0.037175 | 0.023776 | 0.013399 | 0.17268 | 0.42753 | 0.21768 | 0 | 0.19589 | -1.9119 | -0.19589 | 0.23165
[9 empty] | 2014-07-26 | 0時 | 0 | 0 | 0 | 0 | 0 | 0 | 0 | 0 | 0 | 0 | 0 | 0 | 0 | 0 | 0 | 0 | 0 | 0 | 0 | 0.024026 | 0.023776 | 0.00025017 | 0.045276 | 0.22713 | 0.15783 | 0 | 0.11618 | -1.1339 | -0.11618 | 0.11096
[9 empty] | 2014-07-26 | 1時 | 0 | 0 | 0 | 0 | 0 | 0 | 0 | 0 | 0 | 0 | 0 | 0 | 0 | 0 | 0 | 0 | 0 | 0 | 0 | 0.024026 | 0.023776 | 0.00025017 | 0 | 0.072356 | 0.04833 | 0 | 0.036923 | -0.36037 | -0.036923 | 0.035434
[9 empty] | 2014-07-26 | 2時 | 0 | 0 | 0 | 0 | 0 | 0 | 0 | 0 | 0 | 0 | 0 | 0 | 0 | 0 | 0 | 0 | 0 | 0 | 0 | 0.024026 | 0.023776 | 0.00025017 | 0 | 0.080156 | 0.05613 | 0 | 0.041778 | -0.40775 | -0.041778 | 0.038378
[9 empty] | 2014-07-26 | 3時 | 0 | 0 | 0 | 0 | 0 | 0 | 0 | 0 | 0 | 0 | 0 | 0 | 0 | 0 | 0 | 0 | 0 | 0 | 0 | 0.024026 | 0.023776 | 0.00025017 | 0 | 0.080156 | 0.05613 | 0 | 0.041778 | -0.40775 | -0.041778 | 0.038378
[9 empty] | 2014-07-26 | 4時 | 0 | 0 | 0 | 0 | 0 | 0 | 0 | 0 | 0 | 0 | 0 | 0 | 0 | 0 | 0 | 0 | 0 | 0 | 0 | 0.024026 | 0.023776 | 0.00025017 | 0 | 0.072356 | 0.04833 | 0 | 0.036923 | -0.36037 | -0.036923 | 0.035434
[9 empty] | 2014-07-26 | 5時 | 0 | 0 | 0 | 0 | 0 | 0 | 0 | 0 | 0 | 0 | 0 | 0 | 0 | 0 | 0 | 0 | 0 | 0 | 0 | 0.024026 | 0.023776 | 0.00025017 | 0 | 0.080156 | 0.05613 | 0 | 0.041778 | -0.40775 | -0.041778 | 0.038378
[9 empty] | 2014-07-26 | 6時 | 0 | 0 | 0 | 0 | 0 | 0 | 0 | 0 | 0 | 0 | 0 | 0 | 0 | 0 | 0 | 0 | 0 | 0 | 0 | 0.03053 | 0.023776 | 0.0067545 | 0.018231 | 0.30998 | 0.26122 | 0 | 0.14964 | -1.4605 | -0.14964 | 0.16034
[9 empty] | 2014-07-26 | 7時 | 0 | 0 | 0 | 0 | 0 | 0 | 0 | 0 | 0 | 0 | 0 | 0 | 0 | 0 | 0 | 0 | 0 | 0 | 0 | 0.024857 | 0.023776 | 0.0010807 | 0.11469 | 0.3877 | 0.24816 | 0 | 0.15362 | -1.4994 | -0.15362 | 0.23408
[9 empty] | 2014-07-26 | 8時 | 0 | 0 | 0 | 0 | 0 | 0 | 0 | 0 | 0 | 0 | 0 | 0 | 0 | 0 | 0.38292 | 0.039233 | 0 | 0 | 0 | 0.024857 | 0.023776 | 0.0010807 | 0.064563 | 0.27353 | 0.14488 | 0 | 0.10921 | -1.0659 | -0.10921 | 0.16432
[9 empty] | 2014-07-26 | 9時 | 0 | 0 | 0 | 0 | 0 | 0 | 0 | 0 | 0 | 0 | 0 | 0 | 0 | 0 | 0 | 0 | 0 | 0 | 0 | 0.024026 | 0.023776 | 0.00025017 | 0.16544 | 0.52635 | 0.33688 | 0 | 0.2436 | -2.3775 | -0.2436 | 0.28275
[9 empty] | 2014-07-26 | 10時 | 0 | 0 | 0 | 0 | 0 | 0 | 0 | 0 | 0 | 0 | 0 | 0 | 0 | 0 | 0 | 0 | 0 | 0 | 0 | 0.024446 | 0.023776 | 0.00067044 | 0.053027 | 0.1258 | 0.04833 | 0 | 0.050031 | -0.48831 | -0.050031 | 0.075772
[9 empty] | 2014-07-26 | 11時 | 0 | 0 | 0 | 0 | 0 | 0 | 0 | 0 | 0 | 0 | 0 | 0 | 0 | 0 | 1.5069 | 0.1544 | 0 | 0 | 0 | 0.024026 | 0.023776 | 0.00025017 | 0.0026381 | 0.23719 | 0.05613 | 0 | 0.080289 | -0.78362 | -0.080289 | 0.1569
[9 empty] | 2014-07-26 | 12時 | 0 | 0 | 0 | 0 | 0 | 0 | 0 | 0 | 0 | 0 | 0 | 0 | 0 | 0 | 0.90209 | 0.092427 | 0 | 0 | 0 | 0.03053 | 0.023776 | 0.0067545 | 0.029502 | 0.42529 | 0.27283 | 0 | 0.18012 | -1.7579 | -0.18012 | 0.24517
[9 empty] | 2014-07-26 | 13時 | 0 | 0 | 0 | 0 | 0 | 0 | 0 | 0 | 0 | 0 | 0 | 0 | 0 | 0 | 0 | 0 | 0 | 0 | 0 | 0.024446 | 0.023776 | 0.00067044 | 0.058042 | 0.13082 | 0.04833 | 0 | 0.051264 | -0.50034 | -0.051264 | 0.079554
[9 empty] | 2014-07-26 | 14時 | 0 | 0 | 0 | 0 | 0 | 0 | 0 | 0 | 0 | 0 | 0 | 0 | 0 | 0 | 0 | 0 | 0 | 0 | 0 | 0.024026 | 0.023776 | 0.00025017 | 0.024487 | 0.10464 | 0.05613 | 0 | 0.047779 | -0.46633 | -0.047779 | 0.056864
[9 empty] | 2014-07-26 | 15時 | 0 | 0 | 0 | 0 | 0 | 0 | 0 | 0 | 0 | 0 | 0 | 0 | 0 | 0 | 1.6189 | 0.16587 | 0 | 0 | 0 | 0.024026 | 0.023776 | 0.00025017 | 0 | 0.24603 | 0.05613 | 0 | 0.082457 | -0.80478 | -0.082457 | 0.16357
[9 empty] | 2014-07-26 | 16時 | 0 | 0 | 0 | 0 | 0 | 0 | 0 | 0 | 0 | 0 | 0 | 0 | 0 | 0 | 0.91558 | 0.093809 | 0 | 0 | 0 | 0.024446 | 0.023776 | 0.00067044 | 0.033816 | 0.2004 | 0.04833 | 0 | 0.068328 | -0.66688 | -0.068328 | 0.13207
[9 empty] | 2014-07-26 | 17時 | 0 | 0 | 0 | 0 | 0 | 0 | 0 | 0 | 0 | 0 | 0 | 0 | 0 | 0 | 1.884 | 0.19303 | 0 | 0 | 0 | 0.024446 | 0.023776 | 0.00067044 | 0.056835 | 0.47924 | 0.20493 | 0 | 0.16771 | -1.6369 | -0.16771 | 0.31153
[9 empty] | 2014-07-26 | 18時 | 0 | 0 | 0 | 0 | 0 | 0 | 0 | 0 | 0 | 0 | 0 | 0 | 0 | 0 | 0.68948 | 0.070644 | 0 | 0 | 0 | 0.036624 | 0.023776 | 0.012849 | 0.066494 | 0.51254 | 0.33878 | 0 | 0.1847 | -1.8027 | -0.1847 | 0.32784
[9 empty] | 2014-07-26 | 19時 | 0 | 0 | 0 | 0 | 0 | 0 | 0 | 0 | 0 | 0 | 0 | 0 | 0 | 0 | 1.3086 | 0.13408 | 0 | 0 | 0 | 0.036624 | 0.023776 | 0.012849 | 0.16307 | 0.46865 | 0.13488 | 0 | 0.17443 | -1.7025 | -0.17443 | 0.29422
[9 empty] | 2014-07-26 | 20時 | 0 | 0 | 0 | 0 | 0 | 0 | 0 | 0 | 0 | 0 | 0 | 0 | 0 | 0 | 0.92253 | 0.094521 | 0 | 0 | 0 | 0.024446 | 0.023776 | 0.00067044 | 0.088224 | 0.3348 | 0.12761 | 0 | 0.10856 | -1.0596 | -0.10856 | 0.22624
[9 empty] | 2014-07-26 | 21時 | 0 | 0 | 0 | 0 | 0 | 0 | 0 | 0 | 0 | 0 | 0 | 0 | 0 | 0 | 1.2625 | 0.12935 | 0 | 0 | 0 | 0.024446 | 0.023776 | 0.00067044 | 0.14284 | 0.48407 | 0.18743 | 0 | 0.16254 | -1.5864 | -0.16254 | 0.32153
[9 empty] | 2014-07-26 | 22時 | 0 | 0 | 0 | 0 | 0 | 0 | 0 | 0 | 0 | 0 | 0 | 0 | 0 | 0 | 1.149 | 0.11773 | 0 | 0 | 0 | 0.036344 | 0.023776 | 0.012568 | 0.16493 | 0.51079 | 0.19179 | 0 | 0.18061 | -1.7628 | -0.18061 | 0.33018
[9 empty] | 2014-07-26 | 23時 | 0 | 0 | 0 | 0 | 0 | 0 | 0 | 0 | 0 | 0 | 0 | 0 | 0 | 0 | 0 | 0 | 0 | 0 | 0 | 0.037175 | 0.023776 | 0.013399 | 0.17268 | 0.42753 | 0.21768 | 0 | 0.17457 | -1.7038 | -0.17457 | 0.25296
[9 empty] | 2014-07-27 | 0時 | 0 | 0 | 0 | 0 | 0 | 0 | 0 | 0 | 0 | 0 | 0 | 0 | 0 | 0 | 0 | 0 | 0 | 0 | 0 | 0.024026 | 0.023776 | 0.00025017 | 0.045276 | 0.22713 | 0.15783 | 0 | 0.13881 | -1.3548 | -0.13881 | 0.08832
[9 empty] | 2014-07-27 | 1時 | 0 | 0 | 0 | 0 | 0 | 0 | 0 | 0 | 0 | 0 | 0 | 0 | 0 | 0 | 0 | 0 | 0 | 0 | 0 | 0.024026 | 0.023776 | 0.00025017 | 0 | 0.072356 | 0.04833 | 0 | 0.046061 | -0.44956 | -0.046061 | 0.026295
[9 empty] | 2014-07-27 | 2時 | 0 | 0 | 0 | 0 | 0 | 0 | 0 | 0 | 0 | 0 | 0 | 0 | 0 | 0 | 0 | 0 | 0 | 0 | 0 | 0.024026 | 0.023776 | 0.00025017 | 0 | 0.080156 | 0.05613 | 0 | 0.051443 | -0.50208 | -0.051443 | 0.028714
[9 empty] | 2014-07-27 | 3時 | 0 | 0 | 0 | 0 | 0 | 0 | 0 | 0 | 0 | 0 | 0 | 0 | 0 | 0 | 0 | 0 | 0 | 0 | 0 | 0.024026 | 0.023776 | 0.00025017 | 0 | 0.080156 | 0.05613 | 0 | 0.051443 | -0.50208 | -0.051443 | 0.028714
[9 empty] | 2014-07-27 | 4時 | 0 | 0 | 0 | 0 | 0 | 0 | 0 | 0 | 0 | 0 | 0 | 0 | 0 | 0 | 0 | 0 | 0 | 0 | 0 | 0.024026 | 0.023776 | 0.00025017 | 0 | 0.072356 | 0.04833 | 0 | 0.046061 | -0.44956 | -0.046061 | 0.026295
[9 empty] | 2014-07-27 | 5時 | 0 | 0 | 0 | 0 | 0 | 0 | 0 | 0 | 0 | 0 | 0 | 0 | 0 | 0 | 0 | 0 | 0 | 0 | 0 | 0.024026 | 0.023776 | 0.00025017 | 0 | 0.080156 | 0.05613 | 0 | 0.051443 | -0.50208 | -0.051443 | 0.028714
[9 empty] | 2014-07-27 | 6時 | 0 | 0 | 0 | 0 | 0 | 0 | 0 | 0 | 0 | 0 | 0 | 0 | 0 | 0 | 0.32099 | 0.032888 | 0 | 0 | 0 | 0.03053 | 0.023776 | 0.0067545 | 0.018231 | 0.34287 | 0.26122 | 0 | 0.1936 | -1.8896 | -0.1936 | 0.14927
[9 empty] | 2014-07-27 | 7時 | 0 | 0 | 0 | 0 | 0 | 0 | 0 | 0 | 0 | 0 | 0 | 0 | 0 | 0 | 0.42955 | 0.044011 | 0 | 0 | 0 | 0.024857 | 0.023776 | 0.0010807 | 0.11469 | 0.43172 | 0.24816 | 0 | 0.21499 | -2.0983 | -0.21499 | 0.21672
[9 empty] | 2014-07-27 | 8時 | 0 | 0 | 0 | 0 | 0 | 0 | 0 | 0 | 0 | 0 | 0 | 0 | 0 | 0 | 0.58348 | 0.059783 | 0 | 0 | 0 | 0.024857 | 0.023776 | 0.0010807 | 0.064563 | 0.29408 | 0.14488 | 0 | 0.14919 | -1.4561 | -0.14919 | 0.14489
[9 empty] | 2014-07-27 | 9時 | 0 | 0 | 0 | 0 | 0 | 0 | 0 | 0 | 0 | 0 | 0 | 0 | 0 | 0 | 0 | 0 | 0 | 0 | 0 | 0.024026 | 0.023776 | 0.00025017 | 0.16544 | 0.52635 | 0.33688 | 0 | 0.29693 | -2.8981 | -0.29693 | 0.22942
[9 empty] | 2014-07-27 | 10時 | 0 | 0 | 0 | 0 | 0 | 0 | 0 | 0 | 0 | 0 | 0 | 0 | 0 | 0 | 0 | 0 | 0 | 0 | 0 | 0.024446 | 0.023776 | 0.00067044 | 0.053027 | 0.1258 | 0.04833 | 0 | 0.066379 | -0.64786 | -0.066379 | 0.059425
[9 empty] | 2014-07-27 | 11時 | 0 | 0 | 0 | 0 | 0 | 0 | 0 | 0 | 0 | 0 | 0 | 0 | 0 | 0 | 1.0316 | 0.10569 | 0 | 0 | 0 | 0.024026 | 0.023776 | 0.00025017 | 0.0026381 | 0.18849 | 0.05613 | 0 | 0.092621 | -0.90399 | -0.092621 | 0.095866
[9 empty] | 2014-07-27 | 12時 | 0 | 0 | 0 | 0 | 0 | 0 | 0 | 0 | 0 | 0 | 0 | 0 | 0 | 0 | 0.58381 | 0.059817 | 0 | 0 | 0 | 0.03053 | 0.023776 | 0.0067545 | 0.029502 | 0.39268 | 0.27283 | 0 | 0.21434 | -2.092 | -0.21434 | 0.17834
[9 empty] | 2014-07-27 | 13時 | 0 | 0 | 0 | 0 | 0 | 0 | 0 | 0 | 0 | 0 | 0 | 0 | 0 | 0 | 0 | 0 | 0 | 0 | 0 | 0.024446 | 0.023776 | 0.00067044 | 0.058042 | 0.13082 | 0.04833 | 0 | 0.068287 | -0.66648 | -0.068287 | 0.062531
[9 empty] | 2014-07-27 | 14時 | 0 | 0 | 0 | 0 | 0 | 0 | 0 | 0 | 0 | 0 | 0 | 0 | 0 | 0 | 0 | 0 | 0 | 0 | 0 | 0.024026 | 0.023776 | 0.00025017 | 0.024487 | 0.10464 | 0.05613 | 0 | 0.060747 | -0.5929 | -0.060747 | 0.043896
[9 empty] | 2014-07-27 | 15時 | 0 | 0 | 0 | 0 | 0 | 0 | 0 | 0 | 0 | 0 | 0 | 0 | 0 | 0 | 0.63127 | 0.064679 | 0 | 0 | 0 | 0.024026 | 0.023776 | 0.00025017 | 0 | 0.14484 | 0.05613 | 0 | 0.076029 | -0.74204 | -0.076029 | 0.068807
[9 empty] | 2014-07-27 | 16時 | 0 | 0 | 0 | 0 | 0 | 0 | 0 | 0 | 0 | 0 | 0 | 0 | 0 | 0 | 0.40719 | 0.04172 | 0 | 0 | 0 | 0.024446 | 0.023776 | 0.00067044 | 0.033816 | 0.14831 | 0.04833 | 0 | 0.074936 | -0.73138 | -0.074936 | 0.073376
[9 empty] | 2014-07-27 | 17時 | 0 | 0 | 0 | 0 | 0 | 0 | 0 | 0 | 0 | 0 | 0 | 0 | 0 | 0 | 1.1167 | 0.11442 | 0 | 0 | 0 | 0.024446 | 0.023776 | 0.00067044 | 0.056835 | 0.40063 | 0.20493 | 0 | 0.19632 | -1.9161 | -0.19632 | 0.20431
[9 empty] | 2014-07-27 | 18時 | 0 | 0 | 0 | 0 | 0 | 0 | 0 | 0 | 0 | 0 | 0 | 0 | 0 | 0 | 0.36679 | 0.037581 | 0 | 0 | 0 | 0.036624 | 0.023776 | 0.012849 | 0.066494 | 0.47948 | 0.33878 | 0 | 0.23353 | -2.2792 | -0.23353 | 0.24595
[9 empty] | 2014-07-27 | 19時 | 0 | 0 | 0 | 0 | 0 | 0 | 0 | 0 | 0 | 0 | 0 | 0 | 0 | 0 | 1.0072 | 0.1032 | 0 | 0 | 0 | 0.036624 | 0.023776 | 0.012849 | 0.16307 | 0.43778 | 0.13488 | 0 | 0.22394 | -2.1856 | -0.22394 | 0.21384
[9 empty] | 2014-07-27 | 20時 | 0 | 0 | 0 | 0 | 0 | 0 | 0 | 0 | 0 | 0 | 0 | 0 | 0 | 0 | 0.76552 | 0.078434 | 0 | 0 | 0 | 0.024446 | 0.023776 | 0.00067044 | 0.088224 | 0.31871 | 0.12761 | 0 | 0.14569 | -1.4219 | -0.14569 | 0.17303
[9 empty] | 2014-07-27 | 21時 | 0 | 0 | 0 | 0 | 0 | 0 | 0 | 0 | 0 | 0 | 0 | 0 | 0 | 0 | 1.1625 | 0.11911 | 0 | 0 | 0 | 0.024446 | 0.023776 | 0.00067044 | 0.14284 | 0.47382 | 0.18743 | 0 | 0.21891 | -2.1366 | -0.21891 | 0.25491
[9 empty] | 2014-07-27 | 22時 | 0 | 0 | 0 | 0 | 0 | 0 | 0 | 0 | 0 | 0 | 0 | 0 | 0 | 0 | 0.63087 | 0.064638 | 0 | 0 | 0 | 0.036344 | 0.023776 | 0.012568 | 0.16493 | 0.45771 | 0.19179 | 0 | 0.22225 | -2.1692 | -0.22225 | 0.23545
[9 empty] | 2014-07-27 | 23時 | 0 | 0 | 0 | 0 | 0 | 0 | 0 | 0 | 0 | 0 | 0 | 0 | 0 | 0 | 0 | 0 | 0 | 0 | 0 | 0.037175 | 0.023776 | 0.013399 | 0.17268 | 0.42753 | 0.21768 | 0 | 0.22259 | -2.1724 | -0.22259 | 0.20495
[9 empty] | 2014-07-28 | 0時 | 0 | 0 | 0 | 0 | 0 | 0 | 0 | 0 | 0 | 0 | 0 | 0 | 0 | 0 | 0 | 0 | 0 | 0 | 0 | 0.024026 | 0.023776 | 0.00025017 | 0.045276 | 0.22713 | 0.15783 | 0 | 0.11403 | -1.1129 | -0.11403 | 0.1131
[9 empty] | 2014-07-28 | 1時 | 0 | 0 | 0 | 0 | 0 | 0 | 0 | 0 | 0 | 0 | 0 | 0 | 0 | 0 | 0 | 0 | 0 | 0 | 0 | 0.024026 | 0.023776 | 0.00025017 | 0 | 0.072356 | 0.04833 | 0 | 0.036057 | -0.35191 | -0.036057 | 0.0363
[9 empty] | 2014-07-28 | 2時 | 0 | 0 | 0 | 0 | 0 | 0 | 0 | 0 | 0 | 0 | 0 | 0 | 0 | 0 | 0 | 0 | 0 | 0 | 0 | 0.024026 | 0.023776 | 0.00025017 | 0 | 0.080156 | 0.05613 | 0 | 0.040862 | -0.39881 | -0.040862 | 0.039294
[9 empty] | 2014-07-28 | 3時 | 0 | 0 | 0 | 0 | 0 | 0 | 0 | 0 | 0 | 0 | 0 | 0 | 0 | 0 | 0 | 0 | 0 | 0 | 0 | 0.024026 | 0.023776 | 0.00025017 | 0 | 0.080156 | 0.05613 | 0 | 0.040862 | -0.39881 | -0.040862 | 0.039294
[9 empty] | 2014-07-28 | 4時 | 0 | 0 | 0 | 0 | 0 | 0 | 0 | 0 | 0 | 0 | 0 | 0 | 0 | 0 | 0 | 0 | 0 | 0 | 0 | 0.024026 | 0.023776 | 0.00025017 | 0 | 0.072356 | 0.04833 | 0 | 0.036057 | -0.35191 | -0.036057 | 0.0363
[9 empty] | 2014-07-28 | 5時 | 0 | 0 | 0 | 0 | 0 | 0 | 0 | 0 | 0 | 0 | 0 | 0 | 0 | 0 | 0 | 0 | 0 | 0 | 0 | 0.024026 | 0.023776 | 0.00025017 | 0 | 0.080156 | 0.05613 | 0 | 0.040862 | -0.39881 | -0.040862 | 0.039294
[9 empty] | 2014-07-28 | 6時 | 0 | 0 | 0 | 0 | 0 | 0 | 0 | 0 | 0 | 0 | 0 | 0 | 0 | 0 | 0 | 0 | 0 | 0 | 0 | 0.03053 | 0.023776 | 0.0067545 | 0.018231 | 0.30998 | 0.26122 | 0 | 0.14666 | -1.4314 | -0.14666 | 0.16332
[9 empty] | 2014-07-28 | 7時 | 0 | 0 | 0 | 0 | 0 | 0 | 0 | 0 | 0 | 0 | 0 | 0 | 0 | 0 | 0 | 0 | 0 | 0 | 0 | 0.024857 | 0.023776 | 0.0010807 | 0.11469 | 0.3877 | 0.24816 | 0 | 0.14939 | -1.4581 | -0.14939 | 0.23831
[9 empty] | 2014-07-28 | 8時 | 0 | 0 | 0 | 0 | 0 | 0 | 0 | 0 | 0 | 0 | 0 | 0 | 0 | 0 | 0 | 0 | 0 | 0 | 0 | 0.024857 | 0.023776 | 0.0010807 | 0.064563 | 0.2343 | 0.14488 | 0 | 0.097042 | -0.94713 | -0.097042 | 0.13726
[9 empty] | 2014-07-28 | 9時 | 0 | 0 | 0 | 0 | 0 | 0 | 0 | 0 | 0 | 0 | 0 | 0 | 0 | 0 | 0 | 0 | 0 | 0 | 0 | 0.024026 | 0.023776 | 0.00025017 | 0.16544 | 0.52635 | 0.33688 | 0 | 0.23854 | -2.3282 | -0.23854 | 0.28781
[9 empty] | 2014-07-28 | 10時 | 0 | 0 | 0 | 0 | 0 | 0 | 0 | 0 | 0 | 0 | 0 | 0 | 0 | 0 | 0 | 0 | 0 | 0 | 0 | 0.024446 | 0.023776 | 0.00067044 | 0.053027 | 0.1258 | 0.04833 | 0 | 0.048482 | -0.47318 | -0.048482 | 0.077322
[9 empty] | 2014-07-28 | 11時 | 0 | 0 | 0 | 0 | 0 | 0 | 0 | 0 | 0 | 0 | 0 | 0 | 0 | 0 | 0 | 0 | 0 | 0 | 0 | 0.024026 | 0.023776 | 0.00025017 | 0.0026381 | 0.082794 | 0.05613 | 0 | 0.041474 | -0.40479 | -0.041474 | 0.04132
[9 empty] | 2014-07-28 | 12時 | 0 | 0 | 0 | 0 | 0 | 0 | 0 | 0 | 0 | 0 | 0 | 0 | 0 | 0 | 0.18647 | 0.019106 | 0 | 0 | 0 | 0.03053 | 0.023776 | 0.0067545 | 0.029502 | 0.35197 | 0.27283 | 0 | 0.15865 | -1.5485 | -0.15865 | 0.19331
[9 empty] | 2014-07-28 | 13時 | 0 | 0 | 0 | 0 | 0 | 0 | 0 | 0 | 0 | 0 | 0 | 0 | 0 | 0 | 0 | 0 | 0 | 0 | 0 | 0.024446 | 0.023776 | 0.00067044 | 0.058042 | 0.13082 | 0.04833 | 0 | 0.049651 | -0.48459 | -0.049651 | 0.081168
[9 empty] | 2014-07-28 | 14時 | 0 | 0 | 0 | 0 | 0 | 0 | 0 | 0 | 0 | 0 | 0 | 0 | 0 | 0 | 0 | 0 | 0 | 0 | 0 | 0.024026 | 0.023776 | 0.00025017 | 0.024487 | 0.10464 | 0.05613 | 0 | 0.04655 | -0.45433 | -0.04655 | 0.058093
[9 empty] | 2014-07-28 | 15時 | 0 | 0 | 0 | 0 | 0 | 0 | 0 | 0 | 0 | 0 | 0 | 0 | 0 | 0 | 0.87612 | 0.089766 | 0 | 0 | 0 | 0.024026 | 0.023776 | 0.00025017 | 0 | 0.16992 | 0.05613 | 0 | 0.061729 | -0.60247 | -0.061729 | 0.10819
[9 empty] | 2014-07-28 | 16時 | 0 | 0 | 0 | 0 | 0 | 0 | 0 | 0 | 0 | 0 | 0 | 0 | 0 | 0 | 0.42879 | 0.043933 | 0 | 0 | 0 | 0.024446 | 0.023776 | 0.00067044 | 0.033816 | 0.15053 | 0.04833 | 0 | 0.05423 | -0.52929 | -0.05423 | 0.096295
[9 empty] | 2014-07-28 | 17時 | 0 | 0 | 0 | 0 | 0 | 0 | 0 | 0 | 0 | 0 | 0 | 0 | 0 | 0 | 1.0499 | 0.10757 | 0 | 0 | 0 | 0.024446 | 0.023776 | 0.00067044 | 0.056835 | 0.39378 | 0.20493 | 0 | 0.14232 | -1.389 | -0.14232 | 0.25146
[9 empty] | 2014-07-28 | 18時 | 0 | 0 | 0 | 0 | 0 | 0 | 0 | 0 | 0 | 0 | 0 | 0 | 0 | 0 | 0.32866 | 0.033674 | 0 | 0 | 0 | 0.036624 | 0.023776 | 0.012849 | 0.066494 | 0.47557 | 0.33878 | 0 | 0.17029 | -1.662 | -0.17029 | 0.30528
[9 empty] | 2014-07-28 | 19時 | 0 | 0 | 0 | 0 | 0 | 0 | 0 | 0 | 0 | 0 | 0 | 0 | 0 | 0 | 0.80544 | 0.082524 | 0 | 0 | 0 | 0.036624 | 0.023776 | 0.012849 | 0.16307 | 0.4171 | 0.13488 | 0 | 0.15711 | -1.5334 | -0.15711 | 0.25999
[9 empty] | 2014-07-28 | 20時 | 0 | 0 | 0 | 0 | 0 | 0 | 0 | 0 | 0 | 0 | 0 | 0 | 0 | 0 | 0.64644 | 0.066234 | 0 | 0 | 0 | 0.024446 | 0.023776 | 0.00067044 | 0.088224 | 0.30651 | 0.12761 | 0 | 0.09789 | -0.95541 | -0.09789 | 0.20862
[9 empty] | 2014-07-28 | 21時 | 0 | 0 | 0 | 0 | 0 | 0 | 0 | 0 | 0 | 0 | 0 | 0 | 0 | 0 | 1.0069 | 0.10317 | 0 | 0 | 0 | 0.024446 | 0.023776 | 0.00067044 | 0.14284 | 0.45788 | 0.18743 | 0 | 0.15074 | -1.4713 | -0.15074 | 0.30714
[9 empty] | 2014-07-28 | 22時 | 0 | 0 | 0 | 0 | 0 | 0 | 0 | 0 | 0 | 0 | 0 | 0 | 0 | 0 | 0.41797 | 0.042825 | 0 | 0 | 0 | 0.036344 | 0.023776 | 0.012568 | 0.16493 | 0.43589 | 0.19179 | 0 | 0.15735 | -1.5358 | -0.15735 | 0.27854
[9 empty] | 2014-07-28 | 23時 | 0 | 0 | 0 | 0 | 0 | 0 | 0 | 0 | 0 | 0 | 0 | 0 | 0 | 0 | 0 | 0 | 0 | 0 | 0 | 0.037175 | 0.023776 | 0.013399 | 0.17268 | 0.42753 | 0.21768 | 0 | 0.17002 | -1.6594 | -0.17002 | 0.25751
[9 empty] | 2014-07-29 | 0時 | 0 | 0 | 0 | 0 | 0 | 0 | 0 | 0 | 0 | 0 | 0 | 0 | 0 | 0 | 0 | 0 | 0 | 0 | 0 | 0.024026 | 0.023776 | 0.00025017 | 0 | 0.18186 | 0.15783 | 0 | 0.11639 | -1.1359 | -0.11639 | 0.065469
[9 empty] | 2014-07-29 | 1時 | 0 | 0 | 0 | 0 | 0 | 0 | 0 | 0 | 0 | 0 | 0 | 0 | 0 | 0 | 0 | 0 | 0 | 0 | 0 | 0.024026 | 0.023776 | 0.00025017 | 0 | 0.072356 | 0.04833 | 0 | 0.043172 | -0.42136 | -0.043172 | 0.029184
[9 empty] | 2014-07-29 | 2時 | 0 | 0 | 0 | 0 | 0 | 0 | 0 | 0 | 0 | 0 | 0 | 0 | 0 | 0 | 0 | 0 | 0 | 0 | 0 | 0.024026 | 0.023776 | 0.00025017 | 0 | 0.080156 | 0.05613 | 0 | 0.048388 | -0.47226 | -0.048388 | 0.031769
[9 empty] | 2014-07-29 | 3時 | 0 | 0 | 0 | 0 | 0 | 0 | 0 | 0 | 0 | 0 | 0 | 0 | 0 | 0 | 0 | 0 | 0 | 0 | 0 | 0.024026 | 0.023776 | 0.00025017 | 0 | 0.080156 | 0.05613 | 0 | 0.048388 | -0.47226 | -0.048388 | 0.031769
[9 empty] | 2014-07-29 | 4時 | 0 | 0 | 0 | 0 | 0 | 0 | 0 | 0 | 0 | 0 | 0 | 0 | 0 | 0 | 0 | 0 | 0 | 0 | 0 | 0.024026 | 0.023776 | 0.00025017 | 0 | 0.072356 | 0.04833 | 0 | 0.043172 | -0.42136 | -0.043172 | 0.029184
[9 empty] | 2014-07-29 | 5時 | 0 | 0 | 0 | 0 | 0 | 0 | 0 | 0 | 0 | 0 | 0 | 0 | 0 | 0 | 0 | 0 | 0 | 0 | 0 | 0.024026 | 0.023776 | 0.00025017 | 0 | 0.080156 | 0.05613 | 0 | 0.048388 | -0.47226 | -0.048388 | 0.031769
[9 empty] | 2014-07-29 | 6時 | 0 | 0 | 0 | 0 | 0 | 0 | 0 | 0 | 0 | 0 | 0 | 0 | 0 | 0 | 0 | 0 | 0 | 0 | 0 | 0.024026 | 0.023776 | 0.00025017 | 0 | 0.080156 | 0.05613 | 0 | 0.048388 | -0.47226 | -0.048388 | 0.031769
[9 empty] | 2014-07-29 | 7時 | 0 | 0 | 0 | 0 | 0 | 0 | 0 | 0 | 0 | 0 | 0 | 0 | 0 | 0 | 0 | 0 | 0 | 0 | 0 | 0.024857 | 0.023776 | 0.0010807 | 0.023666 | 0.23404 | 0.18552 | 0 | 0.12046 | -1.1757 | -0.12046 | 0.11359
[9 empty] | 2014-07-29 | 8時 | 0 | 0 | 0 | 0 | 0 | 0 | 0 | 0 | 0 | 0 | 0 | 0 | 0 | 0 | 0 | 0 | 0 | 0 | 0 | 0.031371 | 0.023776 | 0.0075951 | 0.11401 | 0.4267 | 0.28132 | 0 | 0.21818 | -2.1295 | -0.21818 | 0.20851
[9 empty] | 2014-07-29 | 9時 | 0 | 0 | 0 | 0 | 0 | 0 | 0 | 0 | 0 | 0 | 0 | 0 | 0 | 0 | 1.5213 | 0.15588 | 0 | 0 | 0 | 0.024446 | 0.023776 | 0.00067044 | 0.22373 | 0.65615 | 0.2521 | 0 | 0.34049 | -3.3232 | -0.34049 | 0.31567
[9 empty] | 2014-07-29 | 10時 | 0 | 0 | 0 | 0 | 0 | 0 | 0 | 0 | 0 | 0 | 0 | 0 | 0 | 0 | 1.6922 | 0.17338 | 0 | 0 | 0 | 0.024857 | 0.023776 | 0.0010807 | 0.18888 | 0.61463 | 0.22751 | 0 | 0.29896 | -2.9179 | -0.29896 | 0.31567
[9 empty] | 2014-07-29 | 11時 | 0 | 0 | 0 | 0 | 0 | 0 | 0 | 0 | 0 | 0 | 0 | 0 | 0 | 0 | 1.0968 | 0.11238 | 0 | 0 | 0 | 0.024446 | 0.023776 | 0.00067044 | 0.17015 | 0.54228 | 0.23531 | 0 | 0.24476 | -2.3888 | -0.24476 | 0.29753
[9 empty] | 2014-07-29 | 12時 | 0 | 0 | 0 | 0 | 0 | 0 | 0 | 0 | 0 | 0 | 0 | 0 | 0 | 0 | 0.45508 | 0.046627 | 0 | 0 | 0 | 0.03053 | 0.023776 | 0.0067545 | 0.15008 | 0.50007 | 0.27283 | 0 | 0.23722 | -2.3153 | -0.23722 | 0.26285
[9 empty] | 2014-07-29 | 13時 | 0 | 0 | 0 | 0 | 0 | 0 | 0 | 0 | 0 | 0 | 0 | 0 | 0 | 0 | 0 | 0 | 0 | 0 | 0 | 0.024446 | 0.023776 | 0.00067044 | 0.093998 | 0.16677 | 0.04833 | 0 | 0.075034 | -0.73233 | -0.075034 | 0.091741
[9 empty] | 2014-07-29 | 14時 | 0 | 0 | 0 | 0 | 0 | 0 | 0 | 0 | 0 | 0 | 0 | 0 | 0 | 0 | 0 | 0 | 0 | 0 | 0 | 0.024026 | 0.023776 | 0.00025017 | 0 | 0.080156 | 0.05613 | 0 | 0.048388 | -0.47226 | -0.048388 | 0.031769
[9 empty] | 2014-07-29 | 15時 | 0 | 0 | 0 | 0 | 0 | 0 | 0 | 0 | 0 | 0 | 0 | 0 | 0 | 0 | 1.4372 | 0.14725 | 0 | 0 | 0 | 0.024026 | 0.023776 | 0.00025017 | 0 | 0.22741 | 0.05613 | 0 | 0.098068 | -0.95715 | -0.098068 | 0.12934
[9 empty] | 2014-07-29 | 16時 | 0 | 0 | 0 | 0 | 0 | 0 | 0 | 0 | 0 | 0 | 0 | 0 | 0 | 0 | 1.1332 | 0.11611 | 0 | 0 | 0 | 0.024857 | 0.023776 | 0.0010807 | 0.070329 | 0.48646 | 0.27516 | 0 | 0.17624 | -1.7201 | -0.17624 | 0.31021
[9 empty] | 2014-07-29 | 17時 | 0 | 0 | 0 | 0 | 0 | 0 | 0 | 0 | 0 | 0 | 0 | 0 | 0 | 0 | 0.9391 | 0.096219 | 0 | 0 | 0 | 0.036624 | 0.023776 | 0.012849 | 0.13006 | 0.54113 | 0.27822 | 0 | 0.22546 | -2.2005 | -0.22546 | 0.31567
[9 empty] | 2014-07-29 | 18時 | 0 | 0 | 0 | 0 | 0 | 0 | 0 | 0 | 0 | 0 | 0 | 0 | 0 | 0 | 0.38402 | 0.039347 | 0 | 0 | 0 | 0.036624 | 0.023776 | 0.012849 | 0.15964 | 0.45342 | 0.21781 | 0 | 0.15949 | -1.5566 | -0.15949 | 0.29393
[9 empty] | 2014-07-29 | 19時 | 0 | 0 | 0 | 0 | 0 | 0 | 0 | 0 | 0 | 0 | 0 | 0 | 0 | 0 | 1.2084 | 0.12381 | 0 | 0 | 0 | 0.024026 | 0.023776 | 0.00025017 | 0.067685 | 0.35111 | 0.13559 | 0 | 0.17372 | -1.6955 | -0.17372 | 0.17739
[9 empty] | 2014-07-29 | 20時 | 0 | 0 | 0 | 0 | 0 | 0 | 0 | 0 | 0 | 0 | 0 | 0 | 0 | 0 | 1.0774 | 0.11039 | 0 | 0 | 0 | 0.024446 | 0.023776 | 0.00067044 | 0.14104 | 0.4035 | 0.12762 | 0 | 0.15862 | -1.5481 | -0.15862 | 0.24488
[9 empty] | 2014-07-29 | 21時 | 0 | 0 | 0 | 0 | 0 | 0 | 0 | 0 | 0 | 0 | 0 | 0 | 0 | 0 | 1.0294 | 0.10547 | 0 | 0 | 0 | 0.036344 | 0.023776 | 0.012568 | 0.16291 | 0.54597 | 0.24124 | 0 | 0.23972 | -2.3396 | -0.23972 | 0.30625
[9 empty] | 2014-07-29 | 22時 | 0 | 0 | 0 | 0 | 0 | 0 | 0 | 0 | 0 | 0 | 0 | 0 | 0 | 0 | 0 | 0 | 0 | 0 | 0 | 0.036764 | 0.023776 | 0.012989 | 0.16493 | 0.38136 | 0.17966 | 0 | 0.15849 | -1.5469 | -0.15849 | 0.22286
[9 empty] | 2014-07-29 | 23時 | 0 | 0 | 0 | 0 | 0 | 0 | 0 | 0 | 0 | 0 | 0 | 0 | 0 | 0 | 0 | 0 | 0 | 0 | 0 | 0.03039 | 0.023776 | 0.0066144 | 0.1312 | 0.31942 | 0.15783 | 0 | 0.16279 | -1.5888 | -0.16279 | 0.15663
[9 empty] | 2014-07-30 | 0時 | 0 | 0 | 0 | 0 | 0 | 0 | 0 | 0 | 0 | 0 | 0 | 0 | 0 | 0 | 0 | 0 | 0 | 0 | 0 | 0.024026 | 0.023776 | 0.00025017 | 0 | 0.18186 | 0.15783 | 0 | 0.11526 | -1.125 | -0.11526 | 0.066592
[9 empty] | 2014-07-30 | 1時 | 0 | 0 | 0 | 0 | 0 | 0 | 0 | 0 | 0 | 0 | 0 | 0 | 0 | 0 | 0 | 0 | 0 | 0 | 0 | 0.024026 | 0.023776 | 0.00025017 | 0 | 0.072356 | 0.04833 | 0 | 0.042551 | -0.4153 | -0.042551 | 0.029805
[9 empty] | 2014-07-30 | 2時 | 0 | 0 | 0 | 0 | 0 | 0 | 0 | 0 | 0 | 0 | 0 | 0 | 0 | 0 | 0 | 0 | 0 | 0 | 0 | 0.024026 | 0.023776 | 0.00025017 | 0 | 0.080156 | 0.05613 | 0 | 0.047731 | -0.46585 | -0.047731 | 0.032426
[9 empty] | 2014-07-30 | 3時 | 0 | 0 | 0 | 0 | 0 | 0 | 0 | 0 | 0 | 0 | 0 | 0 | 0 | 0 | 0 | 0 | 0 | 0 | 0 | 0.024026 | 0.023776 | 0.00025017 | 0 | 0.080156 | 0.05613 | 0 | 0.047731 | -0.46585 | -0.047731 | 0.032426
[9 empty] | 2014-07-30 | 4時 | 0 | 0 | 0 | 0 | 0 | 0 | 0 | 0 | 0 | 0 | 0 | 0 | 0 | 0 | 0 | 0 | 0 | 0 | 0 | 0.024026 | 0.023776 | 0.00025017 | 0 | 0.072356 | 0.04833 | 0 | 0.042551 | -0.4153 | -0.042551 | 0.029805
[9 empty] | 2014-07-30 | 5時 | 0 | 0 | 0 | 0 | 0 | 0 | 0 | 0 | 0 | 0 | 0 | 0 | 0 | 0 | 0 | 0 | 0 | 0 | 0 | 0.024026 | 0.023776 | 0.00025017 | 0 | 0.080156 | 0.05613 | 0 | 0.047731 | -0.46585 | -0.047731 | 0.032426
[9 empty] | 2014-07-30 | 6時 | 0 | 0 | 0 | 0 | 0 | 0 | 0 | 0 | 0 | 0 | 0 | 0 | 0 | 0 | 0 | 0 | 0 | 0 | 0 | 0.024026 | 0.023776 | 0.00025017 | 0 | 0.080156 | 0.05613 | 0 | 0.047731 | -0.46585 | -0.047731 | 0.032426
[9 empty] | 2014-07-30 | 7時 | 0 | 0 | 0 | 0 | 0 | 0 | 0 | 0 | 0 | 0 | 0 | 0 | 0 | 0 | 0 | 0 | 0 | 0 | 0 | 0.024857 | 0.023776 | 0.0010807 | 0.023666 | 0.23404 | 0.18552 | 0 | 0.11867 | -1.1582 | -0.11867 | 0.11538
[9 empty] | 2014-07-30 | 8時 | 0 | 0 | 0 | 0 | 0 | 0 | 0 | 0 | 0 | 0 | 0 | 0 | 0 | 0 | 0.56458 | 0.057846 | 0 | 0 | 0 | 0.031371 | 0.023776 | 0.0075951 | 0.11401 | 0.48454 | 0.28132 | 0 | 0.23406 | -2.2844 | -0.23406 | 0.25048
[9 empty] | 2014-07-30 | 9時 | 0 | 0 | 0 | 0 | 0 | 0 | 0 | 0 | 0 | 0 | 0 | 0 | 0 | 0 | 2.2246 | 0.22794 | 0 | 0 | 0 | 0.024446 | 0.023776 | 0.00067044 | 0.22373 | 0.72821 | 0.2521 | 0 | 0.40796 | -3.9817 | -0.40796 | 0.32025
[9 empty] | 2014-07-30 | 10時 | 0 | 0 | 0 | 0 | 0 | 0 | 0 | 0 | 0 | 0 | 0 | 0 | 0 | 0 | 2.164 | 0.22172 | 0 | 0 | 0 | 0.024857 | 0.023776 | 0.0010807 | 0.18888 | 0.66297 | 0.22751 | 0 | 0.34272 | -3.3449 | -0.34272 | 0.32025
[9 empty] | 2014-07-30 | 11時 | 0 | 0 | 0 | 0 | 0 | 0 | 0 | 0 | 0 | 0 | 0 | 0 | 0 | 0 | 1.8324 | 0.18775 | 0 | 0 | 0 | 0.024446 | 0.023776 | 0.00067044 | 0.17015 | 0.61765 | 0.23531 | 0 | 0.29739 | -2.9026 | -0.29739 | 0.32025
[9 empty] | 2014-07-30 | 12時 | 0 | 0 | 0 | 0 | 0 | 0 | 0 | 0 | 0 | 0 | 0 | 0 | 0 | 0 | 1.1021 | 0.11292 | 0 | 0 | 0 | 0.03053 | 0.023776 | 0.0067545 | 0.15008 | 0.56637 | 0.27283 | 0 | 0.25513 | -2.4901 | -0.25513 | 0.31123
[9 empty] | 2014-07-30 | 13時 | 0 | 0 | 0 | 0 | 0 | 0 | 0 | 0 | 0 | 0 | 0 | 0 | 0 | 0 | 0 | 0 | 0 | 0 | 0 | 0.024446 | 0.023776 | 0.00067044 | 0.093998 | 0.16677 | 0.04833 | 0 | 0.073546 | -0.71781 | -0.073546 | 0.093229
[9 empty] | 2014-07-30 | 14時 | 0 | 0 | 0 | 0 | 0 | 0 | 0 | 0 | 0 | 0 | 0 | 0 | 0 | 0 | 0 | 0 | 0 | 0 | 0 | 0.024026 | 0.023776 | 0.00025017 | 0 | 0.080156 | 0.05613 | 0 | 0.047731 | -0.46585 | -0.047731 | 0.032426
[9 empty] | 2014-07-30 | 15時 | 0 | 0 | 0 | 0 | 0 | 0 | 0 | 0 | 0 | 0 | 0 | 0 | 0 | 0 | 2.9846 | 0.3058 | 0 | 0 | 0 | 0.024026 | 0.023776 | 0.00025017 | 0 | 0.38596 | 0.05613 | 0 | 0.14811 | -1.4455 | -0.14811 | 0.23785
[9 empty] | 2014-07-30 | 16時 | 0 | 0 | 0 | 0 | 0 | 0 | 0 | 0 | 0 | 0 | 0 | 0 | 0 | 0 | 1.7376 | 0.17803 | 0 | 0 | 0 | 0.024857 | 0.023776 | 0.0010807 | 0.070329 | 0.54838 | 0.27516 | 0 | 0.22813 | -2.2265 | -0.22813 | 0.32025
[9 empty] | 2014-07-30 | 17時 | 0 | 0 | 0 | 0 | 0 | 0 | 0 | 0 | 0 | 0 | 0 | 0 | 0 | 0 | 1.4819 | 0.15183 | 0 | 0 | 0 | 0.036624 | 0.023776 | 0.012849 | 0.13006 | 0.59674 | 0.27822 | 0 | 0.27649 | -2.6985 | -0.27649 | 0.32025
[9 empty] | 2014-07-30 | 18時 | 0 | 0 | 0 | 0 | 0 | 0 | 0 | 0 | 0 | 0 | 0 | 0 | 0 | 0 | 0.67467 | 0.069126 | 0 | 0 | 0 | 0.036624 | 0.023776 | 0.012849 | 0.15964 | 0.4832 | 0.21781 | 0 | 0.16498 | -1.6102 | -0.16498 | 0.31822
[9 empty] | 2014-07-30 | 19時 | 0 | 0 | 0 | 0 | 0 | 0 | 0 | 0 | 0 | 0 | 0 | 0 | 0 | 0 | 1.7629 | 0.18063 | 0 | 0 | 0 | 0.024026 | 0.023776 | 0.00025017 | 0.067685 | 0.40793 | 0.13559 | 0 | 0.18838 | -1.8386 | -0.18838 | 0.21955
[9 empty] | 2014-07-30 | 20時 | 0 | 0 | 0 | 0 | 0 | 0 | 0 | 0 | 0 | 0 | 0 | 0 | 0 | 0 | 1.332 | 0.13647 | 0 | 0 | 0 | 0.024446 | 0.023776 | 0.00067044 | 0.14104 | 0.42958 | 0.12762 | 0 | 0.16357 | -1.5965 | -0.16357 | 0.266
[9 empty] | 2014-07-30 | 21時 | 0 | 0 | 0 | 0 | 0 | 0 | 0 | 0 | 0 | 0 | 0 | 0 | 0 | 0 | 1.2541 | 0.1285 | 0 | 0 | 0 | 0.036344 | 0.023776 | 0.012568 | 0.16291 | 0.56899 | 0.24124 | 0 | 0.24874 | -2.4277 | -0.24874 | 0.32025
[9 empty] | 2014-07-30 | 22時 | 0 | 0 | 0 | 0 | 0 | 0 | 0 | 0 | 0 | 0 | 0 | 0 | 0 | 0 | 0.4531 | 0.046424 | 0 | 0 | 0 | 0.036764 | 0.023776 | 0.012989 | 0.16493 | 0.42778 | 0.17966 | 0 | 0.17042 | -1.6633 | -0.17042 | 0.25736
[9 empty] | 2014-07-30 | 23時 | 0 | 0 | 0 | 0 | 0 | 0 | 0 | 0 | 0 | 0 | 0 | 0 | 0 | 0 | 0 | 0 | 0 | 0 | 0 | 0.03039 | 0.023776 | 0.0066144 | 0.1312 | 0.31942 | 0.15783 | 0 | 0.1604 | -1.5655 | -0.1604 | 0.15902
[9 empty] | 2014-07-31 | 0時 | 0 | 0 | 0 | 0 | 0 | 0 | 0 | 0 | 0 | 0 | 0 | 0 | 0 | 0 | 0 | 0 | 0 | 0 | 0 | 0.024026 | 0.023776 | 0.00025017 | 0.045276 | 0.22713 | 0.15783 | 0 | 0.12209 | -1.1916 | -0.12209 | 0.10504
[9 empty] | 2014-07-31 | 1時 | 0 | 0 | 0 | 0 | 0 | 0 | 0 | 0 | 0 | 0 | 0 | 0 | 0 | 0 | 0 | 0 | 0 | 0 | 0 | 0.024026 | 0.023776 | 0.00025017 | 0 | 0.072356 | 0.04833 | 0 | 0.039311 | -0.38367 | -0.039311 | 0.033046
[9 empty] | 2014-07-31 | 2時 | 0 | 0 | 0 | 0 | 0 | 0 | 0 | 0 | 0 | 0 | 0 | 0 | 0 | 0 | 0 | 0 | 0 | 0 | 0 | 0.024026 | 0.023776 | 0.00025017 | 0 | 0.080156 | 0.05613 | 0 | 0.044304 | -0.4324 | -0.044304 | 0.035853
[9 empty] | 2014-07-31 | 3時 | 0 | 0 | 0 | 0 | 0 | 0 | 0 | 0 | 0 | 0 | 0 | 0 | 0 | 0 | 0 | 0 | 0 | 0 | 0 | 0.024026 | 0.023776 | 0.00025017 | 0 | 0.080156 | 0.05613 | 0 | 0.044304 | -0.4324 | -0.044304 | 0.035853
[9 empty] | 2014-07-31 | 4時 | 0 | 0 | 0 | 0 | 0 | 0 | 0 | 0 | 0 | 0 | 0 | 0 | 0 | 0 | 0 | 0 | 0 | 0 | 0 | 0.024026 | 0.023776 | 0.00025017 | 0 | 0.072356 | 0.04833 | 0 | 0.039311 | -0.38367 | -0.039311 | 0.033046
[9 empty] | 2014-07-31 | 5時 | 0 | 0 | 0 | 0 | 0 | 0 | 0 | 0 | 0 | 0 | 0 | 0 | 0 | 0 | 0 | 0 | 0 | 0 | 0 | 0.024026 | 0.023776 | 0.00025017 | 0 | 0.080156 | 0.05613 | 0 | 0.044304 | -0.4324 | -0.044304 | 0.035853
[9 empty] | 2014-07-31 | 6時 | 0 | 0 | 0 | 0 | 0 | 0 | 0 | 0 | 0 | 0 | 0 | 0 | 0 | 0 | 0.32654 | 0.033457 | 0 | 0 | 0 | 0.03053 | 0.023776 | 0.0067545 | 0.018231 | 0.34344 | 0.26122 | 0 | 0.16725 | -1.6323 | -0.16725 | 0.17619
[9 empty] | 2014-07-31 | 7時 | 0 | 0 | 0 | 0 | 0 | 0 | 0 | 0 | 0 | 0 | 0 | 0 | 0 | 0 | 0.47362 | 0.048527 | 0 | 0 | 0 | 0.024857 | 0.023776 | 0.0010807 | 0.11469 | 0.43623 | 0.24816 | 0 | 0.1789 | -1.7461 | -0.1789 | 0.25733
[9 empty] | 2014-07-31 | 8時 | 0 | 0 | 0 | 0 | 0 | 0 | 0 | 0 | 0 | 0 | 0 | 0 | 0 | 0 | 0.53448 | 0.054762 | 0 | 0 | 0 | 0.024857 | 0.023776 | 0.0010807 | 0.064563 | 0.28906 | 0.14488 | 0 | 0.12197 | -1.1905 | -0.12197 | 0.16709
[9 empty] | 2014-07-31 | 9時 | 0 | 0 | 0 | 0 | 0 | 0 | 0 | 0 | 0 | 0 | 0 | 0 | 0 | 0 | 0 | 0 | 0 | 0 | 0 | 0.024026 | 0.023776 | 0.00025017 | 0.16544 | 0.52635 | 0.33688 | 0 | 0.25753 | -2.5135 | -0.25753 | 0.26881
[9 empty] | 2014-07-31 | 10時 | 0 | 0 | 0 | 0 | 0 | 0 | 0 | 0 | 0 | 0 | 0 | 0 | 0 | 0 | 0 | 0 | 0 | 0 | 0 | 0.024446 | 0.023776 | 0.00067044 | 0.053027 | 0.1258 | 0.04833 | 0 | 0.054303 | -0.53 | -0.054303 | 0.071501
[9 empty] | 2014-07-31 | 11時 | 0 | 0 | 0 | 0 | 0 | 0 | 0 | 0 | 0 | 0 | 0 | 0 | 0 | 0 | 0.59566 | 0.06103 | 0 | 0 | 0 | 0.024026 | 0.023776 | 0.00025017 | 0.0026381 | 0.14382 | 0.05613 | 0 | 0.062161 | -0.60669 | -0.062161 | 0.081664
[9 empty] | 2014-07-31 | 12時 | 0 | 0 | 0 | 0 | 0 | 0 | 0 | 0 | 0 | 0 | 0 | 0 | 0 | 0 | 0.29441 | 0.030165 | 0 | 0 | 0 | 0.03053 | 0.023776 | 0.0067545 | 0.029502 | 0.36303 | 0.27283 | 0 | 0.17484 | -1.7064 | -0.17484 | 0.18819
[9 empty] | 2014-07-31 | 13時 | 0 | 0 | 0 | 0 | 0 | 0 | 0 | 0 | 0 | 0 | 0 | 0 | 0 | 0 | 0 | 0 | 0 | 0 | 0 | 0.024446 | 0.023776 | 0.00067044 | 0.058042 | 0.13082 | 0.04833 | 0 | 0.055712 | -0.54375 | -0.055712 | 0.075106
[9 empty] | 2014-07-31 | 14時 | 0 | 0 | 0 | 0 | 0 | 0 | 0 | 0 | 0 | 0 | 0 | 0 | 0 | 0 | 0 | 0 | 0 | 0 | 0 | 0.024026 | 0.023776 | 0.00025017 | 0.024487 | 0.10464 | 0.05613 | 0 | 0.051168 | -0.4994 | -0.051168 | 0.053475
[9 empty] | 2014-07-31 | 15時 | 0 | 0 | 0 | 0 | 0 | 0 | 0 | 0 | 0 | 0 | 0 | 0 | 0 | 0 | 0.61235 | 0.062741 | 0 | 0 | 0 | 0.024026 | 0.023776 | 0.00025017 | 0 | 0.1429 | 0.05613 | 0 | 0.061902 | -0.60416 | -0.061902 | 0.080995
[9 empty] | 2014-07-31 | 16時 | 0 | 0 | 0 | 0 | 0 | 0 | 0 | 0 | 0 | 0 | 0 | 0 | 0 | 0 | 0.50472 | 0.051713 | 0 | 0 | 0 | 0.024446 | 0.023776 | 0.00067044 | 0.033816 | 0.15831 | 0.04833 | 0 | 0.063421 | -0.61899 | -0.063421 | 0.094885
[9 empty] | 2014-07-31 | 17時 | 0 | 0 | 0 | 0 | 0 | 0 | 0 | 0 | 0 | 0 | 0 | 0 | 0 | 0 | 1.1856 | 0.12148 | 0 | 0 | 0 | 0.024446 | 0.023776 | 0.00067044 | 0.056835 | 0.40769 | 0.20493 | 0 | 0.16294 | -1.5902 | -0.16294 | 0.24475
[9 empty] | 2014-07-31 | 18時 | 0 | 0 | 0 | 0 | 0 | 0 | 0 | 0 | 0 | 0 | 0 | 0 | 0 | 0 | 0.60037 | 0.061513 | 0 | 0 | 0 | 0.036624 | 0.023776 | 0.012849 | 0.066494 | 0.50341 | 0.33878 | 0 | 0.19818 | -1.9343 | -0.19818 | 0.30522
[9 empty] | 2014-07-31 | 19時 | 0 | 0 | 0 | 0 | 0 | 0 | 0 | 0 | 0 | 0 | 0 | 0 | 0 | 0 | 0.9701 | 0.099395 | 0 | 0 | 0 | 0.036624 | 0.023776 | 0.012849 | 0.16307 | 0.43397 | 0.13488 | 0 | 0.18032 | -1.7599 | -0.18032 | 0.25365
[9 empty] | 2014-07-31 | 20時 | 0 | 0 | 0 | 0 | 0 | 0 | 0 | 0 | 0 | 0 | 0 | 0 | 0 | 0 | 0.73897 | 0.075714 | 0 | 0 | 0 | 0.024446 | 0.023776 | 0.00067044 | 0.088224 | 0.31599 | 0.12761 | 0 | 0.11459 | -1.1184 | -0.11459 | 0.20141
[9 empty] | 2014-07-31 | 21時 | 0 | 0 | 0 | 0 | 0 | 0 | 0 | 0 | 0 | 0 | 0 | 0 | 0 | 0 | 1.101 | 0.1128 | 0 | 0 | 0 | 0.024446 | 0.023776 | 0.00067044 | 0.14284 | 0.46751 | 0.18743 | 0 | 0.17365 | -1.6948 | -0.17365 | 0.29387
[9 empty] | 2014-07-31 | 22時 | 0 | 0 | 0 | 0 | 0 | 0 | 0 | 0 | 0 | 0 | 0 | 0 | 0 | 0 | 0.58115 | 0.059545 | 0 | 0 | 0 | 0.036344 | 0.023776 | 0.012568 | 0.16493 | 0.45261 | 0.19179 | 0 | 0.18046 | -1.7612 | -0.18046 | 0.27216
[9 empty] | 2014-07-31 | 23時 | 0 | 0 | 0 | 0 | 0 | 0 | 0 | 0 | 0 | 0 | 0 | 0 | 0 | 0 | 0 | 0 | 0 | 0 | 0 | 0.037175 | 0.023776 | 0.013399 | 0.17268 | 0.42753 | 0.21768 | 0 | 0.18712 | -1.8263 | -0.18712 | 0.24041
[9 empty] | 2014-08-01 | 0時 | 0 | 0 | 0 | 0 | 0 | 0 | 0 | 0 | 0 | 0 | 0 | 0 | 0 | 0 | 0 | 0 | 0 | 0 | 0 | 0.024026 | 0.023776 | 0.00025017 | 0.045276 | 0.22713 | 0.15783 | 0 | 0.16077 | -1.5691 | -0.16077 | 0.06636
[9 empty] | 2014-08-01 | 1時 | 0 | 0 | 0 | 0 | 0 | 0 | 0 | 0 | 0 | 0 | 0 | 0 | 0 | 0 | 0 | 0 | 0 | 0 | 0 | 0.024026 | 0.023776 | 0.00025017 | 0 | 0.072356 | 0.04833 | 0 | 0.054927 | -0.53609 | -0.054927 | 0.01743
[9 empty] | 2014-08-01 | 2時 | 0 | 0 | 0 | 0 | 0 | 0 | 0 | 0 | 0 | 0 | 0 | 0 | 0 | 0 | 0 | 0 | 0 | 0 | 0 | 0.024026 | 0.023776 | 0.00025017 | 0 | 0.080156 | 0.05613 | 0 | 0.060819 | -0.59359 | -0.060819 | 0.019337
[9 empty] | 2014-08-01 | 3時 | 0 | 0 | 0 | 0 | 0 | 0 | 0 | 0 | 0 | 0 | 0 | 0 | 0 | 0 | 0 | 0 | 0 | 0 | 0 | 0.024026 | 0.023776 | 0.00025017 | 0 | 0.080156 | 0.05613 | 0 | 0.060819 | -0.59359 | -0.060819 | 0.019337
[9 empty] | 2014-08-01 | 4時 | 0 | 0 | 0 | 0 | 0 | 0 | 0 | 0 | 0 | 0 | 0 | 0 | 0 | 0 | 0 | 0 | 0 | 0 | 0 | 0.024026 | 0.023776 | 0.00025017 | 0 | 0.072356 | 0.04833 | 0 | 0.054927 | -0.53609 | -0.054927 | 0.01743
[9 empty] | 2014-08-01 | 5時 | 0 | 0 | 0 | 0 | 0 | 0 | 0 | 0 | 0 | 0 | 0 | 0 | 0 | 0 | 0 | 0 | 0 | 0 | 0 | 0.024026 | 0.023776 | 0.00025017 | 0 | 0.080156 | 0.05613 | 0 | 0.060819 | -0.59359 | -0.060819 | 0.019337
[9 empty] | 2014-08-01 | 6時 | 0 | 0 | 0 | 0 | 0 | 0 | 0 | 0 | 0 | 0 | 0 | 0 | 0 | 0 | 0.13588 | 0.013922 | 0 | 0 | 0 | 0.03053 | 0.023776 | 0.0067545 | 0.018231 | 0.32391 | 0.26122 | 0 | 0.21874 | -2.1349 | -0.21874 | 0.10517
[9 empty] | 2014-08-01 | 7時 | 0 | 0 | 0 | 0 | 0 | 0 | 0 | 0 | 0 | 0 | 0 | 0 | 0 | 0 | 0.78646 | 0.08058 | 0 | 0 | 0 | 0.024857 | 0.023776 | 0.0010807 | 0.11469 | 0.46828 | 0.24816 | 0 | 0.28275 | -2.7596 | -0.28275 | 0.18554
[9 empty] | 2014-08-01 | 8時 | 0 | 0 | 0 | 0 | 0 | 0 | 0 | 0 | 0 | 0 | 0 | 0 | 0 | 0 | 0.95842 | 0.098198 | 0 | 0 | 0 | 0.024857 | 0.023776 | 0.0010807 | 0.064563 | 0.3325 | 0.14488 | 0 | 0.20273 | -1.9786 | -0.20273 | 0.12977
[9 empty] | 2014-08-01 | 9時 | 0 | 0 | 0 | 0 | 0 | 0 | 0 | 0 | 0 | 0 | 0 | 0 | 0 | 0 | 0 | 0 | 0 | 0 | 0 | 0.024026 | 0.023776 | 0.00025017 | 0.16544 | 0.52635 | 0.33688 | 0 | 0.34868 | -3.4031 | -0.34868 | 0.17767
[9 empty] | 2014-08-01 | 10時 | 0 | 0 | 0 | 0 | 0 | 0 | 0 | 0 | 0 | 0 | 0 | 0 | 0 | 0 | 0 | 0 | 0 | 0 | 0 | 0.024446 | 0.023776 | 0.00067044 | 0.053027 | 0.1258 | 0.04833 | 0 | 0.082239 | -0.80265 | -0.082239 | 0.043565
[9 empty] | 2014-08-01 | 11時 | 0 | 0 | 0 | 0 | 0 | 0 | 0 | 0 | 0 | 0 | 0 | 0 | 0 | 0 | 4.2109 | 0.43144 | 0 | 0 | 0 | 0.024026 | 0.023776 | 0.00025017 | 0.0026381 | 0.51424 | 0.05613 | 0 | 0.28535 | -2.785 | -0.28535 | 0.22889
[9 empty] | 2014-08-01 | 12時 | 0 | 0 | 0 | 0 | 0 | 0 | 0 | 0 | 0 | 0 | 0 | 0 | 0 | 0 | 1.3985 | 0.14329 | 0 | 0 | 0 | 0.03053 | 0.023776 | 0.0067545 | 0.029502 | 0.47615 | 0.27283 | 0 | 0.29796 | -2.9081 | -0.29796 | 0.17819
[9 empty] | 2014-08-01 | 13時 | 0 | 0 | 0 | 0 | 0 | 0 | 0 | 0 | 0 | 0 | 0 | 0 | 0 | 0 | 0 | 0 | 0 | 0 | 0 | 0.024446 | 0.023776 | 0.00067044 | 0.058042 | 0.13082 | 0.04833 | 0 | 0.084803 | -0.82768 | -0.084803 | 0.046016
[9 empty] | 2014-08-01 | 14時 | 0 | 0 | 0 | 0 | 0 | 0 | 0 | 0 | 0 | 0 | 0 | 0 | 0 | 0 | 0 | 0 | 0 | 0 | 0 | 0.024026 | 0.023776 | 0.00025017 | 0.024487 | 0.10464 | 0.05613 | 0 | 0.073329 | -0.71569 | -0.073329 | 0.031314
[9 empty] | 2014-08-01 | 15時 | 0 | 0 | 0 | 0 | 0 | 0 | 0 | 0 | 0 | 0 | 0 | 0 | 0 | 0 | 1.9051 | 0.1952 | 0 | 0 | 0 | 0.024026 | 0.023776 | 0.00025017 | 0 | 0.27535 | 0.05613 | 0 | 0.16056 | -1.5671 | -0.16056 | 0.11479
[9 empty] | 2014-08-01 | 16時 | 0 | 0 | 0 | 0 | 0 | 0 | 0 | 0 | 0 | 0 | 0 | 0 | 0 | 0 | 1.113 | 0.11404 | 0 | 0 | 0 | 0.024446 | 0.023776 | 0.00067044 | 0.033816 | 0.22063 | 0.04833 | 0 | 0.1307 | -1.2756 | -0.1307 | 0.089937
[9 empty] | 2014-08-01 | 17時 | 0 | 0 | 0 | 0 | 0 | 0 | 0 | 0 | 0 | 0 | 0 | 0 | 0 | 0 | 2.4811 | 0.25421 | 0 | 0 | 0 | 0.024446 | 0.023776 | 0.00067044 | 0.056835 | 0.54042 | 0.20493 | 0 | 0.31419 | -3.0665 | -0.31419 | 0.22624
[9 empty] | 2014-08-01 | 18時 | 0 | 0 | 0 | 0 | 0 | 0 | 0 | 0 | 0 | 0 | 0 | 0 | 0 | 0 | 0.7973 | 0.081691 | 0 | 0 | 0 | 0.036624 | 0.023776 | 0.012849 | 0.066494 | 0.52359 | 0.33878 | 0 | 0.31131 | -3.0384 | -0.31131 | 0.21228
[9 empty] | 2014-08-01 | 19時 | 0 | 0 | 0 | 0 | 0 | 0 | 0 | 0 | 0 | 0 | 0 | 0 | 0 | 0 | 1.6257 | 0.16657 | 0 | 0 | 0 | 0.036624 | 0.023776 | 0.012849 | 0.16307 | 0.50114 | 0.13488 | 0 | 0.31146 | -3.0398 | -0.31146 | 0.18969
[9 empty] | 2014-08-01 | 20時 | 0 | 0 | 0 | 0 | 0 | 0 | 0 | 0 | 0 | 0 | 0 | 0 | 0 | 0 | 1.138 | 0.1166 | 0 | 0 | 0 | 0.024446 | 0.023776 | 0.00067044 | 0.088224 | 0.35688 | 0.12761 | 0 | 0.20503 | -2.0011 | -0.20503 | 0.15185
[9 empty] | 2014-08-01 | 21時 | 0 | 0 | 0 | 0 | 0 | 0 | 0 | 0 | 0 | 0 | 0 | 0 | 0 | 0 | 1.4704 | 0.15065 | 0 | 0 | 0 | 0.024446 | 0.023776 | 0.00067044 | 0.14284 | 0.50536 | 0.18743 | 0 | 0.29216 | -2.8515 | -0.29216 | 0.21321
[9 empty] | 2014-08-01 | 22時 | 0 | 0 | 0 | 0 | 0 | 0 | 0 | 0 | 0 | 0 | 0 | 0 | 0 | 0 | 1.4025 | 0.1437 | 0 | 0 | 0 | 0.036344 | 0.023776 | 0.012568 | 0.16493 | 0.53677 | 0.19179 | 0 | 0.31567 | -3.0809 | -0.31567 | 0.22111
[9 empty] | 2014-08-01 | 23時 | 0 | 0 | 0 | 0 | 0 | 0 | 0 | 0 | 0 | 0 | 0 | 0 | 0 | 0 | 0.43395 | 0.044462 | 0 | 0 | 0 | 0.037175 | 0.023776 | 0.013399 | 0.17268 | 0.47199 | 0.21768 | 0 | 0.29188 | -2.8488 | -0.29188 | 0.18011
[9 empty] | 2014-08-02 | 0時 | 0 | 0 | 0 | 0 | 0 | 0 | 0 | 0 | 0 | 0 | 0 | 0 | 0 | 0 | 0 | 0 | 0 | 0 | 0 | 0.024026 | 0.023776 | 0.00025017 | 0.045276 | 0.22713 | 0.15783 | 0 | 0.14326 | -1.3982 | -0.14326 | 0.083877
[9 empty] | 2014-08-02 | 1時 | 0 | 0 | 0 | 0 | 0 | 0 | 0 | 0 | 0 | 0 | 0 | 0 | 0 | 0 | 0 | 0 | 0 | 0 | 0 | 0.024026 | 0.023776 | 0.00025017 | 0 | 0.072356 | 0.04833 | 0 | 0.047855 | -0.46706 | -0.047855 | 0.024502
[9 empty] | 2014-08-02 | 2時 | 0 | 0 | 0 | 0 | 0 | 0 | 0 | 0 | 0 | 0 | 0 | 0 | 0 | 0 | 0 | 0 | 0 | 0 | 0 | 0.024026 | 0.023776 | 0.00025017 | 0 | 0.080156 | 0.05613 | 0 | 0.05334 | -0.5206 | -0.05334 | 0.026817
[9 empty] | 2014-08-02 | 3時 | 0 | 0 | 0 | 0 | 0 | 0 | 0 | 0 | 0 | 0 | 0 | 0 | 0 | 0 | 0 | 0 | 0 | 0 | 0 | 0.024026 | 0.023776 | 0.00025017 | 0 | 0.080156 | 0.05613 | 0 | 0.05334 | -0.5206 | -0.05334 | 0.026817
[9 empty] | 2014-08-02 | 4時 | 0 | 0 | 0 | 0 | 0 | 0 | 0 | 0 | 0 | 0 | 0 | 0 | 0 | 0 | 0 | 0 | 0 | 0 | 0 | 0.024026 | 0.023776 | 0.00025017 | 0 | 0.072356 | 0.04833 | 0 | 0.047855 | -0.46706 | -0.047855 | 0.024502
[9 empty] | 2014-08-02 | 5時 | 0 | 0 | 0 | 0 | 0 | 0 | 0 | 0 | 0 | 0 | 0 | 0 | 0 | 0 | 0.10751 | 0.011015 | 0 | 0 | 0 | 0.024026 | 0.023776 | 0.00025017 | 0 | 0.091171 | 0.05613 | 0 | 0.057819 | -0.56431 | -0.057819 | 0.033353
[9 empty] | 2014-08-02 | 6時 | 0 | 0 | 0 | 0 | 0 | 0 | 0 | 0 | 0 | 0 | 0 | 0 | 0 | 0 | 0.55504 | 0.056869 | 0 | 0 | 0 | 0.03053 | 0.023776 | 0.0067545 | 0.018231 | 0.36685 | 0.26122 | 0 | 0.2104 | -2.0535 | -0.2104 | 0.15645
[9 empty] | 2014-08-02 | 7時 | 0 | 0 | 0 | 0 | 0 | 0 | 0 | 0 | 0 | 0 | 0 | 0 | 0 | 0 | 0.47144 | 0.048303 | 0 | 0 | 0 | 0.024857 | 0.023776 | 0.0010807 | 0.11469 | 0.43601 | 0.24816 | 0 | 0.22667 | -2.2123 | -0.22667 | 0.20934
[9 empty] | 2014-08-02 | 8時 | 0 | 0 | 0 | 0 | 0 | 0 | 0 | 0 | 0 | 0 | 0 | 0 | 0 | 0 | 0.80816 | 0.082803 | 0 | 0 | 0 | 0.024857 | 0.023776 | 0.0010807 | 0.064563 | 0.3171 | 0.14488 | 0 | 0.16541 | -1.6144 | -0.16541 | 0.15169
[9 empty] | 2014-08-02 | 9時 | 0 | 0 | 0 | 0 | 0 | 0 | 0 | 0 | 0 | 0 | 0 | 0 | 0 | 0 | 0 | 0 | 0 | 0 | 0 | 0.024026 | 0.023776 | 0.00025017 | 0.16544 | 0.52635 | 0.33688 | 0 | 0.3074 | -3.0003 | -0.3074 | 0.21894
[9 empty] | 2014-08-02 | 10時 | 0 | 0 | 0 | 0 | 0 | 0 | 0 | 0 | 0 | 0 | 0 | 0 | 0 | 0 | 0 | 0 | 0 | 0 | 0 | 0.024446 | 0.023776 | 0.00067044 | 0.053027 | 0.1258 | 0.04833 | 0 | 0.069588 | -0.67918 | -0.069588 | 0.056216
[9 empty] | 2014-08-02 | 11時 | 0 | 0 | 0 | 0 | 0 | 0 | 0 | 0 | 0 | 0 | 0 | 0 | 0 | 0 | 2.8235 | 0.2893 | 0 | 0 | 0 | 0.024026 | 0.023776 | 0.00025017 | 0.0026381 | 0.37209 | 0.05613 | 0 | 0.17204 | -1.6791 | -0.17204 | 0.20005
[9 empty] | 2014-08-02 | 12時 | 0 | 0 | 0 | 0 | 0 | 0 | 0 | 0 | 0 | 0 | 0 | 0 | 0 | 0 | 1.4027 | 0.14372 | 0 | 0 | 0 | 0.03053 | 0.023776 | 0.0067545 | 0.029502 | 0.47658 | 0.27283 | 0 | 0.25675 | -2.5059 | -0.25675 | 0.21984
[9 empty] | 2014-08-02 | 13時 | 0 | 0 | 0 | 0 | 0 | 0 | 0 | 0 | 0 | 0 | 0 | 0 | 0 | 0 | 0 | 0 | 0 | 0 | 0 | 0.024446 | 0.023776 | 0.00067044 | 0.058042 | 0.13082 | 0.04833 | 0 | 0.071629 | -0.6991 | -0.071629 | 0.05919
[9 empty] | 2014-08-02 | 14時 | 0 | 0 | 0 | 0 | 0 | 0 | 0 | 0 | 0 | 0 | 0 | 0 | 0 | 0 | 0 | 0 | 0 | 0 | 0 | 0.024026 | 0.023776 | 0.00025017 | 0.024487 | 0.10464 | 0.05613 | 0 | 0.063293 | -0.61774 | -0.063293 | 0.04135
[9 empty] | 2014-08-02 | 15時 | 0 | 0 | 0 | 0 | 0 | 0 | 0 | 0 | 0 | 0 | 0 | 0 | 0 | 0 | 2.7186 | 0.27855 | 0 | 0 | 0 | 0.024026 | 0.023776 | 0.00025017 | 0 | 0.3587 | 0.05613 | 0 | 0.1666 | -1.626 | -0.1666 | 0.19211
[9 empty] | 2014-08-02 | 16時 | 0 | 0 | 0 | 0 | 0 | 0 | 0 | 0 | 0 | 0 | 0 | 0 | 0 | 0 | 1.2027 | 0.12323 | 0 | 0 | 0 | 0.024446 | 0.023776 | 0.00067044 | 0.033816 | 0.22982 | 0.04833 | 0 | 0.11188 | -1.092 | -0.11188 | 0.11794
[9 empty] | 2014-08-02 | 17時 | 0 | 0 | 0 | 0 | 0 | 0 | 0 | 0 | 0 | 0 | 0 | 0 | 0 | 0 | 2.9217 | 0.29935 | 0 | 0 | 0 | 0.024446 | 0.023776 | 0.00067044 | 0.056835 | 0.58556 | 0.20493 | 0 | 0.30447 | -2.9716 | -0.30447 | 0.2811
[9 empty] | 2014-08-02 | 18時 | 0 | 0 | 0 | 0 | 0 | 0 | 0 | 0 | 0 | 0 | 0 | 0 | 0 | 0 | 0.98284 | 0.1007 | 0 | 0 | 0 | 0.036624 | 0.023776 | 0.012849 | 0.066494 | 0.5426 | 0.33878 | 0 | 0.27037 | -2.6388 | -0.27037 | 0.27223
[9 empty] | 2014-08-02 | 19時 | 0 | 0 | 0 | 0 | 0 | 0 | 0 | 0 | 0 | 0 | 0 | 0 | 0 | 0 | 1.9048 | 0.19517 | 0 | 0 | 0 | 0.036624 | 0.023776 | 0.012849 | 0.16307 | 0.52974 | 0.13488 | 0 | 0.28172 | -2.7496 | -0.28172 | 0.24803
[9 empty] | 2014-08-02 | 20時 | 0 | 0 | 0 | 0 | 0 | 0 | 0 | 0 | 0 | 0 | 0 | 0 | 0 | 0 | 1.0652 | 0.10914 | 0 | 0 | 0 | 0.024446 | 0.023776 | 0.00067044 | 0.088224 | 0.34942 | 0.12761 | 0 | 0.16623 | -1.6224 | -0.16623 | 0.18319
[9 empty] | 2014-08-02 | 21時 | 0 | 0 | 0 | 0 | 0 | 0 | 0 | 0 | 0 | 0 | 0 | 0 | 0 | 0 | 1.3757 | 0.14096 | 0 | 0 | 0 | 0.024446 | 0.023776 | 0.00067044 | 0.14284 | 0.49567 | 0.18743 | 0 | 0.23935 | -2.3361 | -0.23935 | 0.25631
[9 empty] | 2014-08-02 | 22時 | 0 | 0 | 0 | 0 | 0 | 0 | 0 | 0 | 0 | 0 | 0 | 0 | 0 | 0 | 1.4113 | 0.1446 | 0 | 0 | 0 | 0.036344 | 0.023776 | 0.012568 | 0.16493 | 0.53767 | 0.19179 | 0 | 0.26548 | -2.5911 | -0.26548 | 0.27219
[9 empty] | 2014-08-02 | 23時 | 0 | 0 | 0 | 0 | 0 | 0 | 0 | 0 | 0 | 0 | 0 | 0 | 0 | 0 | 0.43525 | 0.044596 | 0 | 0 | 0 | 0.037175 | 0.023776 | 0.013399 | 0.17268 | 0.47213 | 0.21768 | 0 | 0.25014 | -2.4413 | -0.25014 | 0.22199
[9 empty] | 2014-08-03 | 0時 | 0 | 0 | 0 | 0 | 0 | 0 | 0 | 0 | 0 | 0 | 0 | 0 | 0 | 0 | 0 | 0 | 0 | 0 | 0 | 0.024026 | 0.023776 | 0.00025017 | 0.045276 | 0.22713 | 0.15783 | 0 | 0.1357 | -1.3244 | -0.1357 | 0.091434
[9 empty] | 2014-08-03 | 1時 | 0 | 0 | 0 | 0 | 0 | 0 | 0 | 0 | 0 | 0 | 0 | 0 | 0 | 0 | 0 | 0 | 0 | 0 | 0 | 0.024026 | 0.023776 | 0.00025017 | 0 | 0.072356 | 0.04833 | 0 | 0.044804 | -0.43728 | -0.044804 | 0.027553
[9 empty] | 2014-08-03 | 2時 | 0 | 0 | 0 | 0 | 0 | 0 | 0 | 0 | 0 | 0 | 0 | 0 | 0 | 0 | 0 | 0 | 0 | 0 | 0 | 0.024026 | 0.023776 | 0.00025017 | 0 | 0.080156 | 0.05613 | 0 | 0.050113 | -0.4891 | -0.050113 | 0.030043
[9 empty] | 2014-08-03 | 3時 | 0 | 0 | 0 | 0 | 0 | 0 | 0 | 0 | 0 | 0 | 0 | 0 | 0 | 0 | 0 | 0 | 0 | 0 | 0 | 0.024026 | 0.023776 | 0.00025017 | 0 | 0.080156 | 0.05613 | 0 | 0.050113 | -0.4891 | -0.050113 | 0.030043
[9 empty] | 2014-08-03 | 4時 | 0 | 0 | 0 | 0 | 0 | 0 | 0 | 0 | 0 | 0 | 0 | 0 | 0 | 0 | 0 | 0 | 0 | 0 | 0 | 0.024026 | 0.023776 | 0.00025017 | 0 | 0.072356 | 0.04833 | 0 | 0.044804 | -0.43728 | -0.044804 | 0.027553
[9 empty] | 2014-08-03 | 5時 | 0 | 0 | 0 | 0 | 0 | 0 | 0 | 0 | 0 | 0 | 0 | 0 | 0 | 0 | 0 | 0 | 0 | 0 | 0 | 0.024026 | 0.023776 | 0.00025017 | 0 | 0.080156 | 0.05613 | 0 | 0.050113 | -0.4891 | -0.050113 | 0.030043
[9 empty] | 2014-08-03 | 6時 | 0 | 0 | 0 | 0 | 0 | 0 | 0 | 0 | 0 | 0 | 0 | 0 | 0 | 0 | 0.2929 | 0.03001 | 0 | 0 | 0 | 0.03053 | 0.023776 | 0.0067545 | 0.018231 | 0.33999 | 0.26122 | 0 | 0.18763 | -1.8312 | -0.18763 | 0.15237
[9 empty] | 2014-08-03 | 7時 | 0 | 0 | 0 | 0 | 0 | 0 | 0 | 0 | 0 | 0 | 0 | 0 | 0 | 0 | 0.42691 | 0.043741 | 0 | 0 | 0 | 0.024857 | 0.023776 | 0.0010807 | 0.11469 | 0.43145 | 0.24816 | 0 | 0.20794 | -2.0295 | -0.20794 | 0.22351
[9 empty] | 2014-08-03 | 8時 | 0 | 0 | 0 | 0 | 0 | 0 | 0 | 0 | 0 | 0 | 0 | 0 | 0 | 0 | 0.70177 | 0.071902 | 0 | 0 | 0 | 0.024857 | 0.023776 | 0.0010807 | 0.064563 | 0.3062 | 0.14488 | 0 | 0.14877 | -1.452 | -0.14877 | 0.15743
[9 empty] | 2014-08-03 | 9時 | 0 | 0 | 0 | 0 | 0 | 0 | 0 | 0 | 0 | 0 | 0 | 0 | 0 | 0 | 0 | 0 | 0 | 0 | 0 | 0.024026 | 0.023776 | 0.00025017 | 0.16544 | 0.52635 | 0.33688 | 0 | 0.2896 | -2.8265 | -0.2896 | 0.23675
[9 empty] | 2014-08-03 | 10時 | 0 | 0 | 0 | 0 | 0 | 0 | 0 | 0 | 0 | 0 | 0 | 0 | 0 | 0 | 0 | 0 | 0 | 0 | 0 | 0.024446 | 0.023776 | 0.00067044 | 0.053027 | 0.1258 | 0.04833 | 0 | 0.06413 | -0.62591 | -0.06413 | 0.061674
[9 empty] | 2014-08-03 | 11時 | 0 | 0 | 0 | 0 | 0 | 0 | 0 | 0 | 0 | 0 | 0 | 0 | 0 | 0 | 2.1197 | 0.21718 | 0 | 0 | 0 | 0.024026 | 0.023776 | 0.00025017 | 0.0026381 | 0.29998 | 0.05613 | 0 | 0.12959 | -1.2648 | -0.12959 | 0.17038
[9 empty] | 2014-08-03 | 12時 | 0 | 0 | 0 | 0 | 0 | 0 | 0 | 0 | 0 | 0 | 0 | 0 | 0 | 0 | 1.3208 | 0.13533 | 0 | 0 | 0 | 0.03053 | 0.023776 | 0.0067545 | 0.029502 | 0.46819 | 0.27283 | 0 | 0.23584 | -2.3018 | -0.23584 | 0.23236
[9 empty] | 2014-08-03 | 13時 | 0 | 0 | 0 | 0 | 0 | 0 | 0 | 0 | 0 | 0 | 0 | 0 | 0 | 0 | 0 | 0 | 0 | 0 | 0 | 0.024446 | 0.023776 | 0.00067044 | 0.058042 | 0.13082 | 0.04833 | 0 | 0.065945 | -0.64363 | -0.065945 | 0.064873
[9 empty] | 2014-08-03 | 14時 | 0 | 0 | 0 | 0 | 0 | 0 | 0 | 0 | 0 | 0 | 0 | 0 | 0 | 0 | 0 | 0 | 0 | 0 | 0 | 0.024026 | 0.023776 | 0.00025017 | 0.024487 | 0.10464 | 0.05613 | 0 | 0.058963 | -0.57548 | -0.058963 | 0.04568
[9 empty] | 2014-08-03 | 15時 | 0 | 0 | 0 | 0 | 0 | 0 | 0 | 0 | 0 | 0 | 0 | 0 | 0 | 0 | 1.8499 | 0.18954 | 0 | 0 | 0 | 0.024026 | 0.023776 | 0.00025017 | 0 | 0.2697 | 0.05613 | 0 | 0.11865 | -1.158 | -0.11865 | 0.15105
[9 empty] | 2014-08-03 | 16時 | 0 | 0 | 0 | 0 | 0 | 0 | 0 | 0 | 0 | 0 | 0 | 0 | 0 | 0 | 0.97521 | 0.099919 | 0 | 0 | 0 | 0.024446 | 0.023776 | 0.00067044 | 0.033816 | 0.20651 | 0.04833 | 0 | 0.093313 | -0.91073 | -0.093313 | 0.1132
[9 empty] | 2014-08-03 | 17時 | 0 | 0 | 0 | 0 | 0 | 0 | 0 | 0 | 0 | 0 | 0 | 0 | 0 | 0 | 2.0299 | 0.20798 | 0 | 0 | 0 | 0.024446 | 0.023776 | 0.00067044 | 0.056835 | 0.49419 | 0.20493 | 0 | 0.22355 | -2.1818 | -0.22355 | 0.27064
[9 empty] | 2014-08-03 | 18時 | 0 | 0 | 0 | 0 | 0 | 0 | 0 | 0 | 0 | 0 | 0 | 0 | 0 | 0 | 0.63439 | 0.064999 | 0 | 0 | 0 | 0.036624 | 0.023776 | 0.012849 | 0.066494 | 0.50689 | 0.33878 | 0 | 0.23561 | -2.2996 | -0.23561 | 0.27128
[9 empty] | 2014-08-03 | 19時 | 0 | 0 | 0 | 0 | 0 | 0 | 0 | 0 | 0 | 0 | 0 | 0 | 0 | 0 | 1.3353 | 0.13681 | 0 | 0 | 0 | 0.036624 | 0.023776 | 0.012849 | 0.16307 | 0.47139 | 0.13488 | 0 | 0.22795 | -2.2248 | -0.22795 | 0.24344
[9 empty] | 2014-08-03 | 20時 | 0 | 0 | 0 | 0 | 0 | 0 | 0 | 0 | 0 | 0 | 0 | 0 | 0 | 0 | 0.8744 | 0.08959 | 0 | 0 | 0 | 0.024446 | 0.023776 | 0.00067044 | 0.088224 | 0.32987 | 0.12761 | 0 | 0.14407 | -1.4061 | -0.14407 | 0.1858
[9 empty] | 2014-08-03 | 21時 | 0 | 0 | 0 | 0 | 0 | 0 | 0 | 0 | 0 | 0 | 0 | 0 | 0 | 0 | 1.2298 | 0.126 | 0 | 0 | 0 | 0.024446 | 0.023776 | 0.00067044 | 0.14284 | 0.48071 | 0.18743 | 0 | 0.2133 | -2.0818 | -0.2133 | 0.26741
[9 empty] | 2014-08-03 | 22時 | 0 | 0 | 0 | 0 | 0 | 0 | 0 | 0 | 0 | 0 | 0 | 0 | 0 | 0 | 1.1347 | 0.11626 | 0 | 0 | 0 | 0.036344 | 0.023776 | 0.012568 | 0.16493 | 0.50933 | 0.19179 | 0 | 0.23339 | -2.2779 | -0.23339 | 0.27594
[9 empty] | 2014-08-03 | 23時 | 0 | 0 | 0 | 0 | 0 | 0 | 0 | 0 | 0 | 0 | 0 | 0 | 0 | 0 | 0 | 0 | 0 | 0 | 0 | 0.037175 | 0.023776 | 0.013399 | 0.17268 | 0.42753 | 0.21768 | 0 | 0.21598 | -2.108 | -0.21598 | 0.21155
[9 empty] | 2014-08-04 | 0時 | 0 | 0 | 0 | 0 | 0 | 0 | 0 | 0 | 0 | 0 | 0 | 0 | 0 | 0 | 0 | 0 | 0 | 0 | 0 | 0.024026 | 0.023776 | 0.00025017 | 0.045276 | 0.22713 | 0.15783 | 0 | 0.10925 | -1.0663 | -0.10925 | 0.11788
[9 empty] | 2014-08-04 | 1時 | 0 | 0 | 0 | 0 | 0 | 0 | 0 | 0 | 0 | 0 | 0 | 0 | 0 | 0 | 0 | 0 | 0 | 0 | 0 | 0.024026 | 0.023776 | 0.00025017 | 0 | 0.072356 | 0.04833 | 0 | 0.034126 | -0.33307 | -0.034126 | 0.03823
[9 empty] | 2014-08-04 | 2時 | 0 | 0 | 0 | 0 | 0 | 0 | 0 | 0 | 0 | 0 | 0 | 0 | 0 | 0 | 0 | 0 | 0 | 0 | 0 | 0.024026 | 0.023776 | 0.00025017 | 0 | 0.080156 | 0.05613 | 0 | 0.038821 | -0.37889 | -0.038821 | 0.041336
[9 empty] | 2014-08-04 | 3時 | 0 | 0 | 0 | 0 | 0 | 0 | 0 | 0 | 0 | 0 | 0 | 0 | 0 | 0 | 0 | 0 | 0 | 0 | 0 | 0.024026 | 0.023776 | 0.00025017 | 0 | 0.080156 | 0.05613 | 0 | 0.038821 | -0.37889 | -0.038821 | 0.041336
[9 empty] | 2014-08-04 | 4時 | 0 | 0 | 0 | 0 | 0 | 0 | 0 | 0 | 0 | 0 | 0 | 0 | 0 | 0 | 0 | 0 | 0 | 0 | 0 | 0.024026 | 0.023776 | 0.00025017 | 0 | 0.072356 | 0.04833 | 0 | 0.034126 | -0.33307 | -0.034126 | 0.03823
[9 empty] | 2014-08-04 | 5時 | 0 | 0 | 0 | 0 | 0 | 0 | 0 | 0 | 0 | 0 | 0 | 0 | 0 | 0 | 0 | 0 | 0 | 0 | 0 | 0.024026 | 0.023776 | 0.00025017 | 0 | 0.080156 | 0.05613 | 0 | 0.038821 | -0.37889 | -0.038821 | 0.041336
[9 empty] | 2014-08-04 | 6時 | 0 | 0 | 0 | 0 | 0 | 0 | 0 | 0 | 0 | 0 | 0 | 0 | 0 | 0 | 0 | 0 | 0 | 0 | 0 | 0.03053 | 0.023776 | 0.0067545 | 0.018231 | 0.30998 | 0.26122 | 0 | 0.14002 | -1.3665 | -0.14002 | 0.16997
[9 empty] | 2014-08-04 | 7時 | 0 | 0 | 0 | 0 | 0 | 0 | 0 | 0 | 0 | 0 | 0 | 0 | 0 | 0 | 0 | 0 | 0 | 0 | 0 | 0.024857 | 0.023776 | 0.0010807 | 0.11469 | 0.3877 | 0.24816 | 0 | 0.13996 | -1.366 | -0.13996 | 0.24774
[9 empty] | 2014-08-04 | 8時 | 0 | 0 | 0 | 0 | 0 | 0 | 0 | 0 | 0 | 0 | 0 | 0 | 0 | 0 | 0.14755 | 0.015118 | 0 | 0 | 0 | 0.024857 | 0.023776 | 0.0010807 | 0.064563 | 0.24942 | 0.14488 | 0 | 0.094448 | -0.92181 | -0.094448 | 0.15497
[9 empty] | 2014-08-04 | 9時 | 0 | 0 | 0 | 0 | 0 | 0 | 0 | 0 | 0 | 0 | 0 | 0 | 0 | 0 | 0 | 0 | 0 | 0 | 0 | 0.024026 | 0.023776 | 0.00025017 | 0.16544 | 0.52635 | 0.33688 | 0 | 0.22727 | -2.2182 | -0.22727 | 0.29907
[9 empty] | 2014-08-04 | 10時 | 0 | 0 | 0 | 0 | 0 | 0 | 0 | 0 | 0 | 0 | 0 | 0 | 0 | 0 | 0 | 0 | 0 | 0 | 0 | 0.024446 | 0.023776 | 0.00067044 | 0.053027 | 0.1258 | 0.04833 | 0 | 0.045029 | -0.43948 | -0.045029 | 0.080775
[9 empty] | 2014-08-04 | 11時 | 0 | 0 | 0 | 0 | 0 | 0 | 0 | 0 | 0 | 0 | 0 | 0 | 0 | 0 | 0.4452 | 0.045615 | 0 | 0 | 0 | 0.024026 | 0.023776 | 0.00025017 | 0.0026381 | 0.12841 | 0.05613 | 0 | 0.048662 | -0.47494 | -0.048662 | 0.079748
[9 empty] | 2014-08-04 | 12時 | 0 | 0 | 0 | 0 | 0 | 0 | 0 | 0 | 0 | 0 | 0 | 0 | 0 | 0 | 0.34547 | 0.035396 | 0 | 0 | 0 | 0.03053 | 0.023776 | 0.0067545 | 0.029502 | 0.36826 | 0.27283 | 0 | 0.15422 | -1.5052 | -0.15422 | 0.21404
[9 empty] | 2014-08-04 | 13時 | 0 | 0 | 0 | 0 | 0 | 0 | 0 | 0 | 0 | 0 | 0 | 0 | 0 | 0 | 0 | 0 | 0 | 0 | 0 | 0.024446 | 0.023776 | 0.00067044 | 0.058042 | 0.13082 | 0.04833 | 0 | 0.046055 | -0.4495 | -0.046055 | 0.084764
[9 empty] | 2014-08-04 | 14時 | 0 | 0 | 0 | 0 | 0 | 0 | 0 | 0 | 0 | 0 | 0 | 0 | 0 | 0 | 0 | 0 | 0 | 0 | 0 | 0.024026 | 0.023776 | 0.00025017 | 0.024487 | 0.10464 | 0.05613 | 0 | 0.043811 | -0.4276 | -0.043811 | 0.060832
[9 empty] | 2014-08-04 | 15時 | 0 | 0 | 0 | 0 | 0 | 0 | 0 | 0 | 0 | 0 | 0 | 0 | 0 | 0 | 0.36197 | 0.037088 | 0 | 0 | 0 | 0.024026 | 0.023776 | 0.00025017 | 0 | 0.11724 | 0.05613 | 0 | 0.046385 | -0.45272 | -0.046385 | 0.070858
[9 empty] | 2014-08-04 | 16時 | 0 | 0 | 0 | 0 | 0 | 0 | 0 | 0 | 0 | 0 | 0 | 0 | 0 | 0 | 0.26128 | 0.026771 | 0 | 0 | 0 | 0.024446 | 0.023776 | 0.00067044 | 0.033816 | 0.13336 | 0.04833 | 0 | 0.046573 | -0.45455 | -0.046573 | 0.086791
[9 empty] | 2014-08-04 | 17時 | 0 | 0 | 0 | 0 | 0 | 0 | 0 | 0 | 0 | 0 | 0 | 0 | 0 | 0 | 0.56375 | 0.057761 | 0 | 0 | 0 | 0.024446 | 0.023776 | 0.00067044 | 0.056835 | 0.34397 | 0.20493 | 0 | 0.12224 | -1.1931 | -0.12224 | 0.22173
[9 empty] | 2014-08-04 | 18時 | 0 | 0 | 0 | 0 | 0 | 0 | 0 | 0 | 0 | 0 | 0 | 0 | 0 | 0 | 0 | 0 | 0 | 0 | 0 | 0.036624 | 0.023776 | 0.012849 | 0.066494 | 0.4419 | 0.33878 | 0 | 0.15151 | -1.4787 | -0.15151 | 0.29039
[9 empty] | 2014-08-04 | 19時 | 0 | 0 | 0 | 0 | 0 | 0 | 0 | 0 | 0 | 0 | 0 | 0 | 0 | 0 | 0.58178 | 0.059608 | 0 | 0 | 0 | 0.036624 | 0.023776 | 0.012849 | 0.16307 | 0.39418 | 0.13488 | 0 | 0.14181 | -1.3841 | -0.14181 | 0.25237
[9 empty] | 2014-08-04 | 20時 | 0 | 0 | 0 | 0 | 0 | 0 | 0 | 0 | 0 | 0 | 0 | 0 | 0 | 0 | 0.10249 | 0.010502 | 0 | 0 | 0 | 0.024446 | 0.023776 | 0.00067044 | 0.088224 | 0.25078 | 0.12761 | 0 | 0.078207 | -0.7633 | -0.078207 | 0.17258
[9 empty] | 2014-08-04 | 21時 | 0 | 0 | 0 | 0 | 0 | 0 | 0 | 0 | 0 | 0 | 0 | 0 | 0 | 0 | 0 | 0 | 0 | 0 | 0 | 0.024446 | 0.023776 | 0.00067044 | 0.14284 | 0.35471 | 0.18743 | 0 | 0.11774 | -1.1491 | -0.11774 | 0.23697
[9 empty] | 2014-08-04 | 22時 | 0 | 0 | 0 | 0 | 0 | 0 | 0 | 0 | 0 | 0 | 0 | 0 | 0 | 0 | 0 | 0 | 0 | 0 | 0 | 0.036344 | 0.023776 | 0.012568 | 0.16493 | 0.39307 | 0.19179 | 0 | 0.13771 | -1.344 | -0.13771 | 0.25536
[9 empty] | 2014-08-04 | 23時 | 0 | 0 | 0 | 0 | 0 | 0 | 0 | 0 | 0 | 0 | 0 | 0 | 0 | 0 | 0 | 0 | 0 | 0 | 0 | 0.037175 | 0.023776 | 0.013399 | 0.17268 | 0.42753 | 0.21768 | 0 | 0.15988 | -1.5604 | -0.15988 | 0.26765
[9 empty] | 2014-08-05 | 0時 | 0 | 0 | 0 | 0 | 0 | 0 | 0 | 0 | 0 | 0 | 0 | 0 | 0 | 0 | 0 | 0 | 0 | 0 | 0 | 0.024026 | 0.023776 | 0.00025017 | 0 | 0.18186 | 0.15783 | 0 | 0.10286 | -1.0039 | -0.10286 | 0.078994
[9 empty] | 2014-08-05 | 1時 | 0 | 0 | 0 | 0 | 0 | 0 | 0 | 0 | 0 | 0 | 0 | 0 | 0 | 0 | 0 | 0 | 0 | 0 | 0 | 0.024026 | 0.023776 | 0.00025017 | 0 | 0.072356 | 0.04833 | 0 | 0.035693 | -0.34836 | -0.035693 | 0.036663
[9 empty] | 2014-08-05 | 2時 | 0 | 0 | 0 | 0 | 0 | 0 | 0 | 0 | 0 | 0 | 0 | 0 | 0 | 0 | 0 | 0 | 0 | 0 | 0 | 0.024026 | 0.023776 | 0.00025017 | 0 | 0.080156 | 0.05613 | 0 | 0.040478 | -0.39506 | -0.040478 | 0.039679
[9 empty] | 2014-08-05 | 3時 | 0 | 0 | 0 | 0 | 0 | 0 | 0 | 0 | 0 | 0 | 0 | 0 | 0 | 0 | 0 | 0 | 0 | 0 | 0 | 0.024026 | 0.023776 | 0.00025017 | 0 | 0.080156 | 0.05613 | 0 | 0.040478 | -0.39506 | -0.040478 | 0.039679
[9 empty] | 2014-08-05 | 4時 | 0 | 0 | 0 | 0 | 0 | 0 | 0 | 0 | 0 | 0 | 0 | 0 | 0 | 0 | 0 | 0 | 0 | 0 | 0 | 0.024026 | 0.023776 | 0.00025017 | 0 | 0.072356 | 0.04833 | 0 | 0.035693 | -0.34836 | -0.035693 | 0.036663
[9 empty] | 2014-08-05 | 5時 | 0 | 0 | 0 | 0 | 0 | 0 | 0 | 0 | 0 | 0 | 0 | 0 | 0 | 0 | 0 | 0 | 0 | 0 | 0 | 0.024026 | 0.023776 | 0.00025017 | 0 | 0.080156 | 0.05613 | 0 | 0.040478 | -0.39506 | -0.040478 | 0.039679
[9 empty] | 2014-08-05 | 6時 | 0 | 0 | 0 | 0 | 0 | 0 | 0 | 0 | 0 | 0 | 0 | 0 | 0 | 0 | 0 | 0 | 0 | 0 | 0 | 0.024026 | 0.023776 | 0.00025017 | 0 | 0.080156 | 0.05613 | 0 | 0.040478 | -0.39506 | -0.040478 | 0.039679
[9 empty] | 2014-08-05 | 7時 | 0 | 0 | 0 | 0 | 0 | 0 | 0 | 0 | 0 | 0 | 0 | 0 | 0 | 0 | 0 | 0 | 0 | 0 | 0 | 0.024857 | 0.023776 | 0.0010807 | 0.023666 | 0.23404 | 0.18552 | 0 | 0.098915 | -0.96541 | -0.098915 | 0.13513
[9 empty] | 2014-08-05 | 8時 | 0 | 0 | 0 | 0 | 0 | 0 | 0 | 0 | 0 | 0 | 0 | 0 | 0 | 0 | 0 | 0 | 0 | 0 | 0 | 0.031371 | 0.023776 | 0.0075951 | 0.11401 | 0.4267 | 0.28132 | 0 | 0.18082 | -1.7648 | -0.18082 | 0.24588
[9 empty] | 2014-08-05 | 9時 | 0 | 0 | 0 | 0 | 0 | 0 | 0 | 0 | 0 | 0 | 0 | 0 | 0 | 0 | 0 | 0 | 0 | 0 | 0 | 0.024446 | 0.023776 | 0.00067044 | 0.22373 | 0.50028 | 0.2521 | 0 | 0.19156 | -1.8697 | -0.19156 | 0.30871
[9 empty] | 2014-08-05 | 10時 | 0 | 0 | 0 | 0 | 0 | 0 | 0 | 0 | 0 | 0 | 0 | 0 | 0 | 0 | 0 | 0 | 0 | 0 | 0 | 0.024857 | 0.023776 | 0.0010807 | 0.18888 | 0.44125 | 0.22751 | 0 | 0.16448 | -1.6053 | -0.16448 | 0.27677
[9 empty] | 2014-08-05 | 11時 | 0 | 0 | 0 | 0 | 0 | 0 | 0 | 0 | 0 | 0 | 0 | 0 | 0 | 0 | 0 | 0 | 0 | 0 | 0 | 0.024446 | 0.023776 | 0.00067044 | 0.17015 | 0.4299 | 0.23531 | 0 | 0.16705 | -1.6304 | -0.16705 | 0.26285
[9 empty] | 2014-08-05 | 12時 | 0 | 0 | 0 | 0 | 0 | 0 | 0 | 0 | 0 | 0 | 0 | 0 | 0 | 0 | 0 | 0 | 0 | 0 | 0 | 0.03053 | 0.023776 | 0.0067545 | 0.15008 | 0.45344 | 0.27283 | 0 | 0.18022 | -1.7589 | -0.18022 | 0.27323
[9 empty] | 2014-08-05 | 13時 | 0 | 0 | 0 | 0 | 0 | 0 | 0 | 0 | 0 | 0 | 0 | 0 | 0 | 0 | 0 | 0 | 0 | 0 | 0 | 0.024446 | 0.023776 | 0.00067044 | 0.093998 | 0.16677 | 0.04833 | 0 | 0.05713 | -0.55759 | -0.05713 | 0.10965
[9 empty] | 2014-08-05 | 14時 | 0 | 0 | 0 | 0 | 0 | 0 | 0 | 0 | 0 | 0 | 0 | 0 | 0 | 0 | 0 | 0 | 0 | 0 | 0 | 0.024026 | 0.023776 | 0.00025017 | 0 | 0.080156 | 0.05613 | 0 | 0.040478 | -0.39506 | -0.040478 | 0.039679
[9 empty] | 2014-08-05 | 15時 | 0 | 0 | 0 | 0 | 0 | 0 | 0 | 0 | 0 | 0 | 0 | 0 | 0 | 0 | 0 | 0 | 0 | 0 | 0 | 0.024026 | 0.023776 | 0.00025017 | 0 | 0.080156 | 0.05613 | 0 | 0.040478 | -0.39506 | -0.040478 | 0.039679
[9 empty] | 2014-08-05 | 16時 | 0 | 0 | 0 | 0 | 0 | 0 | 0 | 0 | 0 | 0 | 0 | 0 | 0 | 0 | 0 | 0 | 0 | 0 | 0 | 0.024857 | 0.023776 | 0.0010807 | 0.070329 | 0.37035 | 0.27516 | 0 | 0.095581 | -0.93287 | -0.095581 | 0.27477
[9 empty] | 2014-08-05 | 17時 | 0 | 0 | 0 | 0 | 0 | 0 | 0 | 0 | 0 | 0 | 0 | 0 | 0 | 0 | 0 | 0 | 0 | 0 | 0 | 0.036624 | 0.023776 | 0.012849 | 0.13006 | 0.44491 | 0.27822 | 0 | 0.12516 | -1.2216 | -0.12516 | 0.31975
[9 empty] | 2014-08-05 | 18時 | 0 | 0 | 0 | 0 | 0 | 0 | 0 | 0 | 0 | 0 | 0 | 0 | 0 | 0 | 0 | 0 | 0 | 0 | 0 | 0.036624 | 0.023776 | 0.012849 | 0.15964 | 0.41407 | 0.21781 | 0 | 0.098957 | -0.96582 | -0.098957 | 0.31512
[9 empty] | 2014-08-05 | 19時 | 0 | 0 | 0 | 0 | 0 | 0 | 0 | 0 | 0 | 0 | 0 | 0 | 0 | 0 | 0 | 0 | 0 | 0 | 0 | 0.024026 | 0.023776 | 0.00025017 | 0.067685 | 0.2273 | 0.13559 | 0 | 0.11018 | -1.0754 | -0.11018 | 0.11712
[9 empty] | 2014-08-05 | 20時 | 0 | 0 | 0 | 0 | 0 | 0 | 0 | 0 | 0 | 0 | 0 | 0 | 0 | 0 | 0 | 0 | 0 | 0 | 0 | 0.024446 | 0.023776 | 0.00067044 | 0.14104 | 0.29311 | 0.12762 | 0 | 0.090152 | -0.87989 | -0.090152 | 0.20295
[9 empty] | 2014-08-05 | 21時 | 0 | 0 | 0 | 0 | 0 | 0 | 0 | 0 | 0 | 0 | 0 | 0 | 0 | 0 | 0 | 0 | 0 | 0 | 0 | 0.036344 | 0.023776 | 0.012568 | 0.16291 | 0.4405 | 0.24124 | 0 | 0.16214 | -1.5825 | -0.16214 | 0.27836
[9 empty] | 2014-08-05 | 22時 | 0 | 0 | 0 | 0 | 0 | 0 | 0 | 0 | 0 | 0 | 0 | 0 | 0 | 0 | 0 | 0 | 0 | 0 | 0 | 0.036764 | 0.023776 | 0.012989 | 0.16493 | 0.38136 | 0.17966 | 0 | 0.11874 | -1.1589 | -0.11874 | 0.26261
[9 empty] | 2014-08-05 | 23時 | 0 | 0 | 0 | 0 | 0 | 0 | 0 | 0 | 0 | 0 | 0 | 0 | 0 | 0 | 0 | 0 | 0 | 0 | 0 | 0.03039 | 0.023776 | 0.0066144 | 0.1312 | 0.31942 | 0.15783 | 0 | 0.13407 | -1.3085 | -0.13407 | 0.18535
[9 empty] | 2014-08-06 | 0時 | 0 | 0 | 0 | 0 | 0 | 0 | 0 | 0 | 0 | 0 | 0 | 0 | 0 | 0 | 0 | 0 | 0 | 0 | 0 | 0.024026 | 0.023776 | 0.00025017 | 0 | 0.18186 | 0.15783 | 0 | 0.13703 | -1.3374 | -0.13703 | 0.044823
[9 empty] | 2014-08-06 | 1時 | 0 | 0 | 0 | 0 | 0 | 0 | 0 | 0 | 0 | 0 | 0 | 0 | 0 | 0 | 0 | 0 | 0 | 0 | 0 | 0.024026 | 0.023776 | 0.00025017 | 0 | 0.072356 | 0.04833 | 0 | 0.054589 | -0.53279 | -0.054589 | 0.017767
[9 empty] | 2014-08-06 | 2時 | 0 | 0 | 0 | 0 | 0 | 0 | 0 | 0 | 0 | 0 | 0 | 0 | 0 | 0 | 0 | 0 | 0 | 0 | 0 | 0.024026 | 0.023776 | 0.00025017 | 0 | 0.080156 | 0.05613 | 0 | 0.060462 | -0.5901 | -0.060462 | 0.019695
[9 empty] | 2014-08-06 | 3時 | 0 | 0 | 0 | 0 | 0 | 0 | 0 | 0 | 0 | 0 | 0 | 0 | 0 | 0 | 0 | 0 | 0 | 0 | 0 | 0.024026 | 0.023776 | 0.00025017 | 0 | 0.080156 | 0.05613 | 0 | 0.060462 | -0.5901 | -0.060462 | 0.019695
[9 empty] | 2014-08-06 | 4時 | 0 | 0 | 0 | 0 | 0 | 0 | 0 | 0 | 0 | 0 | 0 | 0 | 0 | 0 | 0 | 0 | 0 | 0 | 0 | 0.024026 | 0.023776 | 0.00025017 | 0 | 0.072356 | 0.04833 | 0 | 0.054589 | -0.53279 | -0.054589 | 0.017767
[9 empty] | 2014-08-06 | 5時 | 0 | 0 | 0 | 0 | 0 | 0 | 0 | 0 | 0 | 0 | 0 | 0 | 0 | 0 | 0 | 0 | 0 | 0 | 0 | 0.024026 | 0.023776 | 0.00025017 | 0 | 0.080156 | 0.05613 | 0 | 0.060462 | -0.5901 | -0.060462 | 0.019695
[9 empty] | 2014-08-06 | 6時 | 0 | 0 | 0 | 0 | 0 | 0 | 0 | 0 | 0 | 0 | 0 | 0 | 0 | 0 | 0 | 0 | 0 | 0 | 0 | 0.024446 | 0.023776 | 0.00067044 | 0.018231 | 0.15865 | 0.11597 | 0 | 0.10757 | -1.0499 | -0.10757 | 0.051072
[9 empty] | 2014-08-06 | 7時 | 0 | 0 | 0 | 0 | 0 | 0 | 0 | 0 | 0 | 0 | 0 | 0 | 0 | 0 | 0 | 0 | 0 | 0 | 0 | 0.024446 | 0.023776 | 0.00067044 | 0.054439 | 0.34926 | 0.27038 | 0 | 0.24072 | -2.3495 | -0.24072 | 0.10854
[9 empty] | 2014-08-06 | 8時 | 0 | 0 | 0 | 0 | 0 | 0 | 0 | 0 | 0 | 0 | 0 | 0 | 0 | 0 | 0 | 0 | 0 | 0 | 0 | 0.037875 | 0.023776 | 0.014099 | 0.13781 | 0.50836 | 0.33267 | 0 | 0.31967 | -3.1199 | -0.31967 | 0.18869
[9 empty] | 2014-08-06 | 9時 | 0 | 0 | 0 | 0 | 0 | 0 | 0 | 0 | 0 | 0 | 0 | 0 | 0 | 0 | 1.0574 | 0.10834 | 0 | 0 | 0 | 0.024026 | 0.023776 | 0.00025017 | 0.072039 | 0.26053 | 0.05613 | 0 | 0.15171 | -1.4807 | -0.15171 | 0.10882
[9 empty] | 2014-08-06 | 10時 | 0 | 0 | 0 | 0 | 0 | 0 | 0 | 0 | 0 | 0 | 0 | 0 | 0 | 0 | 1.5059 | 0.15429 | 0 | 0 | 0 | 0.024026 | 0.023776 | 0.00025017 | 0 | 0.22665 | 0.04833 | 0 | 0.13264 | -1.2946 | -0.13264 | 0.094004
[9 empty] | 2014-08-06 | 11時 | 0 | 0 | 0 | 0 | 0 | 0 | 0 | 0 | 0 | 0 | 0 | 0 | 0 | 0 | 1.0883 | 0.11151 | 0 | 0 | 0 | 0.024026 | 0.023776 | 0.00025017 | 0 | 0.19166 | 0.05613 | 0 | 0.11688 | -1.1407 | -0.11688 | 0.074787
[9 empty] | 2014-08-06 | 12時 | 0 | 0 | 0 | 0 | 0 | 0 | 0 | 0 | 0 | 0 | 0 | 0 | 0 | 0 | 0.51019 | 0.052274 | 0 | 0 | 0 | 0.024026 | 0.023776 | 0.00025017 | 0 | 0.13243 | 0.05613 | 0 | 0.086912 | -0.84827 | -0.086912 | 0.045518
[9 empty] | 2014-08-06 | 13時 | 0 | 0 | 0 | 0 | 0 | 0 | 0 | 0 | 0 | 0 | 0 | 0 | 0 | 0 | 0 | 0 | 0 | 0 | 0 | 0.024026 | 0.023776 | 0.00025017 | 0 | 0.072356 | 0.04833 | 0 | 0.054589 | -0.53279 | -0.054589 | 0.017767
[9 empty] | 2014-08-06 | 14時 | 0 | 0 | 0 | 0 | 0 | 0 | 0 | 0 | 0 | 0 | 0 | 0 | 0 | 0 | 0 | 0 | 0 | 0 | 0 | 0.024026 | 0.023776 | 0.00025017 | 0 | 0.080156 | 0.05613 | 0 | 0.060462 | -0.5901 | -0.060462 | 0.019695
[9 empty] | 2014-08-06 | 15時 | 0 | 0 | 0 | 0 | 0 | 0 | 0 | 0 | 0 | 0 | 0 | 0 | 0 | 0 | 1.0381 | 0.10636 | 0 | 0 | 0 | 0.024026 | 0.023776 | 0.00025017 | 0 | 0.18652 | 0.05613 | 0 | 0.11427 | -1.1153 | -0.11427 | 0.072246
[9 empty] | 2014-08-06 | 16時 | 0 | 0 | 0 | 0 | 0 | 0 | 0 | 0 | 0 | 0 | 0 | 0 | 0 | 0 | 0.80303 | 0.082278 | 0 | 0 | 0 | 0.024026 | 0.023776 | 0.00025017 | 0 | 0.15463 | 0.04833 | 0 | 0.096214 | -0.93905 | -0.096214 | 0.05842
[9 empty] | 2014-08-06 | 17時 | 0 | 0 | 0 | 0 | 0 | 0 | 0 | 0 | 0 | 0 | 0 | 0 | 0 | 0 | 0.68702 | 0.070391 | 0 | 0 | 0 | 0.024026 | 0.023776 | 0.00025017 | 0 | 0.15055 | 0.05613 | 0 | 0.096072 | -0.93767 | -0.096072 | 0.054475
[9 empty] | 2014-08-06 | 18時 | 0 | 0 | 0 | 0 | 0 | 0 | 0 | 0 | 0 | 0 | 0 | 0 | 0 | 0 | 0.28982 | 0.029694 | 0 | 0 | 0 | 0.024026 | 0.023776 | 0.00025017 | 0 | 0.10985 | 0.05613 | 0 | 0.075487 | -0.73675 | -0.075487 | 0.034364
[9 empty] | 2014-08-06 | 19時 | 0 | 0 | 0 | 0 | 0 | 0 | 0 | 0 | 0 | 0 | 0 | 0 | 0 | 0 | 1.0669 | 0.10931 | 0 | 0 | 0 | 0.024026 | 0.023776 | 0.00025017 | 0 | 0.18167 | 0.04833 | 0 | 0.10989 | -1.0725 | -0.10989 | 0.071781
[9 empty] | 2014-08-06 | 20時 | 0 | 0 | 0 | 0 | 0 | 0 | 0 | 0 | 0 | 0 | 0 | 0 | 0 | 0 | 1.0051 | 0.10299 | 0 | 0 | 0 | 0.024857 | 0.023776 | 0.0010807 | 0.035316 | 0.3681 | 0.20494 | 0 | 0.185 | -1.8056 | -0.185 | 0.1831
[9 empty] | 2014-08-06 | 21時 | 0 | 0 | 0 | 0 | 0 | 0 | 0 | 0 | 0 | 0 | 0 | 0 | 0 | 0 | 0.96778 | 0.099158 | 0 | 0 | 0 | 0.024446 | 0.023776 | 0.00067044 | 0.091389 | 0.45622 | 0.24122 | 0 | 0.25193 | -2.4588 | -0.25193 | 0.20428
[9 empty] | 2014-08-06 | 22時 | 0 | 0 | 0 | 0 | 0 | 0 | 0 | 0 | 0 | 0 | 0 | 0 | 0 | 0 | 0 | 0 | 0 | 0 | 0 | 0.030811 | 0.023776 | 0.0070347 | 0.16493 | 0.2469 | 0.051159 | 0 | 0.13831 | -1.3499 | -0.13831 | 0.10859
[9 empty] | 2014-08-06 | 23時 | 0 | 0 | 0 | 0 | 0 | 0 | 0 | 0 | 0 | 0 | 0 | 0 | 0 | 0 | 0 | 0 | 0 | 0 | 0 | 0.036344 | 0.023776 | 0.012568 | 0.13218 | 0.38619 | 0.21767 | 0 | 0.24781 | -2.4186 | -0.24781 | 0.13838
[9 empty] | 2014-08-07 | 0時 | 0 | 0 | 0 | 0 | 0 | 0 | 0 | 0 | 0 | 0 | 0 | 0 | 0 | 0 | 0 | 0 | 0 | 0 | 0 | 0.024026 | 0.023776 | 0.00025017 | 0.045276 | 0.22713 | 0.15783 | 0 | 0.11654 | -1.1375 | -0.11654 | 0.11059
[9 empty] | 2014-08-07 | 1時 | 0 | 0 | 0 | 0 | 0 | 0 | 0 | 0 | 0 | 0 | 0 | 0 | 0 | 0 | 0 | 0 | 0 | 0 | 0 | 0.024026 | 0.023776 | 0.00025017 | 0 | 0.072356 | 0.04833 | 0 | 0.037071 | -0.36181 | -0.037071 | 0.035286
[9 empty] | 2014-08-07 | 2時 | 0 | 0 | 0 | 0 | 0 | 0 | 0 | 0 | 0 | 0 | 0 | 0 | 0 | 0 | 0 | 0 | 0 | 0 | 0 | 0.024026 | 0.023776 | 0.00025017 | 0 | 0.080156 | 0.05613 | 0 | 0.041935 | -0.40928 | -0.041935 | 0.038222
[9 empty] | 2014-08-07 | 3時 | 0 | 0 | 0 | 0 | 0 | 0 | 0 | 0 | 0 | 0 | 0 | 0 | 0 | 0 | 0 | 0 | 0 | 0 | 0 | 0.024026 | 0.023776 | 0.00025017 | 0 | 0.080156 | 0.05613 | 0 | 0.041935 | -0.40928 | -0.041935 | 0.038222
[9 empty] | 2014-08-07 | 4時 | 0 | 0 | 0 | 0 | 0 | 0 | 0 | 0 | 0 | 0 | 0 | 0 | 0 | 0 | 0 | 0 | 0 | 0 | 0 | 0.024026 | 0.023776 | 0.00025017 | 0 | 0.072356 | 0.04833 | 0 | 0.037071 | -0.36181 | -0.037071 | 0.035286
[9 empty] | 2014-08-07 | 5時 | 0 | 0 | 0 | 0 | 0 | 0 | 0 | 0 | 0 | 0 | 0 | 0 | 0 | 0 | 0 | 0 | 0 | 0 | 0 | 0.024026 | 0.023776 | 0.00025017 | 0 | 0.080156 | 0.05613 | 0 | 0.041935 | -0.40928 | -0.041935 | 0.038222
[9 empty] | 2014-08-07 | 6時 | 0 | 0 | 0 | 0 | 0 | 0 | 0 | 0 | 0 | 0 | 0 | 0 | 0 | 0 | 0 | 0 | 0 | 0 | 0 | 0.03053 | 0.023776 | 0.0067545 | 0.018231 | 0.30998 | 0.26122 | 0 | 0.15015 | -1.4655 | -0.15015 | 0.15983
[9 empty] | 2014-08-07 | 7時 | 0 | 0 | 0 | 0 | 0 | 0 | 0 | 0 | 0 | 0 | 0 | 0 | 0 | 0 | 0 | 0 | 0 | 0 | 0 | 0.024857 | 0.023776 | 0.0010807 | 0.11469 | 0.3877 | 0.24816 | 0 | 0.15435 | -1.5064 | -0.15435 | 0.23336
[9 empty] | 2014-08-07 | 8時 | 0 | 0 | 0 | 0 | 0 | 0 | 0 | 0 | 0 | 0 | 0 | 0 | 0 | 0 | 0.13832 | 0.014172 | 0 | 0 | 0 | 0.024857 | 0.023776 | 0.0010807 | 0.064563 | 0.24847 | 0.14488 | 0 | 0.10353 | -1.0105 | -0.10353 | 0.14494
[9 empty] | 2014-08-07 | 9時 | 0 | 0 | 0 | 0 | 0 | 0 | 0 | 0 | 0 | 0 | 0 | 0 | 0 | 0 | 0 | 0 | 0 | 0 | 0 | 0.024026 | 0.023776 | 0.00025017 | 0.16544 | 0.52635 | 0.33688 | 0 | 0.24446 | -2.3859 | -0.24446 | 0.28189
[9 empty] | 2014-08-07 | 10時 | 0 | 0 | 0 | 0 | 0 | 0 | 0 | 0 | 0 | 0 | 0 | 0 | 0 | 0 | 0 | 0 | 0 | 0 | 0 | 0.024446 | 0.023776 | 0.00067044 | 0.053027 | 0.1258 | 0.04833 | 0 | 0.050296 | -0.49089 | -0.050296 | 0.075507
[9 empty] | 2014-08-07 | 11時 | 0 | 0 | 0 | 0 | 0 | 0 | 0 | 0 | 0 | 0 | 0 | 0 | 0 | 0 | 0.73485 | 0.075292 | 0 | 0 | 0 | 0.024026 | 0.023776 | 0.00025017 | 0.0026381 | 0.15809 | 0.05613 | 0 | 0.061216 | -0.59747 | -0.061216 | 0.096871
[9 empty] | 2014-08-07 | 12時 | 0 | 0 | 0 | 0 | 0 | 0 | 0 | 0 | 0 | 0 | 0 | 0 | 0 | 0 | 0.47732 | 0.048906 | 0 | 0 | 0 | 0.03053 | 0.023776 | 0.0067545 | 0.029502 | 0.38177 | 0.27283 | 0 | 0.1701 | -1.6602 | -0.1701 | 0.21166
[9 empty] | 2014-08-07 | 13時 | 0 | 0 | 0 | 0 | 0 | 0 | 0 | 0 | 0 | 0 | 0 | 0 | 0 | 0 | 0 | 0 | 0 | 0 | 0 | 0.024446 | 0.023776 | 0.00067044 | 0.058042 | 0.13082 | 0.04833 | 0 | 0.05154 | -0.50303 | -0.05154 | 0.079278
[9 empty] | 2014-08-07 | 14時 | 0 | 0 | 0 | 0 | 0 | 0 | 0 | 0 | 0 | 0 | 0 | 0 | 0 | 0 | 0 | 0 | 0 | 0 | 0 | 0.024026 | 0.023776 | 0.00025017 | 0.024487 | 0.10464 | 0.05613 | 0 | 0.04799 | -0.46838 | -0.04799 | 0.056654
[9 empty] | 2014-08-07 | 15時 | 0 | 0 | 0 | 0 | 0 | 0 | 0 | 0 | 0 | 0 | 0 | 0 | 0 | 0 | 0.56836 | 0.058233 | 0 | 0 | 0 | 0.024026 | 0.023776 | 0.00025017 | 0 | 0.13839 | 0.05613 | 0 | 0.056343 | -0.54991 | -0.056343 | 0.082046
[9 empty] | 2014-08-07 | 16時 | 0 | 0 | 0 | 0 | 0 | 0 | 0 | 0 | 0 | 0 | 0 | 0 | 0 | 0 | 0.3795 | 0.038883 | 0 | 0 | 0 | 0.024446 | 0.023776 | 0.00067044 | 0.033816 | 0.14548 | 0.04833 | 0 | 0.055165 | -0.53842 | -0.055165 | 0.09031
[9 empty] | 2014-08-07 | 17時 | 0 | 0 | 0 | 0 | 0 | 0 | 0 | 0 | 0 | 0 | 0 | 0 | 0 | 0 | 0.8638 | 0.088504 | 0 | 0 | 0 | 0.024446 | 0.023776 | 0.00067044 | 0.056835 | 0.37471 | 0.20493 | 0 | 0.14281 | -1.3938 | -0.14281 | 0.23191
[9 empty] | 2014-08-07 | 18時 | 0 | 0 | 0 | 0 | 0 | 0 | 0 | 0 | 0 | 0 | 0 | 0 | 0 | 0 | 0.23777 | 0.024362 | 0 | 0 | 0 | 0.036624 | 0.023776 | 0.012849 | 0.066494 | 0.46626 | 0.33878 | 0 | 0.17425 | -1.7006 | -0.17425 | 0.29201
[9 empty] | 2014-08-07 | 19時 | 0 | 0 | 0 | 0 | 0 | 0 | 0 | 0 | 0 | 0 | 0 | 0 | 0 | 0 | 0.78676 | 0.080611 | 0 | 0 | 0 | 0.036624 | 0.023776 | 0.012849 | 0.16307 | 0.41519 | 0.13488 | 0 | 0.16281 | -1.589 | -0.16281 | 0.25238
[9 empty] | 2014-08-07 | 20時 | 0 | 0 | 0 | 0 | 0 | 0 | 0 | 0 | 0 | 0 | 0 | 0 | 0 | 0 | 0.5877 | 0.060216 | 0 | 0 | 0 | 0.024446 | 0.023776 | 0.00067044 | 0.088224 | 0.3005 | 0.12761 | 0 | 0.10078 | -0.98358 | -0.10078 | 0.19972
[9 empty] | 2014-08-07 | 21時 | 0 | 0 | 0 | 0 | 0 | 0 | 0 | 0 | 0 | 0 | 0 | 0 | 0 | 0 | 0.94966 | 0.097301 | 0 | 0 | 0 | 0.024446 | 0.023776 | 0.00067044 | 0.14284 | 0.45201 | 0.18743 | 0 | 0.15559 | -1.5186 | -0.15559 | 0.29642
[9 empty] | 2014-08-07 | 22時 | 0 | 0 | 0 | 0 | 0 | 0 | 0 | 0 | 0 | 0 | 0 | 0 | 0 | 0 | 0.4135 | 0.042366 | 0 | 0 | 0 | 0.036344 | 0.023776 | 0.012568 | 0.16493 | 0.43543 | 0.19179 | 0 | 0.16298 | -1.5907 | -0.16298 | 0.27246
[9 empty] | 2014-08-07 | 23時 | 0 | 0 | 0 | 0 | 0 | 0 | 0 | 0 | 0 | 0 | 0 | 0 | 0 | 0 | 0 | 0 | 0 | 0 | 0 | 0.037175 | 0.023776 | 0.013399 | 0.17268 | 0.42753 | 0.21768 | 0 | 0.17535 | -1.7114 | -0.17535 | 0.25218
[9 empty] | 2014-08-08 | 0時 | 0 | 0 | 0 | 0 | 0 | 0 | 0 | 0 | 0 | 0 | 0 | 0 | 0 | 0 | 0 | 0 | 0 | 0 | 0 | 0.024026 | 0.023776 | 0.00025017 | 0.045276 | 0.22713 | 0.15783 | 0 | 0.14504 | -1.4156 | -0.14504 | 0.082088
[9 empty] | 2014-08-08 | 1時 | 0 | 0 | 0 | 0 | 0 | 0 | 0 | 0 | 0 | 0 | 0 | 0 | 0 | 0 | 0 | 0 | 0 | 0 | 0 | 0.024026 | 0.023776 | 0.00025017 | 0 | 0.072356 | 0.04833 | 0 | 0.048577 | -0.47411 | -0.048577 | 0.023779
[9 empty] | 2014-08-08 | 2時 | 0 | 0 | 0 | 0 | 0 | 0 | 0 | 0 | 0 | 0 | 0 | 0 | 0 | 0 | 0 | 0 | 0 | 0 | 0 | 0.024026 | 0.023776 | 0.00025017 | 0 | 0.080156 | 0.05613 | 0 | 0.054104 | -0.52805 | -0.054104 | 0.026053
[9 empty] | 2014-08-08 | 3時 | 0 | 0 | 0 | 0 | 0 | 0 | 0 | 0 | 0 | 0 | 0 | 0 | 0 | 0 | 0 | 0 | 0 | 0 | 0 | 0.024026 | 0.023776 | 0.00025017 | 0 | 0.080156 | 0.05613 | 0 | 0.054104 | -0.52805 | -0.054104 | 0.026053
[9 empty] | 2014-08-08 | 4時 | 0 | 0 | 0 | 0 | 0 | 0 | 0 | 0 | 0 | 0 | 0 | 0 | 0 | 0 | 0 | 0 | 0 | 0 | 0 | 0.024026 | 0.023776 | 0.00025017 | 0 | 0.072356 | 0.04833 | 0 | 0.048577 | -0.47411 | -0.048577 | 0.023779
[9 empty] | 2014-08-08 | 5時 | 0 | 0 | 0 | 0 | 0 | 0 | 0 | 0 | 0 | 0 | 0 | 0 | 0 | 0 | 0 | 0 | 0 | 0 | 0 | 0.024026 | 0.023776 | 0.00025017 | 0 | 0.080156 | 0.05613 | 0 | 0.054104 | -0.52805 | -0.054104 | 0.026053
[9 empty] | 2014-08-08 | 6時 | 0 | 0 | 0 | 0 | 0 | 0 | 0 | 0 | 0 | 0 | 0 | 0 | 0 | 0 | 0 | 0 | 0 | 0 | 0 | 0.03053 | 0.023776 | 0.0067545 | 0.018231 | 0.30998 | 0.26122 | 0 | 0.18977 | -1.8521 | -0.18977 | 0.12022
[9 empty] | 2014-08-08 | 7時 | 0 | 0 | 0 | 0 | 0 | 0 | 0 | 0 | 0 | 0 | 0 | 0 | 0 | 0 | 0 | 0 | 0 | 0 | 0 | 0.024857 | 0.023776 | 0.0010807 | 0.11469 | 0.3877 | 0.24816 | 0 | 0.21055 | -2.055 | -0.21055 | 0.17715
[9 empty] | 2014-08-08 | 8時 | 0 | 0 | 0 | 0 | 0 | 0 | 0 | 0 | 0 | 0 | 0 | 0 | 0 | 0 | 0.27852 | 0.028537 | 0 | 0 | 0 | 0.024857 | 0.023776 | 0.0010807 | 0.064563 | 0.26283 | 0.14488 | 0 | 0.14578 | -1.4228 | -0.14578 | 0.11706
[9 empty] | 2014-08-08 | 9時 | 0 | 0 | 0 | 0 | 0 | 0 | 0 | 0 | 0 | 0 | 0 | 0 | 0 | 0 | 0 | 0 | 0 | 0 | 0 | 0.024026 | 0.023776 | 0.00025017 | 0.16544 | 0.52635 | 0.33688 | 0 | 0.31162 | -3.0414 | -0.31162 | 0.21473
[9 empty] | 2014-08-08 | 10時 | 0 | 0 | 0 | 0 | 0 | 0 | 0 | 0 | 0 | 0 | 0 | 0 | 0 | 0 | 0 | 0 | 0 | 0 | 0 | 0.024446 | 0.023776 | 0.00067044 | 0.053027 | 0.1258 | 0.04833 | 0 | 0.07088 | -0.69179 | -0.07088 | 0.054924
[9 empty] | 2014-08-08 | 11時 | 0 | 0 | 0 | 0 | 0 | 0 | 0 | 0 | 0 | 0 | 0 | 0 | 0 | 0 | 0.92313 | 0.094584 | 0 | 0 | 0 | 0.024026 | 0.023776 | 0.00025017 | 0.0026381 | 0.17738 | 0.05613 | 0 | 0.09467 | -0.92398 | -0.09467 | 0.082708
[9 empty] | 2014-08-08 | 12時 | 0 | 0 | 0 | 0 | 0 | 0 | 0 | 0 | 0 | 0 | 0 | 0 | 0 | 0 | 0.80692 | 0.082677 | 0 | 0 | 0 | 0.03053 | 0.023776 | 0.0067545 | 0.029502 | 0.41554 | 0.27283 | 0 | 0.23551 | -2.2985 | -0.23551 | 0.18003
[9 empty] | 2014-08-08 | 13時 | 0 | 0 | 0 | 0 | 0 | 0 | 0 | 0 | 0 | 0 | 0 | 0 | 0 | 0 | 0 | 0 | 0 | 0 | 0 | 0.024446 | 0.023776 | 0.00067044 | 0.058042 | 0.13082 | 0.04833 | 0 | 0.072974 | -0.71223 | -0.072974 | 0.057844
[9 empty] | 2014-08-08 | 14時 | 0 | 0 | 0 | 0 | 0 | 0 | 0 | 0 | 0 | 0 | 0 | 0 | 0 | 0 | 0 | 0 | 0 | 0 | 0 | 0.024026 | 0.023776 | 0.00025017 | 0.024487 | 0.10464 | 0.05613 | 0 | 0.064318 | -0.62774 | -0.064318 | 0.040325
[9 empty] | 2014-08-08 | 15時 | 0 | 0 | 0 | 0 | 0 | 0 | 0 | 0 | 0 | 0 | 0 | 0 | 0 | 0 | 1.3517 | 0.13849 | 0 | 0 | 0 | 0.024026 | 0.023776 | 0.00025017 | 0 | 0.21865 | 0.05613 | 0 | 0.11189 | -1.0921 | -0.11189 | 0.10676
[9 empty] | 2014-08-08 | 16時 | 0 | 0 | 0 | 0 | 0 | 0 | 0 | 0 | 0 | 0 | 0 | 0 | 0 | 0 | 0.72531 | 0.074315 | 0 | 0 | 0 | 0.024446 | 0.023776 | 0.00067044 | 0.033816 | 0.18091 | 0.04833 | 0 | 0.093874 | -0.91621 | -0.093874 | 0.087034
[9 empty] | 2014-08-08 | 17時 | 0 | 0 | 0 | 0 | 0 | 0 | 0 | 0 | 0 | 0 | 0 | 0 | 0 | 0 | 1.4155 | 0.14503 | 0 | 0 | 0 | 0.024446 | 0.023776 | 0.00067044 | 0.056835 | 0.43124 | 0.20493 | 0 | 0.22227 | -2.1694 | -0.22227 | 0.20897
[9 empty] | 2014-08-08 | 18時 | 0 | 0 | 0 | 0 | 0 | 0 | 0 | 0 | 0 | 0 | 0 | 0 | 0 | 0 | 0.49083 | 0.05029 | 0 | 0 | 0 | 0.036624 | 0.023776 | 0.012849 | 0.066494 | 0.49219 | 0.33878 | 0 | 0.25451 | -2.484 | -0.25451 | 0.23768
[9 empty] | 2014-08-08 | 19時 | 0 | 0 | 0 | 0 | 0 | 0 | 0 | 0 | 0 | 0 | 0 | 0 | 0 | 0 | 1.0231 | 0.10483 | 0 | 0 | 0 | 0.036624 | 0.023776 | 0.012849 | 0.16307 | 0.4394 | 0.13488 | 0 | 0.24132 | -2.3553 | -0.24132 | 0.19809
[9 empty] | 2014-08-08 | 20時 | 0 | 0 | 0 | 0 | 0 | 0 | 0 | 0 | 0 | 0 | 0 | 0 | 0 | 0 | 0.75004 | 0.076849 | 0 | 0 | 0 | 0.024446 | 0.023776 | 0.00067044 | 0.088224 | 0.31713 | 0.12761 | 0 | 0.15633 | -1.5258 | -0.15633 | 0.1608
[9 empty] | 2014-08-08 | 21時 | 0 | 0 | 0 | 0 | 0 | 0 | 0 | 0 | 0 | 0 | 0 | 0 | 0 | 0 | 1.0783 | 0.11048 | 0 | 0 | 0 | 0.024446 | 0.023776 | 0.00067044 | 0.14284 | 0.46519 | 0.18743 | 0 | 0.23152 | -2.2597 | -0.23152 | 0.23366
[9 empty] | 2014-08-08 | 22時 | 0 | 0 | 0 | 0 | 0 | 0 | 0 | 0 | 0 | 0 | 0 | 0 | 0 | 0 | 1.0158 | 0.10408 | 0 | 0 | 0 | 0.036344 | 0.023776 | 0.012568 | 0.16493 | 0.49715 | 0.19179 | 0 | 0.25375 | -2.4766 | -0.25375 | 0.2434
[9 empty] | 2014-08-08 | 23時 | 0 | 0 | 0 | 0 | 0 | 0 | 0 | 0 | 0 | 0 | 0 | 0 | 0 | 0 | 0 | 0 | 0 | 0 | 0 | 0.037175 | 0.023776 | 0.013399 | 0.17268 | 0.42753 | 0.21768 | 0 | 0.23581 | -2.3015 | -0.23581 | 0.19173
[9 empty] | 2014-08-09 | 0時 | 0 | 0 | 0 | 0 | 0 | 0 | 0 | 0 | 0 | 0 | 0 | 0 | 0 | 0 | 0 | 0 | 0 | 0 | 0 | 0.024026 | 0.023776 | 0.00025017 | 0.045276 | 0.22713 | 0.15783 | 0 | 0.11615 | -1.1336 | -0.11615 | 0.11098
[9 empty] | 2014-08-09 | 1時 | 0 | 0 | 0 | 0 | 0 | 0 | 0 | 0 | 0 | 0 | 0 | 0 | 0 | 0 | 0 | 0 | 0 | 0 | 0 | 0.024026 | 0.023776 | 0.00025017 | 0 | 0.072356 | 0.04833 | 0 | 0.036911 | -0.36025 | -0.036911 | 0.035445
[9 empty] | 2014-08-09 | 2時 | 0 | 0 | 0 | 0 | 0 | 0 | 0 | 0 | 0 | 0 | 0 | 0 | 0 | 0 | 0 | 0 | 0 | 0 | 0 | 0.024026 | 0.023776 | 0.00025017 | 0 | 0.080156 | 0.05613 | 0 | 0.041766 | -0.40763 | -0.041766 | 0.038391
[9 empty] | 2014-08-09 | 3時 | 0 | 0 | 0 | 0 | 0 | 0 | 0 | 0 | 0 | 0 | 0 | 0 | 0 | 0 | 0 | 0 | 0 | 0 | 0 | 0.024026 | 0.023776 | 0.00025017 | 0 | 0.080156 | 0.05613 | 0 | 0.041766 | -0.40763 | -0.041766 | 0.038391
[9 empty] | 2014-08-09 | 4時 | 0 | 0 | 0 | 0 | 0 | 0 | 0 | 0 | 0 | 0 | 0 | 0 | 0 | 0 | 0 | 0 | 0 | 0 | 0 | 0.024026 | 0.023776 | 0.00025017 | 0 | 0.072356 | 0.04833 | 0 | 0.036911 | -0.36025 | -0.036911 | 0.035445
[9 empty] | 2014-08-09 | 5時 | 0 | 0 | 0 | 0 | 0 | 0 | 0 | 0 | 0 | 0 | 0 | 0 | 0 | 0 | 0 | 0 | 0 | 0 | 0 | 0.024026 | 0.023776 | 0.00025017 | 0 | 0.080156 | 0.05613 | 0 | 0.041766 | -0.40763 | -0.041766 | 0.038391
[9 empty] | 2014-08-09 | 6時 | 0 | 0 | 0 | 0 | 0 | 0 | 0 | 0 | 0 | 0 | 0 | 0 | 0 | 0 | 0 | 0 | 0 | 0 | 0 | 0.03053 | 0.023776 | 0.0067545 | 0.018231 | 0.30998 | 0.26122 | 0 | 0.1496 | -1.4601 | -0.1496 | 0.16038
[9 empty] | 2014-08-09 | 7時 | 0 | 0 | 0 | 0 | 0 | 0 | 0 | 0 | 0 | 0 | 0 | 0 | 0 | 0 | 0.16913 | 0.017329 | 0 | 0 | 0 | 0.024857 | 0.023776 | 0.0010807 | 0.11469 | 0.40503 | 0.24816 | 0 | 0.15781 | -1.5402 | -0.15781 | 0.24722
[9 empty] | 2014-08-09 | 8時 | 0 | 0 | 0 | 0 | 0 | 0 | 0 | 0 | 0 | 0 | 0 | 0 | 0 | 0 | 0.54325 | 0.05566 | 0 | 0 | 0 | 0.024857 | 0.023776 | 0.0010807 | 0.064563 | 0.28996 | 0.14488 | 0 | 0.1132 | -1.1048 | -0.1132 | 0.17676
[9 empty] | 2014-08-09 | 9時 | 0 | 0 | 0 | 0 | 0 | 0 | 0 | 0 | 0 | 0 | 0 | 0 | 0 | 0 | 0 | 0 | 0 | 0 | 0 | 0.024026 | 0.023776 | 0.00025017 | 0.16544 | 0.52635 | 0.33688 | 0 | 0.24353 | -2.3768 | -0.24353 | 0.28282
[9 empty] | 2014-08-09 | 10時 | 0 | 0 | 0 | 0 | 0 | 0 | 0 | 0 | 0 | 0 | 0 | 0 | 0 | 0 | 0 | 0 | 0 | 0 | 0 | 0.024446 | 0.023776 | 0.00067044 | 0.053027 | 0.1258 | 0.04833 | 0 | 0.05001 | -0.4881 | -0.05001 | 0.075793
[9 empty] | 2014-08-09 | 11時 | 0 | 0 | 0 | 0 | 0 | 0 | 0 | 0 | 0 | 0 | 0 | 0 | 0 | 0 | 1.5602 | 0.15986 | 0 | 0 | 0 | 0.024026 | 0.023776 | 0.00025017 | 0.0026381 | 0.24265 | 0.05613 | 0 | 0.081587 | -0.79629 | -0.081587 | 0.16106
[9 empty] | 2014-08-09 | 12時 | 0 | 0 | 0 | 0 | 0 | 0 | 0 | 0 | 0 | 0 | 0 | 0 | 0 | 0 | 1.0113 | 0.10362 | 0 | 0 | 0 | 0.03053 | 0.023776 | 0.0067545 | 0.029502 | 0.43648 | 0.27283 | 0 | 0.1828 | -1.7841 | -0.1828 | 0.25368
[9 empty] | 2014-08-09 | 13時 | 0 | 0 | 0 | 0 | 0 | 0 | 0 | 0 | 0 | 0 | 0 | 0 | 0 | 0 | 0 | 0 | 0 | 0 | 0 | 0.024446 | 0.023776 | 0.00067044 | 0.058042 | 0.13082 | 0.04833 | 0 | 0.051242 | -0.50012 | -0.051242 | 0.079576
[9 empty] | 2014-08-09 | 14時 | 0 | 0 | 0 | 0 | 0 | 0 | 0 | 0 | 0 | 0 | 0 | 0 | 0 | 0 | 0 | 0 | 0 | 0 | 0 | 0.024026 | 0.023776 | 0.00025017 | 0.024487 | 0.10464 | 0.05613 | 0 | 0.047763 | -0.46616 | -0.047763 | 0.056881
[9 empty] | 2014-08-09 | 15時 | 0 | 0 | 0 | 0 | 0 | 0 | 0 | 0 | 0 | 0 | 0 | 0 | 0 | 0 | 1.4219 | 0.14568 | 0 | 0 | 0 | 0.024026 | 0.023776 | 0.00025017 | 0 | 0.22584 | 0.05613 | 0 | 0.077468 | -0.75609 | -0.077468 | 0.14837
[9 empty] | 2014-08-09 | 16時 | 0 | 0 | 0 | 0 | 0 | 0 | 0 | 0 | 0 | 0 | 0 | 0 | 0 | 0 | 0.76702 | 0.078589 | 0 | 0 | 0 | 0.024446 | 0.023776 | 0.00067044 | 0.033816 | 0.18518 | 0.04833 | 0 | 0.064563 | -0.63014 | -0.064563 | 0.12062
[9 empty] | 2014-08-09 | 17時 | 0 | 0 | 0 | 0 | 0 | 0 | 0 | 0 | 0 | 0 | 0 | 0 | 0 | 0 | 1.4227 | 0.14576 | 0 | 0 | 0 | 0.024446 | 0.023776 | 0.00067044 | 0.056835 | 0.43197 | 0.20493 | 0 | 0.15606 | -1.5231 | -0.15606 | 0.27592
[9 empty] | 2014-08-09 | 18時 | 0 | 0 | 0 | 0 | 0 | 0 | 0 | 0 | 0 | 0 | 0 | 0 | 0 | 0 | 0.42172 | 0.043209 | 0 | 0 | 0 | 0.036624 | 0.023776 | 0.012849 | 0.066494 | 0.4851 | 0.33878 | 0 | 0.1779 | -1.7363 | -0.1779 | 0.3072
[9 empty] | 2014-08-09 | 19時 | 0 | 0 | 0 | 0 | 0 | 0 | 0 | 0 | 0 | 0 | 0 | 0 | 0 | 0 | 1.0539 | 0.10798 | 0 | 0 | 0 | 0.036624 | 0.023776 | 0.012849 | 0.16307 | 0.44255 | 0.13488 | 0 | 0.1683 | -1.6426 | -0.1683 | 0.27426
[9 empty] | 2014-08-09 | 20時 | 0 | 0 | 0 | 0 | 0 | 0 | 0 | 0 | 0 | 0 | 0 | 0 | 0 | 0 | 0.75765 | 0.077628 | 0 | 0 | 0 | 0.024446 | 0.023776 | 0.00067044 | 0.088224 | 0.31791 | 0.12761 | 0 | 0.10437 | -1.0186 | -0.10437 | 0.21354
[9 empty] | 2014-08-09 | 21時 | 0 | 0 | 0 | 0 | 0 | 0 | 0 | 0 | 0 | 0 | 0 | 0 | 0 | 0 | 1.1365 | 0.11644 | 0 | 0 | 0 | 0.024446 | 0.023776 | 0.00067044 | 0.14284 | 0.47115 | 0.18743 | 0 | 0.1593 | -1.5547 | -0.1593 | 0.31185
[9 empty] | 2014-08-09 | 22時 | 0 | 0 | 0 | 0 | 0 | 0 | 0 | 0 | 0 | 0 | 0 | 0 | 0 | 0 | 1.0565 | 0.10825 | 0 | 0 | 0 | 0.036344 | 0.023776 | 0.012568 | 0.16493 | 0.50132 | 0.19179 | 0 | 0.17821 | -1.7393 | -0.17821 | 0.32311
[9 empty] | 2014-08-09 | 23時 | 0 | 0 | 0 | 0 | 0 | 0 | 0 | 0 | 0 | 0 | 0 | 0 | 0 | 0 | 0 | 0 | 0 | 0 | 0 | 0.037175 | 0.023776 | 0.013399 | 0.17268 | 0.42753 | 0.21768 | 0 | 0.17451 | -1.7032 | -0.17451 | 0.25302
[9 empty] | 2014-08-10 | 0時 | 0 | 0 | 0 | 0 | 0 | 0 | 0 | 0 | 0 | 0 | 0 | 0 | 0 | 0 | 0 | 0 | 0 | 0 | 0 | 0.024026 | 0.023776 | 0.00025017 | 0.045276 | 0.22713 | 0.15783 | 0 | 0.15345 | -1.4976 | -0.15345 | 0.073686
[9 empty] | 2014-08-10 | 1時 | 0 | 0 | 0 | 0 | 0 | 0 | 0 | 0 | 0 | 0 | 0 | 0 | 0 | 0 | 0 | 0 | 0 | 0 | 0 | 0.024026 | 0.023776 | 0.00025017 | 0 | 0.072356 | 0.04833 | 0 | 0.051969 | -0.50722 | -0.051969 | 0.020387
[9 empty] | 2014-08-10 | 2時 | 0 | 0 | 0 | 0 | 0 | 0 | 0 | 0 | 0 | 0 | 0 | 0 | 0 | 0 | 0 | 0 | 0 | 0 | 0 | 0.024026 | 0.023776 | 0.00025017 | 0 | 0.080156 | 0.05613 | 0 | 0.057691 | -0.56306 | -0.057691 | 0.022465
[9 empty] | 2014-08-10 | 3時 | 0 | 0 | 0 | 0 | 0 | 0 | 0 | 0 | 0 | 0 | 0 | 0 | 0 | 0 | 0 | 0 | 0 | 0 | 0 | 0.024026 | 0.023776 | 0.00025017 | 0 | 0.080156 | 0.05613 | 0 | 0.057691 | -0.56306 | -0.057691 | 0.022465
[9 empty] | 2014-08-10 | 4時 | 0 | 0 | 0 | 0 | 0 | 0 | 0 | 0 | 0 | 0 | 0 | 0 | 0 | 0 | 0 | 0 | 0 | 0 | 0 | 0.024026 | 0.023776 | 0.00025017 | 0 | 0.072356 | 0.04833 | 0 | 0.051969 | -0.50722 | -0.051969 | 0.020387
[9 empty] | 2014-08-10 | 5時 | 0 | 0 | 0 | 0 | 0 | 0 | 0 | 0 | 0 | 0 | 0 | 0 | 0 | 0 | 0 | 0 | 0 | 0 | 0 | 0.024026 | 0.023776 | 0.00025017 | 0 | 0.080156 | 0.05613 | 0 | 0.057691 | -0.56306 | -0.057691 | 0.022465
[9 empty] | 2014-08-10 | 6時 | 0 | 0 | 0 | 0 | 0 | 0 | 0 | 0 | 0 | 0 | 0 | 0 | 0 | 0 | 0 | 0 | 0 | 0 | 0 | 0.03053 | 0.023776 | 0.0067545 | 0.018231 | 0.30998 | 0.26122 | 0 | 0.20144 | -1.9661 | -0.20144 | 0.10854
[9 empty] | 2014-08-10 | 7時 | 0 | 0 | 0 | 0 | 0 | 0 | 0 | 0 | 0 | 0 | 0 | 0 | 0 | 0 | 0.28057 | 0.028747 | 0 | 0 | 0 | 0.024857 | 0.023776 | 0.0010807 | 0.11469 | 0.41645 | 0.24816 | 0 | 0.24056 | -2.3478 | -0.24056 | 0.17589
[9 empty] | 2014-08-10 | 8時 | 0 | 0 | 0 | 0 | 0 | 0 | 0 | 0 | 0 | 0 | 0 | 0 | 0 | 0 | 0.51419 | 0.052684 | 0 | 0 | 0 | 0.024857 | 0.023776 | 0.0010807 | 0.064563 | 0.28698 | 0.14488 | 0 | 0.16847 | -1.6443 | -0.16847 | 0.11851
[9 empty] | 2014-08-10 | 9時 | 0 | 0 | 0 | 0 | 0 | 0 | 0 | 0 | 0 | 0 | 0 | 0 | 0 | 0 | 0 | 0 | 0 | 0 | 0 | 0.024026 | 0.023776 | 0.00025017 | 0.16544 | 0.52635 | 0.33688 | 0 | 0.33142 | -3.2346 | -0.33142 | 0.19493
[9 empty] | 2014-08-10 | 10時 | 0 | 0 | 0 | 0 | 0 | 0 | 0 | 0 | 0 | 0 | 0 | 0 | 0 | 0 | 0 | 0 | 0 | 0 | 0 | 0.024446 | 0.023776 | 0.00067044 | 0.053027 | 0.1258 | 0.04833 | 0 | 0.076948 | -0.75101 | -0.076948 | 0.048856
[9 empty] | 2014-08-10 | 11時 | 0 | 0 | 0 | 0 | 0 | 0 | 0 | 0 | 0 | 0 | 0 | 0 | 0 | 0 | 1.8384 | 0.18836 | 0 | 0 | 0 | 0.024026 | 0.023776 | 0.00025017 | 0.0026381 | 0.27116 | 0.05613 | 0 | 0.14695 | -1.4343 | -0.14695 | 0.12421
[9 empty] | 2014-08-10 | 12時 | 0 | 0 | 0 | 0 | 0 | 0 | 0 | 0 | 0 | 0 | 0 | 0 | 0 | 0 | 1.114 | 0.11414 | 0 | 0 | 0 | 0.03053 | 0.023776 | 0.0067545 | 0.029502 | 0.44701 | 0.27283 | 0 | 0.26703 | -2.6062 | -0.26703 | 0.17998
[9 empty] | 2014-08-10 | 13時 | 0 | 0 | 0 | 0 | 0 | 0 | 0 | 0 | 0 | 0 | 0 | 0 | 0 | 0 | 0 | 0 | 0 | 0 | 0 | 0.024446 | 0.023776 | 0.00067044 | 0.058042 | 0.13082 | 0.04833 | 0 | 0.079294 | -0.7739 | -0.079294 | 0.051525
[9 empty] | 2014-08-10 | 14時 | 0 | 0 | 0 | 0 | 0 | 0 | 0 | 0 | 0 | 0 | 0 | 0 | 0 | 0 | 0 | 0 | 0 | 0 | 0 | 0.024026 | 0.023776 | 0.00025017 | 0.024487 | 0.10464 | 0.05613 | 0 | 0.069132 | -0.67473 | -0.069132 | 0.035511
[9 empty] | 2014-08-10 | 15時 | 0 | 0 | 0 | 0 | 0 | 0 | 0 | 0 | 0 | 0 | 0 | 0 | 0 | 0 | 1.9596 | 0.20078 | 0 | 0 | 0 | 0.024026 | 0.023776 | 0.00025017 | 0 | 0.28094 | 0.05613 | 0 | 0.15152 | -1.4789 | -0.15152 | 0.12941
[9 empty] | 2014-08-10 | 16時 | 0 | 0 | 0 | 0 | 0 | 0 | 0 | 0 | 0 | 0 | 0 | 0 | 0 | 0 | 0.99942 | 0.1024 | 0 | 0 | 0 | 0.024446 | 0.023776 | 0.00067044 | 0.033816 | 0.20899 | 0.04833 | 0 | 0.11583 | -1.1305 | -0.11583 | 0.093166
[9 empty] | 2014-08-10 | 17時 | 0 | 0 | 0 | 0 | 0 | 0 | 0 | 0 | 0 | 0 | 0 | 0 | 0 | 0 | 2.2343 | 0.22892 | 0 | 0 | 0 | 0.024446 | 0.023776 | 0.00067044 | 0.056835 | 0.51514 | 0.20493 | 0 | 0.28077 | -2.7403 | -0.28077 | 0.23436
[9 empty] | 2014-08-10 | 18時 | 0 | 0 | 0 | 0 | 0 | 0 | 0 | 0 | 0 | 0 | 0 | 0 | 0 | 0 | 0.84425 | 0.086501 | 0 | 0 | 0 | 0.036624 | 0.023776 | 0.012849 | 0.066494 | 0.5284 | 0.33878 | 0 | 0.2932 | -2.8617 | -0.2932 | 0.23519
[9 empty] | 2014-08-10 | 19時 | 0 | 0 | 0 | 0 | 0 | 0 | 0 | 0 | 0 | 0 | 0 | 0 | 0 | 0 | 1.5961 | 0.16353 | 0 | 0 | 0 | 0.036624 | 0.023776 | 0.012849 | 0.16307 | 0.49811 | 0.13488 | 0 | 0.28906 | -2.8212 | -0.28906 | 0.20905
[9 empty] | 2014-08-10 | 20時 | 0 | 0 | 0 | 0 | 0 | 0 | 0 | 0 | 0 | 0 | 0 | 0 | 0 | 0 | 1.0352 | 0.10607 | 0 | 0 | 0 | 0.024446 | 0.023776 | 0.00067044 | 0.088224 | 0.34635 | 0.12761 | 0 | 0.18515 | -1.807 | -0.18515 | 0.1612
[9 empty] | 2014-08-10 | 21時 | 0 | 0 | 0 | 0 | 0 | 0 | 0 | 0 | 0 | 0 | 0 | 0 | 0 | 0 | 1.3944 | 0.14287 | 0 | 0 | 0 | 0.024446 | 0.023776 | 0.00067044 | 0.14284 | 0.49758 | 0.18743 | 0 | 0.26809 | -2.6165 | -0.26809 | 0.22949
[9 empty] | 2014-08-10 | 22時 | 0 | 0 | 0 | 0 | 0 | 0 | 0 | 0 | 0 | 0 | 0 | 0 | 0 | 0 | 1.369 | 0.14027 | 0 | 0 | 0 | 0.036344 | 0.023776 | 0.012568 | 0.16493 | 0.53333 | 0.19179 | 0 | 0.29292 | -2.8589 | -0.29292 | 0.24041
[9 empty] | 2014-08-10 | 23時 | 0 | 0 | 0 | 0 | 0 | 0 | 0 | 0 | 0 | 0 | 0 | 0 | 0 | 0 | 0.42924 | 0.043979 | 0 | 0 | 0 | 0.037175 | 0.023776 | 0.013399 | 0.17268 | 0.47151 | 0.21768 | 0 | 0.27417 | -2.6759 | -0.27417 | 0.19734
[9 empty] | 2014-08-11 | 0時 | 0 | 0 | 0 | 0 | 0 | 0 | 0 | 0 | 0 | 0 | 0 | 0 | 0 | 0 | 0 | 0 | 0 | 0 | 0 | 0.024026 | 0.023776 | 0.00025017 | 0.045276 | 0.22713 | 0.15783 | 0 | 0.14382 | -1.4037 | -0.14382 | 0.083314
[9 empty] | 2014-08-11 | 1時 | 0 | 0 | 0 | 0 | 0 | 0 | 0 | 0 | 0 | 0 | 0 | 0 | 0 | 0 | 0 | 0 | 0 | 0 | 0 | 0.024026 | 0.023776 | 0.00025017 | 0 | 0.072356 | 0.04833 | 0 | 0.048082 | -0.46928 | -0.048082 | 0.024274
[9 empty] | 2014-08-11 | 2時 | 0 | 0 | 0 | 0 | 0 | 0 | 0 | 0 | 0 | 0 | 0 | 0 | 0 | 0 | 0 | 0 | 0 | 0 | 0 | 0.024026 | 0.023776 | 0.00025017 | 0 | 0.080156 | 0.05613 | 0 | 0.05358 | -0.52294 | -0.05358 | 0.026576
[9 empty] | 2014-08-11 | 3時 | 0 | 0 | 0 | 0 | 0 | 0 | 0 | 0 | 0 | 0 | 0 | 0 | 0 | 0 | 0 | 0 | 0 | 0 | 0 | 0.024026 | 0.023776 | 0.00025017 | 0 | 0.080156 | 0.05613 | 0 | 0.05358 | -0.52294 | -0.05358 | 0.026576
[9 empty] | 2014-08-11 | 4時 | 0 | 0 | 0 | 0 | 0 | 0 | 0 | 0 | 0 | 0 | 0 | 0 | 0 | 0 | 0 | 0 | 0 | 0 | 0 | 0.024026 | 0.023776 | 0.00025017 | 0 | 0.072356 | 0.04833 | 0 | 0.048082 | -0.46928 | -0.048082 | 0.024274
[9 empty] | 2014-08-11 | 5時 | 0 | 0 | 0 | 0 | 0 | 0 | 0 | 0 | 0 | 0 | 0 | 0 | 0 | 0 | 0 | 0 | 0 | 0 | 0 | 0.024026 | 0.023776 | 0.00025017 | 0 | 0.080156 | 0.05613 | 0 | 0.05358 | -0.52294 | -0.05358 | 0.026576
[9 empty] | 2014-08-11 | 6時 | 0 | 0 | 0 | 0 | 0 | 0 | 0 | 0 | 0 | 0 | 0 | 0 | 0 | 0 | 0.3045 | 0.031199 | 0 | 0 | 0 | 0.03053 | 0.023776 | 0.0067545 | 0.018231 | 0.34118 | 0.26122 | 0 | 0.20085 | -1.9603 | -0.20085 | 0.14033
[9 empty] | 2014-08-11 | 7時 | 0 | 0 | 0 | 0 | 0 | 0 | 0 | 0 | 0 | 0 | 0 | 0 | 0 | 0 | 0.48171 | 0.049355 | 0 | 0 | 0 | 0.024857 | 0.023776 | 0.0010807 | 0.11469 | 0.43706 | 0.24816 | 0 | 0.22837 | -2.2289 | -0.22837 | 0.20869
[9 empty] | 2014-08-11 | 8時 | 0 | 0 | 0 | 0 | 0 | 0 | 0 | 0 | 0 | 0 | 0 | 0 | 0 | 0 | 0.75987 | 0.077856 | 0 | 0 | 0 | 0.024857 | 0.023776 | 0.0010807 | 0.064563 | 0.31215 | 0.14488 | 0 | 0.16433 | -1.6039 | -0.16433 | 0.14782
[9 empty] | 2014-08-11 | 9時 | 0 | 0 | 0 | 0 | 0 | 0 | 0 | 0 | 0 | 0 | 0 | 0 | 0 | 0 | 0 | 0 | 0 | 0 | 0 | 0.024026 | 0.023776 | 0.00025017 | 0.16544 | 0.52635 | 0.33688 | 0 | 0.30873 | -3.0132 | -0.30873 | 0.21762
[9 empty] | 2014-08-11 | 10時 | 0 | 0 | 0 | 0 | 0 | 0 | 0 | 0 | 0 | 0 | 0 | 0 | 0 | 0 | 0 | 0 | 0 | 0 | 0 | 0.024446 | 0.023776 | 0.00067044 | 0.053027 | 0.1258 | 0.04833 | 0 | 0.069994 | -0.68314 | -0.069994 | 0.055809
[9 empty] | 2014-08-11 | 11時 | 0 | 0 | 0 | 0 | 0 | 0 | 0 | 0 | 0 | 0 | 0 | 0 | 0 | 0 | 2.8944 | 0.29655 | 0 | 0 | 0 | 0.024026 | 0.023776 | 0.00025017 | 0.0026381 | 0.37935 | 0.05613 | 0 | 0.17624 | -1.7201 | -0.17624 | 0.20311
[9 empty] | 2014-08-11 | 12時 | 0 | 0 | 0 | 0 | 0 | 0 | 0 | 0 | 0 | 0 | 0 | 0 | 0 | 0 | 1.4618 | 0.14978 | 0 | 0 | 0 | 0.03053 | 0.023776 | 0.0067545 | 0.029502 | 0.48264 | 0.27283 | 0 | 0.26056 | -2.5431 | -0.26056 | 0.22208
[9 empty] | 2014-08-11 | 13時 | 0 | 0 | 0 | 0 | 0 | 0 | 0 | 0 | 0 | 0 | 0 | 0 | 0 | 0 | 0 | 0 | 0 | 0 | 0 | 0.024446 | 0.023776 | 0.00067044 | 0.058042 | 0.13082 | 0.04833 | 0 | 0.072052 | -0.70323 | -0.072052 | 0.058766
[9 empty] | 2014-08-11 | 14時 | 0 | 0 | 0 | 0 | 0 | 0 | 0 | 0 | 0 | 0 | 0 | 0 | 0 | 0 | 0 | 0 | 0 | 0 | 0 | 0.024026 | 0.023776 | 0.00025017 | 0.024487 | 0.10464 | 0.05613 | 0 | 0.063616 | -0.62089 | -0.063616 | 0.041028
[9 empty] | 2014-08-11 | 15時 | 0 | 0 | 0 | 0 | 0 | 0 | 0 | 0 | 0 | 0 | 0 | 0 | 0 | 0 | 3.0028 | 0.30766 | 0 | 0 | 0 | 0.024026 | 0.023776 | 0.00025017 | 0 | 0.38782 | 0.05613 | 0 | 0.17971 | -1.754 | -0.17971 | 0.20811
[9 empty] | 2014-08-11 | 16時 | 0 | 0 | 0 | 0 | 0 | 0 | 0 | 0 | 0 | 0 | 0 | 0 | 0 | 0 | 1.3409 | 0.13739 | 0 | 0 | 0 | 0.024446 | 0.023776 | 0.00067044 | 0.033816 | 0.24398 | 0.04833 | 0 | 0.11844 | -1.156 | -0.11844 | 0.12554
[9 empty] | 2014-08-11 | 17時 | 0 | 0 | 0 | 0 | 0 | 0 | 0 | 0 | 0 | 0 | 0 | 0 | 0 | 0 | 3.4165 | 0.35006 | 0 | 0 | 0 | 0.024446 | 0.023776 | 0.00067044 | 0.056835 | 0.63627 | 0.20493 | 0 | 0.35685 | -3.4828 | -0.35685 | 0.27942
[9 empty] | 2014-08-11 | 18時 | 0 | 0 | 0 | 0 | 0 | 0 | 0 | 0 | 0 | 0 | 0 | 0 | 0 | 0 | 1.3492 | 0.13824 | 0 | 0 | 0 | 0.036624 | 0.023776 | 0.012849 | 0.066494 | 0.58013 | 0.33878 | 0 | 0.30072 | -2.935 | -0.30072 | 0.27942
[9 empty] | 2014-08-11 | 19時 | 0 | 0 | 0 | 0 | 0 | 0 | 0 | 0 | 0 | 0 | 0 | 0 | 0 | 0 | 2.3396 | 0.23972 | 0 | 0 | 0 | 0.036624 | 0.023776 | 0.012849 | 0.16307 | 0.57429 | 0.13488 | 0 | 0.32775 | -3.1988 | -0.32775 | 0.24654
[9 empty] | 2014-08-11 | 20時 | 0 | 0 | 0 | 0 | 0 | 0 | 0 | 0 | 0 | 0 | 0 | 0 | 0 | 0 | 1.3613 | 0.13947 | 0 | 0 | 0 | 0.024446 | 0.023776 | 0.00067044 | 0.088224 | 0.37975 | 0.12761 | 0 | 0.17979 | -1.7547 | -0.17979 | 0.19997
[9 empty] | 2014-08-11 | 21時 | 0 | 0 | 0 | 0 | 0 | 0 | 0 | 0 | 0 | 0 | 0 | 0 | 0 | 0 | 1.6725 | 0.17136 | 0 | 0 | 0 | 0.024446 | 0.023776 | 0.00067044 | 0.14284 | 0.52607 | 0.18743 | 0 | 0.25335 | -2.4727 | -0.25335 | 0.27272
[9 empty] | 2014-08-11 | 22時 | 0 | 0 | 0 | 0 | 0 | 0 | 0 | 0 | 0 | 0 | 0 | 0 | 0 | 0 | 1.7811 | 0.18249 | 0 | 0 | 0 | 0.036344 | 0.023776 | 0.012568 | 0.16493 | 0.57556 | 0.19179 | 0 | 0.29614 | -2.8903 | -0.29614 | 0.27942
[9 empty] | 2014-08-11 | 23時 | 0 | 0 | 0 | 0 | 0 | 0 | 0 | 0 | 0 | 0 | 0 | 0 | 0 | 0 | 0.48351 | 0.04954 | 0 | 0 | 0 | 0.037175 | 0.023776 | 0.013399 | 0.17268 | 0.47707 | 0.21768 | 0 | 0.25351 | -2.4742 | -0.25351 | 0.22357
[9 empty] | 2014-08-12 | 0時 | 0 | 0 | 0 | 0 | 0 | 0 | 0 | 0 | 0 | 0 | 0 | 0 | 0 | 0 | 0.43288 | 0.044353 | 0 | 0 | 0 | 0.024026 | 0.023776 | 0.00025017 | 0 | 0.22621 | 0.15783 | 0 | 0.14557 | -1.4208 | -0.14557 | 0.080635
[9 empty] | 2014-08-12 | 1時 | 0 | 0 | 0 | 0 | 0 | 0 | 0 | 0 | 0 | 0 | 0 | 0 | 0 | 0 | 0 | 0 | 0 | 0 | 0 | 0.024026 | 0.023776 | 0.00025017 | 0 | 0.072356 | 0.04833 | 0 | 0.048948 | -0.47773 | -0.048948 | 0.023408
[9 empty] | 2014-08-12 | 2時 | 0 | 0 | 0 | 0 | 0 | 0 | 0 | 0 | 0 | 0 | 0 | 0 | 0 | 0 | 0 | 0 | 0 | 0 | 0 | 0.024026 | 0.023776 | 0.00025017 | 0 | 0.080156 | 0.05613 | 0 | 0.054496 | -0.53188 | -0.054496 | 0.02566
[9 empty] | 2014-08-12 | 3時 | 0 | 0 | 0 | 0 | 0 | 0 | 0 | 0 | 0 | 0 | 0 | 0 | 0 | 0 | 0 | 0 | 0 | 0 | 0 | 0.024026 | 0.023776 | 0.00025017 | 0 | 0.080156 | 0.05613 | 0 | 0.054496 | -0.53188 | -0.054496 | 0.02566
[9 empty] | 2014-08-12 | 4時 | 0 | 0 | 0 | 0 | 0 | 0 | 0 | 0 | 0 | 0 | 0 | 0 | 0 | 0 | 0 | 0 | 0 | 0 | 0 | 0.024026 | 0.023776 | 0.00025017 | 0 | 0.072356 | 0.04833 | 0 | 0.048948 | -0.47773 | -0.048948 | 0.023408
[9 empty] | 2014-08-12 | 5時 | 0 | 0 | 0 | 0 | 0 | 0 | 0 | 0 | 0 | 0 | 0 | 0 | 0 | 0 | 0 | 0 | 0 | 0 | 0 | 0.024026 | 0.023776 | 0.00025017 | 0 | 0.080156 | 0.05613 | 0 | 0.054496 | -0.53188 | -0.054496 | 0.02566
[9 empty] | 2014-08-12 | 6時 | 0 | 0 | 0 | 0 | 0 | 0 | 0 | 0 | 0 | 0 | 0 | 0 | 0 | 0 | 0 | 0 | 0 | 0 | 0 | 0.024026 | 0.023776 | 0.00025017 | 0 | 0.080156 | 0.05613 | 0 | 0.054496 | -0.53188 | -0.054496 | 0.02566
[9 empty] | 2014-08-12 | 7時 | 0 | 0 | 0 | 0 | 0 | 0 | 0 | 0 | 0 | 0 | 0 | 0 | 0 | 0 | 1.1811 | 0.12102 | 0 | 0 | 0 | 0.024857 | 0.023776 | 0.0010807 | 0.023666 | 0.35506 | 0.18552 | 0 | 0.18825 | -1.8373 | -0.18825 | 0.16682
[9 empty] | 2014-08-12 | 8時 | 0 | 0 | 0 | 0 | 0 | 0 | 0 | 0 | 0 | 0 | 0 | 0 | 0 | 0 | 2.0025 | 0.20517 | 0 | 0 | 0 | 0.031371 | 0.023776 | 0.0075951 | 0.11401 | 0.63187 | 0.28132 | 0 | 0.35884 | -3.5023 | -0.35884 | 0.27303
[9 empty] | 2014-08-12 | 9時 | 0 | 0 | 0 | 0 | 0 | 0 | 0 | 0 | 0 | 0 | 0 | 0 | 0 | 0 | 1.966 | 0.20143 | 0 | 0 | 0 | 0.024446 | 0.023776 | 0.00067044 | 0.22373 | 0.70171 | 0.2521 | 0 | 0.42868 | -4.184 | -0.42868 | 0.27303
[9 empty] | 2014-08-12 | 10時 | 0 | 0 | 0 | 0 | 0 | 0 | 0 | 0 | 0 | 0 | 0 | 0 | 0 | 0 | 2.2744 | 0.23303 | 0 | 0 | 0 | 0.024857 | 0.023776 | 0.0010807 | 0.18888 | 0.67428 | 0.22751 | 0 | 0.40125 | -3.9162 | -0.40125 | 0.27303
[9 empty] | 2014-08-12 | 11時 | 0 | 0 | 0 | 0 | 0 | 0 | 0 | 0 | 0 | 0 | 0 | 0 | 0 | 0 | 1.9161 | 0.19632 | 0 | 0 | 0 | 0.024446 | 0.023776 | 0.00067044 | 0.17015 | 0.62622 | 0.23531 | 0 | 0.35319 | -3.4471 | -0.35319 | 0.27303
[9 empty] | 2014-08-12 | 12時 | 0 | 0 | 0 | 0 | 0 | 0 | 0 | 0 | 0 | 0 | 0 | 0 | 0 | 0 | 1.14 | 0.11681 | 0 | 0 | 0 | 0.03053 | 0.023776 | 0.0067545 | 0.15008 | 0.57025 | 0.27283 | 0 | 0.30273 | -2.9547 | -0.30273 | 0.26752
[9 empty] | 2014-08-12 | 13時 | 0 | 0 | 0 | 0 | 0 | 0 | 0 | 0 | 0 | 0 | 0 | 0 | 0 | 0 | 0 | 0 | 0 | 0 | 0 | 0.024446 | 0.023776 | 0.00067044 | 0.093998 | 0.16677 | 0.04833 | 0 | 0.088859 | -0.86727 | -0.088859 | 0.077916
[9 empty] | 2014-08-12 | 14時 | 0 | 0 | 0 | 0 | 0 | 0 | 0 | 0 | 0 | 0 | 0 | 0 | 0 | 0 | 0 | 0 | 0 | 0 | 0 | 0.024026 | 0.023776 | 0.00025017 | 0 | 0.080156 | 0.05613 | 0 | 0.054496 | -0.53188 | -0.054496 | 0.02566
[9 empty] | 2014-08-12 | 15時 | 0 | 0 | 0 | 0 | 0 | 0 | 0 | 0 | 0 | 0 | 0 | 0 | 0 | 0 | 3.9219 | 0.40183 | 0 | 0 | 0 | 0.024026 | 0.023776 | 0.00025017 | 0 | 0.48199 | 0.05613 | 0 | 0.22434 | -2.1896 | -0.22434 | 0.25765
[9 empty] | 2014-08-12 | 16時 | 0 | 0 | 0 | 0 | 0 | 0 | 0 | 0 | 0 | 0 | 0 | 0 | 0 | 0 | 2.4255 | 0.24851 | 0 | 0 | 0 | 0.024857 | 0.023776 | 0.0010807 | 0.070329 | 0.61886 | 0.27516 | 0 | 0.34583 | -3.3753 | -0.34583 | 0.27303
[9 empty] | 2014-08-12 | 17時 | 0 | 0 | 0 | 0 | 0 | 0 | 0 | 0 | 0 | 0 | 0 | 0 | 0 | 0 | 1.9678 | 0.20161 | 0 | 0 | 0 | 0.036624 | 0.023776 | 0.012849 | 0.13006 | 0.64652 | 0.27822 | 0 | 0.3735 | -3.6453 | -0.3735 | 0.27303
[9 empty] | 2014-08-12 | 18時 | 0 | 0 | 0 | 0 | 0 | 0 | 0 | 0 | 0 | 0 | 0 | 0 | 0 | 0 | 0.8267 | 0.084703 | 0 | 0 | 0 | 0.036624 | 0.023776 | 0.012849 | 0.15964 | 0.49878 | 0.21781 | 0 | 0.22575 | -2.2033 | -0.22575 | 0.27303
[9 empty] | 2014-08-12 | 19時 | 0 | 0 | 0 | 0 | 0 | 0 | 0 | 0 | 0 | 0 | 0 | 0 | 0 | 0 | 2.0198 | 0.20695 | 0 | 0 | 0 | 0.024026 | 0.023776 | 0.00025017 | 0.067685 | 0.43425 | 0.13559 | 0 | 0.23723 | -2.3154 | -0.23723 | 0.19702
[9 empty] | 2014-08-12 | 20時 | 0 | 0 | 0 | 0 | 0 | 0 | 0 | 0 | 0 | 0 | 0 | 0 | 0 | 0 | 1.5105 | 0.15477 | 0 | 0 | 0 | 0.024446 | 0.023776 | 0.00067044 | 0.14104 | 0.44787 | 0.12762 | 0 | 0.21091 | -2.0585 | -0.21091 | 0.23696
[9 empty] | 2014-08-12 | 21時 | 0 | 0 | 0 | 0 | 0 | 0 | 0 | 0 | 0 | 0 | 0 | 0 | 0 | 0 | 1.3769 | 0.14108 | 0 | 0 | 0 | 0.036344 | 0.023776 | 0.012568 | 0.16291 | 0.58157 | 0.24124 | 0 | 0.30855 | -3.0114 | -0.30855 | 0.27303
[9 empty] | 2014-08-12 | 22時 | 0 | 0 | 0 | 0 | 0 | 0 | 0 | 0 | 0 | 0 | 0 | 0 | 0 | 0 | 0.58264 | 0.059697 | 0 | 0 | 0 | 0.036764 | 0.023776 | 0.012989 | 0.16493 | 0.44105 | 0.17966 | 0 | 0.21442 | -2.0927 | -0.21442 | 0.22663
[9 empty] | 2014-08-12 | 23時 | 0 | 0 | 0 | 0 | 0 | 0 | 0 | 0 | 0 | 0 | 0 | 0 | 0 | 0 | 0.42936 | 0.043992 | 0 | 0 | 0 | 0.03039 | 0.023776 | 0.0066144 | 0.1312 | 0.36341 | 0.15783 | 0 | 0.20355 | -1.9867 | -0.20355 | 0.15986
[9 empty] | 2014-08-13 | 0時 | 0 | 0 | 0 | 0 | 0 | 0 | 0 | 0 | 0 | 0 | 0 | 0 | 0 | 0 | 0 | 0 | 0 | 0 | 0 | 0.024026 | 0.023776 | 0.00025017 | 0 | 0.18186 | 0.15783 | 0 | 0.11664 | -1.1384 | -0.11664 | 0.06522
[9 empty] | 2014-08-13 | 1時 | 0 | 0 | 0 | 0 | 0 | 0 | 0 | 0 | 0 | 0 | 0 | 0 | 0 | 0 | 0 | 0 | 0 | 0 | 0 | 0.024026 | 0.023776 | 0.00025017 | 0 | 0.072356 | 0.04833 | 0 | 0.04331 | -0.4227 | -0.04331 | 0.029047
[9 empty] | 2014-08-13 | 2時 | 0 | 0 | 0 | 0 | 0 | 0 | 0 | 0 | 0 | 0 | 0 | 0 | 0 | 0 | 0 | 0 | 0 | 0 | 0 | 0.024026 | 0.023776 | 0.00025017 | 0 | 0.080156 | 0.05613 | 0 | 0.048533 | -0.47368 | -0.048533 | 0.031623
[9 empty] | 2014-08-13 | 3時 | 0 | 0 | 0 | 0 | 0 | 0 | 0 | 0 | 0 | 0 | 0 | 0 | 0 | 0 | 0 | 0 | 0 | 0 | 0 | 0.024026 | 0.023776 | 0.00025017 | 0 | 0.080156 | 0.05613 | 0 | 0.048533 | -0.47368 | -0.048533 | 0.031623
[9 empty] | 2014-08-13 | 4時 | 0 | 0 | 0 | 0 | 0 | 0 | 0 | 0 | 0 | 0 | 0 | 0 | 0 | 0 | 0 | 0 | 0 | 0 | 0 | 0.024026 | 0.023776 | 0.00025017 | 0 | 0.072356 | 0.04833 | 0 | 0.04331 | -0.4227 | -0.04331 | 0.029047
[9 empty] | 2014-08-13 | 5時 | 0 | 0 | 0 | 0 | 0 | 0 | 0 | 0 | 0 | 0 | 0 | 0 | 0 | 0 | 0 | 0 | 0 | 0 | 0 | 0.024026 | 0.023776 | 0.00025017 | 0 | 0.080156 | 0.05613 | 0 | 0.048533 | -0.47368 | -0.048533 | 0.031623
[9 empty] | 2014-08-13 | 6時 | 0 | 0 | 0 | 0 | 0 | 0 | 0 | 0 | 0 | 0 | 0 | 0 | 0 | 0 | 0 | 0 | 0 | 0 | 0 | 0.024026 | 0.023776 | 0.00025017 | 0 | 0.080156 | 0.05613 | 0 | 0.048533 | -0.47368 | -0.048533 | 0.031623
[9 empty] | 2014-08-13 | 7時 | 0 | 0 | 0 | 0 | 0 | 0 | 0 | 0 | 0 | 0 | 0 | 0 | 0 | 0 | 0.3063 | 0.031383 | 0 | 0 | 0 | 0.024857 | 0.023776 | 0.0010807 | 0.023666 | 0.26543 | 0.18552 | 0 | 0.13151 | -1.2835 | -0.13151 | 0.13392
[9 empty] | 2014-08-13 | 8時 | 0 | 0 | 0 | 0 | 0 | 0 | 0 | 0 | 0 | 0 | 0 | 0 | 0 | 0 | 1.7219 | 0.17642 | 0 | 0 | 0 | 0.031371 | 0.023776 | 0.0075951 | 0.11401 | 0.60312 | 0.28132 | 0 | 0.28846 | -2.8154 | -0.28846 | 0.31465
[9 empty] | 2014-08-13 | 9時 | 0 | 0 | 0 | 0 | 0 | 0 | 0 | 0 | 0 | 0 | 0 | 0 | 0 | 0 | 1.8379 | 0.1883 | 0 | 0 | 0 | 0.024446 | 0.023776 | 0.00067044 | 0.22373 | 0.68858 | 0.2521 | 0 | 0.37393 | -3.6496 | -0.37393 | 0.31465
[9 empty] | 2014-08-13 | 10時 | 0 | 0 | 0 | 0 | 0 | 0 | 0 | 0 | 0 | 0 | 0 | 0 | 0 | 0 | 1.9684 | 0.20168 | 0 | 0 | 0 | 0.024857 | 0.023776 | 0.0010807 | 0.18888 | 0.64293 | 0.22751 | 0 | 0.32827 | -3.204 | -0.32827 | 0.31465
[9 empty] | 2014-08-13 | 11時 | 0 | 0 | 0 | 0 | 0 | 0 | 0 | 0 | 0 | 0 | 0 | 0 | 0 | 0 | 1.727 | 0.17695 | 0 | 0 | 0 | 0.024446 | 0.023776 | 0.00067044 | 0.17015 | 0.60685 | 0.23531 | 0 | 0.2922 | -2.8519 | -0.2922 | 0.31465
[9 empty] | 2014-08-13 | 12時 | 0 | 0 | 0 | 0 | 0 | 0 | 0 | 0 | 0 | 0 | 0 | 0 | 0 | 0 | 0.82224 | 0.084246 | 0 | 0 | 0 | 0.03053 | 0.023776 | 0.0067545 | 0.15008 | 0.53769 | 0.27283 | 0 | 0.25085 | -2.4483 | -0.25085 | 0.28684
[9 empty] | 2014-08-13 | 13時 | 0 | 0 | 0 | 0 | 0 | 0 | 0 | 0 | 0 | 0 | 0 | 0 | 0 | 0 | 0 | 0 | 0 | 0 | 0 | 0.024446 | 0.023776 | 0.00067044 | 0.093998 | 0.16677 | 0.04833 | 0 | 0.075362 | -0.73554 | -0.075362 | 0.091413
[9 empty] | 2014-08-13 | 14時 | 0 | 0 | 0 | 0 | 0 | 0 | 0 | 0 | 0 | 0 | 0 | 0 | 0 | 0 | 0 | 0 | 0 | 0 | 0 | 0.024026 | 0.023776 | 0.00025017 | 0 | 0.080156 | 0.05613 | 0 | 0.048533 | -0.47368 | -0.048533 | 0.031623
[9 empty] | 2014-08-13 | 15時 | 0 | 0 | 0 | 0 | 0 | 0 | 0 | 0 | 0 | 0 | 0 | 0 | 0 | 0 | 2.8406 | 0.29104 | 0 | 0 | 0 | 0.024026 | 0.023776 | 0.00025017 | 0 | 0.3712 | 0.05613 | 0 | 0.14732 | -1.4379 | -0.14732 | 0.22387
[9 empty] | 2014-08-13 | 16時 | 0 | 0 | 0 | 0 | 0 | 0 | 0 | 0 | 0 | 0 | 0 | 0 | 0 | 0 | 1.9413 | 0.1989 | 0 | 0 | 0 | 0.024857 | 0.023776 | 0.0010807 | 0.070329 | 0.56925 | 0.27516 | 0 | 0.25459 | -2.4848 | -0.25459 | 0.31465
[9 empty] | 2014-08-13 | 17時 | 0 | 0 | 0 | 0 | 0 | 0 | 0 | 0 | 0 | 0 | 0 | 0 | 0 | 0 | 1.6201 | 0.166 | 0 | 0 | 0 | 0.036624 | 0.023776 | 0.012849 | 0.13006 | 0.61091 | 0.27822 | 0 | 0.29626 | -2.8915 | -0.29626 | 0.31465
[9 empty] | 2014-08-13 | 18時 | 0 | 0 | 0 | 0 | 0 | 0 | 0 | 0 | 0 | 0 | 0 | 0 | 0 | 0 | 0.71389 | 0.073144 | 0 | 0 | 0 | 0.036624 | 0.023776 | 0.012849 | 0.15964 | 0.48722 | 0.21781 | 0 | 0.17257 | -1.6843 | -0.17257 | 0.31465
[9 empty] | 2014-08-13 | 19時 | 0 | 0 | 0 | 0 | 0 | 0 | 0 | 0 | 0 | 0 | 0 | 0 | 0 | 0 | 1.9193 | 0.19665 | 0 | 0 | 0 | 0.024026 | 0.023776 | 0.00025017 | 0.067685 | 0.42395 | 0.13559 | 0 | 0.19853 | -1.9377 | -0.19853 | 0.22542
[9 empty] | 2014-08-13 | 20時 | 0 | 0 | 0 | 0 | 0 | 0 | 0 | 0 | 0 | 0 | 0 | 0 | 0 | 0 | 1.5106 | 0.15477 | 0 | 0 | 0 | 0.024446 | 0.023776 | 0.00067044 | 0.14104 | 0.44788 | 0.12762 | 0 | 0.17448 | -1.7029 | -0.17448 | 0.27339
[9 empty] | 2014-08-13 | 21時 | 0 | 0 | 0 | 0 | 0 | 0 | 0 | 0 | 0 | 0 | 0 | 0 | 0 | 0 | 1.3836 | 0.14177 | 0 | 0 | 0 | 0.036344 | 0.023776 | 0.012568 | 0.16291 | 0.58226 | 0.24124 | 0 | 0.26761 | -2.6119 | -0.26761 | 0.31465
[9 empty] | 2014-08-13 | 22時 | 0 | 0 | 0 | 0 | 0 | 0 | 0 | 0 | 0 | 0 | 0 | 0 | 0 | 0 | 0.44917 | 0.046021 | 0 | 0 | 0 | 0.036764 | 0.023776 | 0.012989 | 0.16493 | 0.42738 | 0.17966 | 0 | 0.17484 | -1.7064 | -0.17484 | 0.25254
[9 empty] | 2014-08-13 | 23時 | 0 | 0 | 0 | 0 | 0 | 0 | 0 | 0 | 0 | 0 | 0 | 0 | 0 | 0 | 0 | 0 | 0 | 0 | 0 | 0.03039 | 0.023776 | 0.0066144 | 0.1312 | 0.31942 | 0.15783 | 0 | 0.16331 | -1.5939 | -0.16331 | 0.1561
[9 empty] | 2014-08-14 | 0時 | 0 | 0 | 0 | 0 | 0 | 0 | 0 | 0 | 0 | 0 | 0 | 0 | 0 | 0 | 0 | 0 | 0 | 0 | 0 | 0.024026 | 0.023776 | 0.00025017 | 0.045276 | 0.22713 | 0.15783 | 0 | 0.14072 | -1.3734 | -0.14072 | 0.086415
[9 empty] | 2014-08-14 | 1時 | 0 | 0 | 0 | 0 | 0 | 0 | 0 | 0 | 0 | 0 | 0 | 0 | 0 | 0 | 0 | 0 | 0 | 0 | 0 | 0.024026 | 0.023776 | 0.00025017 | 0 | 0.072356 | 0.04833 | 0 | 0.04683 | -0.45706 | -0.04683 | 0.025526
[9 empty] | 2014-08-14 | 2時 | 0 | 0 | 0 | 0 | 0 | 0 | 0 | 0 | 0 | 0 | 0 | 0 | 0 | 0 | 0 | 0 | 0 | 0 | 0 | 0.024026 | 0.023776 | 0.00025017 | 0 | 0.080156 | 0.05613 | 0 | 0.052256 | -0.51002 | -0.052256 | 0.0279
[9 empty] | 2014-08-14 | 3時 | 0 | 0 | 0 | 0 | 0 | 0 | 0 | 0 | 0 | 0 | 0 | 0 | 0 | 0 | 0 | 0 | 0 | 0 | 0 | 0.024026 | 0.023776 | 0.00025017 | 0 | 0.080156 | 0.05613 | 0 | 0.052256 | -0.51002 | -0.052256 | 0.0279
[9 empty] | 2014-08-14 | 4時 | 0 | 0 | 0 | 0 | 0 | 0 | 0 | 0 | 0 | 0 | 0 | 0 | 0 | 0 | 0 | 0 | 0 | 0 | 0 | 0.024026 | 0.023776 | 0.00025017 | 0 | 0.072356 | 0.04833 | 0 | 0.04683 | -0.45706 | -0.04683 | 0.025526
[9 empty] | 2014-08-14 | 5時 | 0 | 0 | 0 | 0 | 0 | 0 | 0 | 0 | 0 | 0 | 0 | 0 | 0 | 0 | 0 | 0 | 0 | 0 | 0 | 0.024026 | 0.023776 | 0.00025017 | 0 | 0.080156 | 0.05613 | 0 | 0.052256 | -0.51002 | -0.052256 | 0.0279
[9 empty] | 2014-08-14 | 6時 | 0 | 0 | 0 | 0 | 0 | 0 | 0 | 0 | 0 | 0 | 0 | 0 | 0 | 0 | 0.42876 | 0.04393 | 0 | 0 | 0 | 0.03053 | 0.023776 | 0.0067545 | 0.018231 | 0.35391 | 0.26122 | 0 | 0.20095 | -1.9613 | -0.20095 | 0.15296
[9 empty] | 2014-08-14 | 7時 | 0 | 0 | 0 | 0 | 0 | 0 | 0 | 0 | 0 | 0 | 0 | 0 | 0 | 0 | 0.46693 | 0.047841 | 0 | 0 | 0 | 0.024857 | 0.023776 | 0.0010807 | 0.11469 | 0.43555 | 0.24816 | 0 | 0.22075 | -2.1545 | -0.22075 | 0.2148
[9 empty] | 2014-08-14 | 8時 | 0 | 0 | 0 | 0 | 0 | 0 | 0 | 0 | 0 | 0 | 0 | 0 | 0 | 0 | 0.73615 | 0.075425 | 0 | 0 | 0 | 0.024857 | 0.023776 | 0.0010807 | 0.064563 | 0.30972 | 0.14488 | 0 | 0.15826 | -1.5446 | -0.15826 | 0.15146
[9 empty] | 2014-08-14 | 9時 | 0 | 0 | 0 | 0 | 0 | 0 | 0 | 0 | 0 | 0 | 0 | 0 | 0 | 0 | 0 | 0 | 0 | 0 | 0 | 0.024026 | 0.023776 | 0.00025017 | 0.16544 | 0.52635 | 0.33688 | 0 | 0.30142 | -2.9419 | -0.30142 | 0.22493
[9 empty] | 2014-08-14 | 10時 | 0 | 0 | 0 | 0 | 0 | 0 | 0 | 0 | 0 | 0 | 0 | 0 | 0 | 0 | 0 | 0 | 0 | 0 | 0 | 0.024446 | 0.023776 | 0.00067044 | 0.053027 | 0.1258 | 0.04833 | 0 | 0.067754 | -0.66128 | -0.067754 | 0.058049
[9 empty] | 2014-08-14 | 11時 | 0 | 0 | 0 | 0 | 0 | 0 | 0 | 0 | 0 | 0 | 0 | 0 | 0 | 0 | 3.1644 | 0.32422 | 0 | 0 | 0 | 0.024026 | 0.023776 | 0.00025017 | 0.0026381 | 0.40702 | 0.05613 | 0 | 0.18021 | -1.7589 | -0.18021 | 0.2268
[9 empty] | 2014-08-14 | 12時 | 0 | 0 | 0 | 0 | 0 | 0 | 0 | 0 | 0 | 0 | 0 | 0 | 0 | 0 | 1.177 | 0.12059 | 0 | 0 | 0 | 0.03053 | 0.023776 | 0.0067545 | 0.029502 | 0.45345 | 0.27283 | 0 | 0.24169 | -2.3589 | -0.24169 | 0.21177
[9 empty] | 2014-08-14 | 13時 | 0 | 0 | 0 | 0 | 0 | 0 | 0 | 0 | 0 | 0 | 0 | 0 | 0 | 0 | 0 | 0 | 0 | 0 | 0 | 0.024446 | 0.023776 | 0.00067044 | 0.058042 | 0.13082 | 0.04833 | 0 | 0.06972 | -0.68047 | -0.06972 | 0.061099
[9 empty] | 2014-08-14 | 14時 | 0 | 0 | 0 | 0 | 0 | 0 | 0 | 0 | 0 | 0 | 0 | 0 | 0 | 0 | 0 | 0 | 0 | 0 | 0 | 0.024026 | 0.023776 | 0.00025017 | 0.024487 | 0.10464 | 0.05613 | 0 | 0.061839 | -0.60355 | -0.061839 | 0.042804
[9 empty] | 2014-08-14 | 15時 | 0 | 0 | 0 | 0 | 0 | 0 | 0 | 0 | 0 | 0 | 0 | 0 | 0 | 0 | 1.8527 | 0.18983 | 0 | 0 | 0 | 0.024026 | 0.023776 | 0.00025017 | 0 | 0.26998 | 0.05613 | 0 | 0.12657 | -1.2353 | -0.12657 | 0.14341
[9 empty] | 2014-08-14 | 16時 | 0 | 0 | 0 | 0 | 0 | 0 | 0 | 0 | 0 | 0 | 0 | 0 | 0 | 0 | 0.96626 | 0.099002 | 0 | 0 | 0 | 0.024446 | 0.023776 | 0.00067044 | 0.033816 | 0.20559 | 0.04833 | 0 | 0.098992 | -0.96617 | -0.098992 | 0.1066
[9 empty] | 2014-08-14 | 17時 | 0 | 0 | 0 | 0 | 0 | 0 | 0 | 0 | 0 | 0 | 0 | 0 | 0 | 0 | 2.7953 | 0.2864 | 0 | 0 | 0 | 0.024446 | 0.023776 | 0.00067044 | 0.056835 | 0.57261 | 0.20493 | 0 | 0.28395 | -2.7713 | -0.28395 | 0.28866
[9 empty] | 2014-08-14 | 18時 | 0 | 0 | 0 | 0 | 0 | 0 | 0 | 0 | 0 | 0 | 0 | 0 | 0 | 0 | 1.0692 | 0.10954 | 0 | 0 | 0 | 0.036624 | 0.023776 | 0.012849 | 0.066494 | 0.55144 | 0.33878 | 0 | 0.26649 | -2.601 | -0.26649 | 0.28495
[9 empty] | 2014-08-14 | 19時 | 0 | 0 | 0 | 0 | 0 | 0 | 0 | 0 | 0 | 0 | 0 | 0 | 0 | 0 | 1.9526 | 0.20006 | 0 | 0 | 0 | 0.036624 | 0.023776 | 0.012849 | 0.16307 | 0.53464 | 0.13488 | 0 | 0.27905 | -2.7235 | -0.27905 | 0.25559
[9 empty] | 2014-08-14 | 20時 | 0 | 0 | 0 | 0 | 0 | 0 | 0 | 0 | 0 | 0 | 0 | 0 | 0 | 0 | 1.1206 | 0.11482 | 0 | 0 | 0 | 0.024446 | 0.023776 | 0.00067044 | 0.088224 | 0.3551 | 0.12761 | 0 | 0.16338 | -1.5946 | -0.16338 | 0.19172
[9 empty] | 2014-08-14 | 21時 | 0 | 0 | 0 | 0 | 0 | 0 | 0 | 0 | 0 | 0 | 0 | 0 | 0 | 0 | 1.5434 | 0.15813 | 0 | 0 | 0 | 0.024446 | 0.023776 | 0.00067044 | 0.14284 | 0.51284 | 0.18743 | 0 | 0.23914 | -2.334 | -0.23914 | 0.2737
[9 empty] | 2014-08-14 | 22時 | 0 | 0 | 0 | 0 | 0 | 0 | 0 | 0 | 0 | 0 | 0 | 0 | 0 | 0 | 1.4237 | 0.14587 | 0 | 0 | 0 | 0.036344 | 0.023776 | 0.012568 | 0.16493 | 0.53894 | 0.19179 | 0 | 0.25864 | -2.5243 | -0.25864 | 0.2803
[9 empty] | 2014-08-14 | 23時 | 0 | 0 | 0 | 0 | 0 | 0 | 0 | 0 | 0 | 0 | 0 | 0 | 0 | 0 | 0.42811 | 0.043864 | 0 | 0 | 0 | 0.037175 | 0.023776 | 0.013399 | 0.17268 | 0.4714 | 0.21768 | 0 | 0.24379 | -2.3794 | -0.24379 | 0.22761
[9 empty] | 2014-08-15 | 0時 | 0 | 0 | 0 | 0 | 0 | 0 | 0 | 0 | 0 | 0 | 0 | 0 | 0 | 0 | 0 | 0 | 0 | 0 | 0 | 0.024026 | 0.023776 | 0.00025017 | 0.045276 | 0.22713 | 0.15783 | 0 | 0.14397 | -1.4051 | -0.14397 | 0.083164
[9 empty] | 2014-08-15 | 1時 | 0 | 0 | 0 | 0 | 0 | 0 | 0 | 0 | 0 | 0 | 0 | 0 | 0 | 0 | 0 | 0 | 0 | 0 | 0 | 0.024026 | 0.023776 | 0.00025017 | 0 | 0.072356 | 0.04833 | 0 | 0.048143 | -0.46987 | -0.048143 | 0.024213
[9 empty] | 2014-08-15 | 2時 | 0 | 0 | 0 | 0 | 0 | 0 | 0 | 0 | 0 | 0 | 0 | 0 | 0 | 0 | 0 | 0 | 0 | 0 | 0 | 0.024026 | 0.023776 | 0.00025017 | 0 | 0.080156 | 0.05613 | 0 | 0.053644 | -0.52357 | -0.053644 | 0.026512
[9 empty] | 2014-08-15 | 3時 | 0 | 0 | 0 | 0 | 0 | 0 | 0 | 0 | 0 | 0 | 0 | 0 | 0 | 0 | 0 | 0 | 0 | 0 | 0 | 0.024026 | 0.023776 | 0.00025017 | 0 | 0.080156 | 0.05613 | 0 | 0.053644 | -0.52357 | -0.053644 | 0.026512
[9 empty] | 2014-08-15 | 4時 | 0 | 0 | 0 | 0 | 0 | 0 | 0 | 0 | 0 | 0 | 0 | 0 | 0 | 0 | 0 | 0 | 0 | 0 | 0 | 0.024026 | 0.023776 | 0.00025017 | 0 | 0.072356 | 0.04833 | 0 | 0.048143 | -0.46987 | -0.048143 | 0.024213
[9 empty] | 2014-08-15 | 5時 | 0 | 0 | 0 | 0 | 0 | 0 | 0 | 0 | 0 | 0 | 0 | 0 | 0 | 0 | 0 | 0 | 0 | 0 | 0 | 0.024026 | 0.023776 | 0.00025017 | 0 | 0.080156 | 0.05613 | 0 | 0.053644 | -0.52357 | -0.053644 | 0.026512
[9 empty] | 2014-08-15 | 6時 | 0 | 0 | 0 | 0 | 0 | 0 | 0 | 0 | 0 | 0 | 0 | 0 | 0 | 0 | 0.18498 | 0.018953 | 0 | 0 | 0 | 0.03053 | 0.023776 | 0.0067545 | 0.018231 | 0.32894 | 0.26122 | 0 | 0.19606 | -1.9135 | -0.19606 | 0.13288
[9 empty] | 2014-08-15 | 7時 | 0 | 0 | 0 | 0 | 0 | 0 | 0 | 0 | 0 | 0 | 0 | 0 | 0 | 0 | 0.31976 | 0.032762 | 0 | 0 | 0 | 0.024857 | 0.023776 | 0.0010807 | 0.11469 | 0.42047 | 0.24816 | 0 | 0.22189 | -2.1657 | -0.22189 | 0.19857
[9 empty] | 2014-08-15 | 8時 | 0 | 0 | 0 | 0 | 0 | 0 | 0 | 0 | 0 | 0 | 0 | 0 | 0 | 0 | 0.37393 | 0.038313 | 0 | 0 | 0 | 0.024857 | 0.023776 | 0.0010807 | 0.064563 | 0.27261 | 0.14488 | 0 | 0.14833 | -1.4477 | -0.14833 | 0.12428
[9 empty] | 2014-08-15 | 9時 | 0 | 0 | 0 | 0 | 0 | 0 | 0 | 0 | 0 | 0 | 0 | 0 | 0 | 0 | 0 | 0 | 0 | 0 | 0 | 0.024026 | 0.023776 | 0.00025017 | 0.16544 | 0.52635 | 0.33688 | 0 | 0.30909 | -3.0167 | -0.30909 | 0.21726
[9 empty] | 2014-08-15 | 10時 | 0 | 0 | 0 | 0 | 0 | 0 | 0 | 0 | 0 | 0 | 0 | 0 | 0 | 0 | 0 | 0 | 0 | 0 | 0 | 0.024446 | 0.023776 | 0.00067044 | 0.053027 | 0.1258 | 0.04833 | 0 | 0.070103 | -0.68421 | -0.070103 | 0.055701
[9 empty] | 2014-08-15 | 11時 | 0 | 0 | 0 | 0 | 0 | 0 | 0 | 0 | 0 | 0 | 0 | 0 | 0 | 0 | 0.65015 | 0.066614 | 0 | 0 | 0 | 0.024026 | 0.023776 | 0.00025017 | 0.0026381 | 0.14941 | 0.05613 | 0 | 0.082096 | -0.80126 | -0.082096 | 0.067312
[9 empty] | 2014-08-15 | 12時 | 0 | 0 | 0 | 0 | 0 | 0 | 0 | 0 | 0 | 0 | 0 | 0 | 0 | 0 | 0.55973 | 0.057349 | 0 | 0 | 0 | 0.03053 | 0.023776 | 0.0067545 | 0.029502 | 0.39021 | 0.27283 | 0 | 0.22295 | -2.176 | -0.22295 | 0.16726
[9 empty] | 2014-08-15 | 13時 | 0 | 0 | 0 | 0 | 0 | 0 | 0 | 0 | 0 | 0 | 0 | 0 | 0 | 0 | 0 | 0 | 0 | 0 | 0 | 0.024446 | 0.023776 | 0.00067044 | 0.058042 | 0.13082 | 0.04833 | 0 | 0.072166 | -0.70434 | -0.072166 | 0.058653
[9 empty] | 2014-08-15 | 14時 | 0 | 0 | 0 | 0 | 0 | 0 | 0 | 0 | 0 | 0 | 0 | 0 | 0 | 0 | 0 | 0 | 0 | 0 | 0 | 0.024026 | 0.023776 | 0.00025017 | 0.024487 | 0.10464 | 0.05613 | 0 | 0.063702 | -0.62173 | -0.063702 | 0.040941
[9 empty] | 2014-08-15 | 15時 | 0 | 0 | 0 | 0 | 0 | 0 | 0 | 0 | 0 | 0 | 0 | 0 | 0 | 0 | 0.83007 | 0.085048 | 0 | 0 | 0 | 0.024026 | 0.023776 | 0.00025017 | 0 | 0.1652 | 0.05613 | 0 | 0.088587 | -0.86461 | -0.088587 | 0.076617
[9 empty] | 2014-08-15 | 16時 | 0 | 0 | 0 | 0 | 0 | 0 | 0 | 0 | 0 | 0 | 0 | 0 | 0 | 0 | 0.52163 | 0.053446 | 0 | 0 | 0 | 0.024446 | 0.023776 | 0.00067044 | 0.033816 | 0.16004 | 0.04833 | 0 | 0.08417 | -0.8215 | -0.08417 | 0.075869
[9 empty] | 2014-08-15 | 17時 | 0 | 0 | 0 | 0 | 0 | 0 | 0 | 0 | 0 | 0 | 0 | 0 | 0 | 0 | 1.2557 | 0.12866 | 0 | 0 | 0 | 0.024446 | 0.023776 | 0.00067044 | 0.056835 | 0.41487 | 0.20493 | 0 | 0.21308 | -2.0796 | -0.21308 | 0.2018
[9 empty] | 2014-08-15 | 18時 | 0 | 0 | 0 | 0 | 0 | 0 | 0 | 0 | 0 | 0 | 0 | 0 | 0 | 0 | 0.42288 | 0.043327 | 0 | 0 | 0 | 0.036624 | 0.023776 | 0.012849 | 0.066494 | 0.48522 | 0.33878 | 0 | 0.24886 | -2.4289 | -0.24886 | 0.23636
[9 empty] | 2014-08-15 | 19時 | 0 | 0 | 0 | 0 | 0 | 0 | 0 | 0 | 0 | 0 | 0 | 0 | 0 | 0 | 1.0062 | 0.1031 | 0 | 0 | 0 | 0.036624 | 0.023776 | 0.012849 | 0.16307 | 0.43767 | 0.13488 | 0 | 0.23726 | -2.3156 | -0.23726 | 0.20042
[9 empty] | 2014-08-15 | 20時 | 0 | 0 | 0 | 0 | 0 | 0 | 0 | 0 | 0 | 0 | 0 | 0 | 0 | 0 | 0.77206 | 0.079105 | 0 | 0 | 0 | 0.024446 | 0.023776 | 0.00067044 | 0.088224 | 0.31939 | 0.12761 | 0 | 0.15532 | -1.5159 | -0.15532 | 0.16407
[9 empty] | 2014-08-15 | 21時 | 0 | 0 | 0 | 0 | 0 | 0 | 0 | 0 | 0 | 0 | 0 | 0 | 0 | 0 | 1.1815 | 0.12106 | 0 | 0 | 0 | 0.024446 | 0.023776 | 0.00067044 | 0.14284 | 0.47577 | 0.18743 | 0 | 0.23313 | -2.2753 | -0.23313 | 0.24264
[9 empty] | 2014-08-15 | 22時 | 0 | 0 | 0 | 0 | 0 | 0 | 0 | 0 | 0 | 0 | 0 | 0 | 0 | 0 | 0.61837 | 0.063358 | 0 | 0 | 0 | 0.036344 | 0.023776 | 0.012568 | 0.16493 | 0.45643 | 0.19179 | 0 | 0.23418 | -2.2856 | -0.23418 | 0.22225
[9 empty] | 2014-08-15 | 23時 | 0 | 0 | 0 | 0 | 0 | 0 | 0 | 0 | 0 | 0 | 0 | 0 | 0 | 0 | 0 | 0 | 0 | 0 | 0 | 0.037175 | 0.023776 | 0.013399 | 0.17268 | 0.42753 | 0.21768 | 0 | 0.23353 | -2.2792 | -0.23353 | 0.19401
[9 empty] | 2014-08-16 | 0時 | 0 | 0 | 0 | 0 | 0 | 0 | 0 | 0 | 0 | 0 | 0 | 0 | 0 | 0 | 0 | 0 | 0 | 0 | 0 | 0.024026 | 0.023776 | 0.00025017 | 0.045276 | 0.22713 | 0.15783 | 0 | 0.12005 | -1.1717 | -0.12005 | 0.10708
[9 empty] | 2014-08-16 | 1時 | 0 | 0 | 0 | 0 | 0 | 0 | 0 | 0 | 0 | 0 | 0 | 0 | 0 | 0 | 0 | 0 | 0 | 0 | 0 | 0.024026 | 0.023776 | 0.00025017 | 0 | 0.072356 | 0.04833 | 0 | 0.038487 | -0.37563 | -0.038487 | 0.03387
[9 empty] | 2014-08-16 | 2時 | 0 | 0 | 0 | 0 | 0 | 0 | 0 | 0 | 0 | 0 | 0 | 0 | 0 | 0 | 0 | 0 | 0 | 0 | 0 | 0.024026 | 0.023776 | 0.00025017 | 0 | 0.080156 | 0.05613 | 0 | 0.043432 | -0.4239 | -0.043432 | 0.036724
[9 empty] | 2014-08-16 | 3時 | 0 | 0 | 0 | 0 | 0 | 0 | 0 | 0 | 0 | 0 | 0 | 0 | 0 | 0 | 0 | 0 | 0 | 0 | 0 | 0.024026 | 0.023776 | 0.00025017 | 0 | 0.080156 | 0.05613 | 0 | 0.043432 | -0.4239 | -0.043432 | 0.036724
[9 empty] | 2014-08-16 | 4時 | 0 | 0 | 0 | 0 | 0 | 0 | 0 | 0 | 0 | 0 | 0 | 0 | 0 | 0 | 0 | 0 | 0 | 0 | 0 | 0.024026 | 0.023776 | 0.00025017 | 0 | 0.072356 | 0.04833 | 0 | 0.038487 | -0.37563 | -0.038487 | 0.03387
[9 empty] | 2014-08-16 | 5時 | 0 | 0 | 0 | 0 | 0 | 0 | 0 | 0 | 0 | 0 | 0 | 0 | 0 | 0 | 0 | 0 | 0 | 0 | 0 | 0.024026 | 0.023776 | 0.00025017 | 0 | 0.080156 | 0.05613 | 0 | 0.043432 | -0.4239 | -0.043432 | 0.036724
[9 empty] | 2014-08-16 | 6時 | 0 | 0 | 0 | 0 | 0 | 0 | 0 | 0 | 0 | 0 | 0 | 0 | 0 | 0 | 0 | 0 | 0 | 0 | 0 | 0.03053 | 0.023776 | 0.0067545 | 0.018231 | 0.30998 | 0.26122 | 0 | 0.15503 | -1.5131 | -0.15503 | 0.15496
[9 empty] | 2014-08-16 | 7時 | 0 | 0 | 0 | 0 | 0 | 0 | 0 | 0 | 0 | 0 | 0 | 0 | 0 | 0 | 0 | 0 | 0 | 0 | 0 | 0.024857 | 0.023776 | 0.0010807 | 0.11469 | 0.3877 | 0.24816 | 0 | 0.16126 | -1.5739 | -0.16126 | 0.22644
[9 empty] | 2014-08-16 | 8時 | 0 | 0 | 0 | 0 | 0 | 0 | 0 | 0 | 0 | 0 | 0 | 0 | 0 | 0 | 0.30306 | 0.031051 | 0 | 0 | 0 | 0.024857 | 0.023776 | 0.0010807 | 0.064563 | 0.26535 | 0.14488 | 0 | 0.11252 | -1.0982 | -0.11252 | 0.15283
[9 empty] | 2014-08-16 | 9時 | 0 | 0 | 0 | 0 | 0 | 0 | 0 | 0 | 0 | 0 | 0 | 0 | 0 | 0 | 0 | 0 | 0 | 0 | 0 | 0.024026 | 0.023776 | 0.00025017 | 0.16544 | 0.52635 | 0.33688 | 0 | 0.25273 | -2.4666 | -0.25273 | 0.27362
[9 empty] | 2014-08-16 | 10時 | 0 | 0 | 0 | 0 | 0 | 0 | 0 | 0 | 0 | 0 | 0 | 0 | 0 | 0 | 0 | 0 | 0 | 0 | 0 | 0.024446 | 0.023776 | 0.00067044 | 0.053027 | 0.1258 | 0.04833 | 0 | 0.05283 | -0.51562 | -0.05283 | 0.072974
[9 empty] | 2014-08-16 | 11時 | 0 | 0 | 0 | 0 | 0 | 0 | 0 | 0 | 0 | 0 | 0 | 0 | 0 | 0 | 0.78038 | 0.079957 | 0 | 0 | 0 | 0.024026 | 0.023776 | 0.00025017 | 0.0026381 | 0.16275 | 0.05613 | 0 | 0.065594 | -0.6402 | -0.065594 | 0.097157
[9 empty] | 2014-08-16 | 12時 | 0 | 0 | 0 | 0 | 0 | 0 | 0 | 0 | 0 | 0 | 0 | 0 | 0 | 0 | 0.56102 | 0.057482 | 0 | 0 | 0 | 0.03053 | 0.023776 | 0.0067545 | 0.029502 | 0.39034 | 0.27283 | 0 | 0.17872 | -1.7443 | -0.17872 | 0.21162
[9 empty] | 2014-08-16 | 13時 | 0 | 0 | 0 | 0 | 0 | 0 | 0 | 0 | 0 | 0 | 0 | 0 | 0 | 0 | 0 | 0 | 0 | 0 | 0 | 0.024446 | 0.023776 | 0.00067044 | 0.058042 | 0.13082 | 0.04833 | 0 | 0.054178 | -0.52878 | -0.054178 | 0.076641
[9 empty] | 2014-08-16 | 14時 | 0 | 0 | 0 | 0 | 0 | 0 | 0 | 0 | 0 | 0 | 0 | 0 | 0 | 0 | 0 | 0 | 0 | 0 | 0 | 0.024026 | 0.023776 | 0.00025017 | 0.024487 | 0.10464 | 0.05613 | 0 | 0.049999 | -0.48799 | -0.049999 | 0.054644
[9 empty] | 2014-08-16 | 15時 | 0 | 0 | 0 | 0 | 0 | 0 | 0 | 0 | 0 | 0 | 0 | 0 | 0 | 0 | 0.78803 | 0.08074 | 0 | 0 | 0 | 0.024026 | 0.023776 | 0.00025017 | 0 | 0.1609 | 0.05613 | 0 | 0.065097 | -0.63535 | -0.065097 | 0.095799
[9 empty] | 2014-08-16 | 16時 | 0 | 0 | 0 | 0 | 0 | 0 | 0 | 0 | 0 | 0 | 0 | 0 | 0 | 0 | 0.51016 | 0.05227 | 0 | 0 | 0 | 0.024446 | 0.023776 | 0.00067044 | 0.033816 | 0.15886 | 0.04833 | 0 | 0.061702 | -0.60221 | -0.061702 | 0.097161
[9 empty] | 2014-08-16 | 17時 | 0 | 0 | 0 | 0 | 0 | 0 | 0 | 0 | 0 | 0 | 0 | 0 | 0 | 0 | 0.99174 | 0.10161 | 0 | 0 | 0 | 0.024446 | 0.023776 | 0.00067044 | 0.056835 | 0.38782 | 0.20493 | 0 | 0.1532 | -1.4952 | -0.1532 | 0.23462
[9 empty] | 2014-08-16 | 18時 | 0 | 0 | 0 | 0 | 0 | 0 | 0 | 0 | 0 | 0 | 0 | 0 | 0 | 0 | 0.26972 | 0.027635 | 0 | 0 | 0 | 0.036624 | 0.023776 | 0.012849 | 0.066494 | 0.46953 | 0.33878 | 0 | 0.18367 | -1.7926 | -0.18367 | 0.28586
[9 empty] | 2014-08-16 | 19時 | 0 | 0 | 0 | 0 | 0 | 0 | 0 | 0 | 0 | 0 | 0 | 0 | 0 | 0 | 0.85587 | 0.087692 | 0 | 0 | 0 | 0.036624 | 0.023776 | 0.012849 | 0.16307 | 0.42227 | 0.13488 | 0 | 0.17293 | -1.6878 | -0.17293 | 0.24933
[9 empty] | 2014-08-16 | 20時 | 0 | 0 | 0 | 0 | 0 | 0 | 0 | 0 | 0 | 0 | 0 | 0 | 0 | 0 | 0.63056 | 0.064607 | 0 | 0 | 0 | 0.024446 | 0.023776 | 0.00067044 | 0.088224 | 0.30489 | 0.12761 | 0 | 0.10794 | -1.0535 | -0.10794 | 0.19695
[9 empty] | 2014-08-16 | 21時 | 0 | 0 | 0 | 0 | 0 | 0 | 0 | 0 | 0 | 0 | 0 | 0 | 0 | 0 | 0.98546 | 0.10097 | 0 | 0 | 0 | 0.024446 | 0.023776 | 0.00067044 | 0.14284 | 0.45568 | 0.18743 | 0 | 0.16524 | -1.6128 | -0.16524 | 0.29044
[9 empty] | 2014-08-16 | 22時 | 0 | 0 | 0 | 0 | 0 | 0 | 0 | 0 | 0 | 0 | 0 | 0 | 0 | 0 | 0.41085 | 0.042096 | 0 | 0 | 0 | 0.036344 | 0.023776 | 0.012568 | 0.16493 | 0.43516 | 0.19179 | 0 | 0.17091 | -1.6681 | -0.17091 | 0.26425
[9 empty] | 2014-08-16 | 23時 | 0 | 0 | 0 | 0 | 0 | 0 | 0 | 0 | 0 | 0 | 0 | 0 | 0 | 0 | 0 | 0 | 0 | 0 | 0 | 0.037175 | 0.023776 | 0.013399 | 0.17268 | 0.42753 | 0.21768 | 0 | 0.18279 | -1.7841 | -0.18279 | 0.24474
[9 empty] | 2014-08-17 | 0時 | 0 | 0 | 0 | 0 | 0 | 0 | 0 | 0 | 0 | 0 | 0 | 0 | 0 | 0 | 0 | 0 | 0 | 0 | 0 | 0.024026 | 0.023776 | 0.00025017 | 0.045276 | 0.22713 | 0.15783 | 0 | 0.12651 | -1.2347 | -0.12651 | 0.10063
[9 empty] | 2014-08-17 | 1時 | 0 | 0 | 0 | 0 | 0 | 0 | 0 | 0 | 0 | 0 | 0 | 0 | 0 | 0 | 0 | 0 | 0 | 0 | 0 | 0.024026 | 0.023776 | 0.00025017 | 0 | 0.072356 | 0.04833 | 0 | 0.041093 | -0.40107 | -0.041093 | 0.031263
[9 empty] | 2014-08-17 | 2時 | 0 | 0 | 0 | 0 | 0 | 0 | 0 | 0 | 0 | 0 | 0 | 0 | 0 | 0 | 0 | 0 | 0 | 0 | 0 | 0.024026 | 0.023776 | 0.00025017 | 0 | 0.080156 | 0.05613 | 0 | 0.046189 | -0.4508 | -0.046189 | 0.033968
[9 empty] | 2014-08-17 | 3時 | 0 | 0 | 0 | 0 | 0 | 0 | 0 | 0 | 0 | 0 | 0 | 0 | 0 | 0 | 0 | 0 | 0 | 0 | 0 | 0.024026 | 0.023776 | 0.00025017 | 0 | 0.080156 | 0.05613 | 0 | 0.046189 | -0.4508 | -0.046189 | 0.033968
[9 empty] | 2014-08-17 | 4時 | 0 | 0 | 0 | 0 | 0 | 0 | 0 | 0 | 0 | 0 | 0 | 0 | 0 | 0 | 0 | 0 | 0 | 0 | 0 | 0.024026 | 0.023776 | 0.00025017 | 0 | 0.072356 | 0.04833 | 0 | 0.041093 | -0.40107 | -0.041093 | 0.031263
[9 empty] | 2014-08-17 | 5時 | 0 | 0 | 0 | 0 | 0 | 0 | 0 | 0 | 0 | 0 | 0 | 0 | 0 | 0 | 0 | 0 | 0 | 0 | 0 | 0.024026 | 0.023776 | 0.00025017 | 0 | 0.080156 | 0.05613 | 0 | 0.046189 | -0.4508 | -0.046189 | 0.033968
[9 empty] | 2014-08-17 | 6時 | 0 | 0 | 0 | 0 | 0 | 0 | 0 | 0 | 0 | 0 | 0 | 0 | 0 | 0 | 0 | 0 | 0 | 0 | 0 | 0.03053 | 0.023776 | 0.0067545 | 0.018231 | 0.30998 | 0.26122 | 0 | 0.164 | -1.6006 | -0.164 | 0.14598
[9 empty] | 2014-08-17 | 7時 | 0 | 0 | 0 | 0 | 0 | 0 | 0 | 0 | 0 | 0 | 0 | 0 | 0 | 0 | 0 | 0 | 0 | 0 | 0 | 0.024857 | 0.023776 | 0.0010807 | 0.11469 | 0.3877 | 0.24816 | 0 | 0.17399 | -1.6982 | -0.17399 | 0.21371
[9 empty] | 2014-08-17 | 8時 | 0 | 0 | 0 | 0 | 0 | 0 | 0 | 0 | 0 | 0 | 0 | 0 | 0 | 0 | 0.13201 | 0.013525 | 0 | 0 | 0 | 0.024857 | 0.023776 | 0.0010807 | 0.064563 | 0.24782 | 0.14488 | 0 | 0.11601 | -1.1322 | -0.11601 | 0.13182
[9 empty] | 2014-08-17 | 9時 | 0 | 0 | 0 | 0 | 0 | 0 | 0 | 0 | 0 | 0 | 0 | 0 | 0 | 0 | 0 | 0 | 0 | 0 | 0 | 0.024026 | 0.023776 | 0.00025017 | 0.16544 | 0.52635 | 0.33688 | 0 | 0.26794 | -2.6151 | -0.26794 | 0.25841
[9 empty] | 2014-08-17 | 10時 | 0 | 0 | 0 | 0 | 0 | 0 | 0 | 0 | 0 | 0 | 0 | 0 | 0 | 0 | 0 | 0 | 0 | 0 | 0 | 0.024446 | 0.023776 | 0.00067044 | 0.053027 | 0.1258 | 0.04833 | 0 | 0.057492 | -0.56112 | -0.057492 | 0.068312
[9 empty] | 2014-08-17 | 11時 | 0 | 0 | 0 | 0 | 0 | 0 | 0 | 0 | 0 | 0 | 0 | 0 | 0 | 0 | 1.3087 | 0.13409 | 0 | 0 | 0 | 0.024026 | 0.023776 | 0.00025017 | 0.0026381 | 0.21688 | 0.05613 | 0 | 0.088135 | -0.8602 | -0.088135 | 0.12875
[9 empty] | 2014-08-17 | 12時 | 0 | 0 | 0 | 0 | 0 | 0 | 0 | 0 | 0 | 0 | 0 | 0 | 0 | 0 | 0.93263 | 0.095556 | 0 | 0 | 0 | 0.03053 | 0.023776 | 0.0067545 | 0.029502 | 0.42842 | 0.27283 | 0 | 0.20235 | -1.975 | -0.20235 | 0.22606
[9 empty] | 2014-08-17 | 13時 | 0 | 0 | 0 | 0 | 0 | 0 | 0 | 0 | 0 | 0 | 0 | 0 | 0 | 0 | 0 | 0 | 0 | 0 | 0 | 0.024446 | 0.023776 | 0.00067044 | 0.058042 | 0.13082 | 0.04833 | 0 | 0.059033 | -0.57616 | -0.059033 | 0.071786
[9 empty] | 2014-08-17 | 14時 | 0 | 0 | 0 | 0 | 0 | 0 | 0 | 0 | 0 | 0 | 0 | 0 | 0 | 0 | 0 | 0 | 0 | 0 | 0 | 0.024026 | 0.023776 | 0.00025017 | 0.024487 | 0.10464 | 0.05613 | 0 | 0.053698 | -0.52409 | -0.053698 | 0.050946
[9 empty] | 2014-08-17 | 15時 | 0 | 0 | 0 | 0 | 0 | 0 | 0 | 0 | 0 | 0 | 0 | 0 | 0 | 0 | 1.4797 | 0.15161 | 0 | 0 | 0 | 0.024026 | 0.023776 | 0.00025017 | 0 | 0.23176 | 0.05613 | 0 | 0.092702 | -0.90477 | -0.092702 | 0.13906
[9 empty] | 2014-08-17 | 16時 | 0 | 0 | 0 | 0 | 0 | 0 | 0 | 0 | 0 | 0 | 0 | 0 | 0 | 0 | 0.71556 | 0.073315 | 0 | 0 | 0 | 0.024446 | 0.023776 | 0.00067044 | 0.033816 | 0.17991 | 0.04833 | 0 | 0.074092 | -0.72314 | -0.074092 | 0.10582
[9 empty] | 2014-08-17 | 17時 | 0 | 0 | 0 | 0 | 0 | 0 | 0 | 0 | 0 | 0 | 0 | 0 | 0 | 0 | 1.2219 | 0.1252 | 0 | 0 | 0 | 0.024446 | 0.023776 | 0.00067044 | 0.056835 | 0.41141 | 0.20493 | 0 | 0.1736 | -1.6943 | -0.1736 | 0.23781
[9 empty] | 2014-08-17 | 18時 | 0 | 0 | 0 | 0 | 0 | 0 | 0 | 0 | 0 | 0 | 0 | 0 | 0 | 0 | 0.35546 | 0.03642 | 0 | 0 | 0 | 0.036624 | 0.023776 | 0.012849 | 0.066494 | 0.47832 | 0.33878 | 0 | 0.20222 | -1.9737 | -0.20222 | 0.27609
[9 empty] | 2014-08-17 | 19時 | 0 | 0 | 0 | 0 | 0 | 0 | 0 | 0 | 0 | 0 | 0 | 0 | 0 | 0 | 0.91949 | 0.09421 | 0 | 0 | 0 | 0.036624 | 0.023776 | 0.012849 | 0.16307 | 0.42879 | 0.13488 | 0 | 0.19098 | -1.864 | -0.19098 | 0.23781
[9 empty] | 2014-08-17 | 20時 | 0 | 0 | 0 | 0 | 0 | 0 | 0 | 0 | 0 | 0 | 0 | 0 | 0 | 0 | 0.72548 | 0.074332 | 0 | 0 | 0 | 0.024446 | 0.023776 | 0.00067044 | 0.088224 | 0.31461 | 0.12761 | 0 | 0.1221 | -1.1917 | -0.1221 | 0.19251
[9 empty] | 2014-08-17 | 21時 | 0 | 0 | 0 | 0 | 0 | 0 | 0 | 0 | 0 | 0 | 0 | 0 | 0 | 0 | 1.1069 | 0.11341 | 0 | 0 | 0 | 0.024446 | 0.023776 | 0.00067044 | 0.14284 | 0.46812 | 0.18743 | 0 | 0.18515 | -1.8071 | -0.18515 | 0.28297
[9 empty] | 2014-08-17 | 22時 | 0 | 0 | 0 | 0 | 0 | 0 | 0 | 0 | 0 | 0 | 0 | 0 | 0 | 0 | 1.0239 | 0.1049 | 0 | 0 | 0 | 0.036344 | 0.023776 | 0.012568 | 0.16493 | 0.49797 | 0.19179 | 0 | 0.20489 | -1.9997 | -0.20489 | 0.29309
[9 empty] | 2014-08-17 | 23時 | 0 | 0 | 0 | 0 | 0 | 0 | 0 | 0 | 0 | 0 | 0 | 0 | 0 | 0 | 0 | 0 | 0 | 0 | 0 | 0.037175 | 0.023776 | 0.013399 | 0.17268 | 0.42753 | 0.21768 | 0 | 0.19649 | -1.9177 | -0.19649 | 0.23105
[9 empty] | 2014-08-18 | 0時 | 0 | 0 | 0 | 0 | 0 | 0 | 0 | 0 | 0 | 0 | 0 | 0 | 0 | 0 | 0 | 0 | 0 | 0 | 0 | 0.024026 | 0.023776 | 0.00025017 | 0.045276 | 0.22713 | 0.15783 | 0 | 0.1375 | -1.342 | -0.1375 | 0.089629
[9 empty] | 2014-08-18 | 1時 | 0 | 0 | 0 | 0 | 0 | 0 | 0 | 0 | 0 | 0 | 0 | 0 | 0 | 0 | 0 | 0 | 0 | 0 | 0 | 0.024026 | 0.023776 | 0.00025017 | 0 | 0.072356 | 0.04833 | 0 | 0.045533 | -0.4444 | -0.045533 | 0.026824
[9 empty] | 2014-08-18 | 2時 | 0 | 0 | 0 | 0 | 0 | 0 | 0 | 0 | 0 | 0 | 0 | 0 | 0 | 0 | 0 | 0 | 0 | 0 | 0 | 0.024026 | 0.023776 | 0.00025017 | 0 | 0.080156 | 0.05613 | 0 | 0.050884 | -0.49663 | -0.050884 | 0.029272
[9 empty] | 2014-08-18 | 3時 | 0 | 0 | 0 | 0 | 0 | 0 | 0 | 0 | 0 | 0 | 0 | 0 | 0 | 0 | 0 | 0 | 0 | 0 | 0 | 0.024026 | 0.023776 | 0.00025017 | 0 | 0.080156 | 0.05613 | 0 | 0.050884 | -0.49663 | -0.050884 | 0.029272
[9 empty] | 2014-08-18 | 4時 | 0 | 0 | 0 | 0 | 0 | 0 | 0 | 0 | 0 | 0 | 0 | 0 | 0 | 0 | 0 | 0 | 0 | 0 | 0 | 0.024026 | 0.023776 | 0.00025017 | 0 | 0.072356 | 0.04833 | 0 | 0.045533 | -0.4444 | -0.045533 | 0.026824
[9 empty] | 2014-08-18 | 5時 | 0 | 0 | 0 | 0 | 0 | 0 | 0 | 0 | 0 | 0 | 0 | 0 | 0 | 0 | 0 | 0 | 0 | 0 | 0 | 0.024026 | 0.023776 | 0.00025017 | 0 | 0.080156 | 0.05613 | 0 | 0.050884 | -0.49663 | -0.050884 | 0.029272
[9 empty] | 2014-08-18 | 6時 | 0 | 0 | 0 | 0 | 0 | 0 | 0 | 0 | 0 | 0 | 0 | 0 | 0 | 0 | 0 | 0 | 0 | 0 | 0 | 0.03053 | 0.023776 | 0.0067545 | 0.018231 | 0.30998 | 0.26122 | 0 | 0.17928 | -1.7498 | -0.17928 | 0.1307
[9 empty] | 2014-08-18 | 7時 | 0 | 0 | 0 | 0 | 0 | 0 | 0 | 0 | 0 | 0 | 0 | 0 | 0 | 0 | 0.40137 | 0.041124 | 0 | 0 | 0 | 0.024857 | 0.023776 | 0.0010807 | 0.11469 | 0.42883 | 0.24816 | 0 | 0.21099 | -2.0593 | -0.21099 | 0.21784
[9 empty] | 2014-08-18 | 8時 | 0 | 0 | 0 | 0 | 0 | 0 | 0 | 0 | 0 | 0 | 0 | 0 | 0 | 0 | 0.72641 | 0.074427 | 0 | 0 | 0 | 0.024857 | 0.023776 | 0.0010807 | 0.064563 | 0.30872 | 0.14488 | 0 | 0.15263 | -1.4896 | -0.15263 | 0.1561
[9 empty] | 2014-08-18 | 9時 | 0 | 0 | 0 | 0 | 0 | 0 | 0 | 0 | 0 | 0 | 0 | 0 | 0 | 0 | 0 | 0 | 0 | 0 | 0 | 0.024026 | 0.023776 | 0.00025017 | 0.16544 | 0.52635 | 0.33688 | 0 | 0.29385 | -2.868 | -0.29385 | 0.2325
[9 empty] | 2014-08-18 | 10時 | 0 | 0 | 0 | 0 | 0 | 0 | 0 | 0 | 0 | 0 | 0 | 0 | 0 | 0 | 0 | 0 | 0 | 0 | 0 | 0.024446 | 0.023776 | 0.00067044 | 0.053027 | 0.1258 | 0.04833 | 0 | 0.065434 | -0.63863 | -0.065434 | 0.06037
[9 empty] | 2014-08-18 | 11時 | 0 | 0 | 0 | 0 | 0 | 0 | 0 | 0 | 0 | 0 | 0 | 0 | 0 | 0 | 2.629 | 0.26936 | 0 | 0 | 0 | 0.024026 | 0.023776 | 0.00025017 | 0.0026381 | 0.35216 | 0.05613 | 0 | 0.15216 | -1.485 | -0.15216 | 0.2
[9 empty] | 2014-08-18 | 12時 | 0 | 0 | 0 | 0 | 0 | 0 | 0 | 0 | 0 | 0 | 0 | 0 | 0 | 0 | 1.4257 | 0.14608 | 0 | 0 | 0 | 0.03053 | 0.023776 | 0.0067545 | 0.029502 | 0.47894 | 0.27283 | 0 | 0.24402 | -2.3816 | -0.24402 | 0.23492
[9 empty] | 2014-08-18 | 13時 | 0 | 0 | 0 | 0 | 0 | 0 | 0 | 0 | 0 | 0 | 0 | 0 | 0 | 0 | 0 | 0 | 0 | 0 | 0 | 0.024446 | 0.023776 | 0.00067044 | 0.058042 | 0.13082 | 0.04833 | 0 | 0.067303 | -0.65688 | -0.067303 | 0.063515
[9 empty] | 2014-08-18 | 14時 | 0 | 0 | 0 | 0 | 0 | 0 | 0 | 0 | 0 | 0 | 0 | 0 | 0 | 0 | 0 | 0 | 0 | 0 | 0 | 0.024026 | 0.023776 | 0.00025017 | 0.024487 | 0.10464 | 0.05613 | 0 | 0.059998 | -0.58558 | -0.059998 | 0.044646
[9 empty] | 2014-08-18 | 15時 | 0 | 0 | 0 | 0 | 0 | 0 | 0 | 0 | 0 | 0 | 0 | 0 | 0 | 0 | 2.028 | 0.20779 | 0 | 0 | 0 | 0.024026 | 0.023776 | 0.00025017 | 0 | 0.28795 | 0.05613 | 0 | 0.12825 | -1.2517 | -0.12825 | 0.1597
[9 empty] | 2014-08-18 | 16時 | 0 | 0 | 0 | 0 | 0 | 0 | 0 | 0 | 0 | 0 | 0 | 0 | 0 | 0 | 0.96405 | 0.098776 | 0 | 0 | 0 | 0.024446 | 0.023776 | 0.00067044 | 0.033816 | 0.20537 | 0.04833 | 0 | 0.095059 | -0.92778 | -0.095059 | 0.11031
[9 empty] | 2014-08-18 | 17時 | 0 | 0 | 0 | 0 | 0 | 0 | 0 | 0 | 0 | 0 | 0 | 0 | 0 | 0 | 1.8268 | 0.18717 | 0 | 0 | 0 | 0.024446 | 0.023776 | 0.00067044 | 0.056835 | 0.47338 | 0.20493 | 0 | 0.22063 | -2.1533 | -0.22063 | 0.25275
[9 empty] | 2014-08-18 | 18時 | 0 | 0 | 0 | 0 | 0 | 0 | 0 | 0 | 0 | 0 | 0 | 0 | 0 | 0 | 0.73876 | 0.075693 | 0 | 0 | 0 | 0.036624 | 0.023776 | 0.012849 | 0.066494 | 0.51759 | 0.33878 | 0 | 0.24443 | -2.3856 | -0.24443 | 0.27316
[9 empty] | 2014-08-18 | 19時 | 0 | 0 | 0 | 0 | 0 | 0 | 0 | 0 | 0 | 0 | 0 | 0 | 0 | 0 | 1.4458 | 0.14814 | 0 | 0 | 0 | 0.036624 | 0.023776 | 0.012849 | 0.16307 | 0.48272 | 0.13488 | 0 | 0.2373 | -2.316 | -0.2373 | 0.24542
[9 empty] | 2014-08-18 | 20時 | 0 | 0 | 0 | 0 | 0 | 0 | 0 | 0 | 0 | 0 | 0 | 0 | 0 | 0 | 1.021 | 0.10461 | 0 | 0 | 0 | 0.024446 | 0.023776 | 0.00067044 | 0.088224 | 0.34489 | 0.12761 | 0 | 0.15305 | -1.4938 | -0.15305 | 0.19184
[9 empty] | 2014-08-18 | 21時 | 0 | 0 | 0 | 0 | 0 | 0 | 0 | 0 | 0 | 0 | 0 | 0 | 0 | 0 | 1.3466 | 0.13797 | 0 | 0 | 0 | 0.024446 | 0.023776 | 0.00067044 | 0.14284 | 0.49268 | 0.18743 | 0 | 0.22253 | -2.1719 | -0.22253 | 0.27015
[9 empty] | 2014-08-18 | 22時 | 0 | 0 | 0 | 0 | 0 | 0 | 0 | 0 | 0 | 0 | 0 | 0 | 0 | 0 | 1.2233 | 0.12533 | 0 | 0 | 0 | 0.036344 | 0.023776 | 0.012568 | 0.16493 | 0.5184 | 0.19179 | 0 | 0.24168 | -2.3588 | -0.24168 | 0.27672
[9 empty] | 2014-08-18 | 23時 | 0 | 0 | 0 | 0 | 0 | 0 | 0 | 0 | 0 | 0 | 0 | 0 | 0 | 0 | 0 | 0 | 0 | 0 | 0 | 0.037175 | 0.023776 | 0.013399 | 0.17268 | 0.42753 | 0.21768 | 0 | 0.21981 | -2.1454 | -0.21981 | 0.20772
[9 empty] | 2014-08-19 | 0時 | 0 | 0 | 0 | 0 | 0 | 0 | 0 | 0 | 0 | 0 | 0 | 0 | 0 | 0 | 0 | 0 | 0 | 0 | 0 | 0.024026 | 0.023776 | 0.00025017 | 0 | 0.18186 | 0.15783 | 0 | 0.12514 | -1.2214 | -0.12514 | 0.056713
[9 empty] | 2014-08-19 | 1時 | 0 | 0 | 0 | 0 | 0 | 0 | 0 | 0 | 0 | 0 | 0 | 0 | 0 | 0 | 0 | 0 | 0 | 0 | 0 | 0.024026 | 0.023776 | 0.00025017 | 0 | 0.072356 | 0.04833 | 0 | 0.048014 | -0.46862 | -0.048014 | 0.024342
[9 empty] | 2014-08-19 | 2時 | 0 | 0 | 0 | 0 | 0 | 0 | 0 | 0 | 0 | 0 | 0 | 0 | 0 | 0 | 0 | 0 | 0 | 0 | 0 | 0.024026 | 0.023776 | 0.00025017 | 0 | 0.080156 | 0.05613 | 0 | 0.053508 | -0.52224 | -0.053508 | 0.026648
[9 empty] | 2014-08-19 | 3時 | 0 | 0 | 0 | 0 | 0 | 0 | 0 | 0 | 0 | 0 | 0 | 0 | 0 | 0 | 0 | 0 | 0 | 0 | 0 | 0.024026 | 0.023776 | 0.00025017 | 0 | 0.080156 | 0.05613 | 0 | 0.053508 | -0.52224 | -0.053508 | 0.026648
[9 empty] | 2014-08-19 | 4時 | 0 | 0 | 0 | 0 | 0 | 0 | 0 | 0 | 0 | 0 | 0 | 0 | 0 | 0 | 0 | 0 | 0 | 0 | 0 | 0.024026 | 0.023776 | 0.00025017 | 0 | 0.072356 | 0.04833 | 0 | 0.048014 | -0.46862 | -0.048014 | 0.024342
[9 empty] | 2014-08-19 | 5時 | 0 | 0 | 0 | 0 | 0 | 0 | 0 | 0 | 0 | 0 | 0 | 0 | 0 | 0 | 0 | 0 | 0 | 0 | 0 | 0.024026 | 0.023776 | 0.00025017 | 0 | 0.080156 | 0.05613 | 0 | 0.053508 | -0.52224 | -0.053508 | 0.026648
[9 empty] | 2014-08-19 | 6時 | 0 | 0 | 0 | 0 | 0 | 0 | 0 | 0 | 0 | 0 | 0 | 0 | 0 | 0 | 0 | 0 | 0 | 0 | 0 | 0.024026 | 0.023776 | 0.00025017 | 0 | 0.080156 | 0.05613 | 0 | 0.053508 | -0.52224 | -0.053508 | 0.026648
[9 empty] | 2014-08-19 | 7時 | 0 | 0 | 0 | 0 | 0 | 0 | 0 | 0 | 0 | 0 | 0 | 0 | 0 | 0 | 0.50906 | 0.052158 | 0 | 0 | 0 | 0.024857 | 0.023776 | 0.0010807 | 0.023666 | 0.2862 | 0.18552 | 0 | 0.15574 | -1.52 | -0.15574 | 0.13047
[9 empty] | 2014-08-19 | 8時 | 0 | 0 | 0 | 0 | 0 | 0 | 0 | 0 | 0 | 0 | 0 | 0 | 0 | 0 | 2.0787 | 0.21298 | 0 | 0 | 0 | 0.031371 | 0.023776 | 0.0075951 | 0.11401 | 0.63968 | 0.28132 | 0 | 0.35976 | -3.5112 | -0.35976 | 0.27992
[9 empty] | 2014-08-19 | 9時 | 0 | 0 | 0 | 0 | 0 | 0 | 0 | 0 | 0 | 0 | 0 | 0 | 0 | 0 | 2.2703 | 0.23261 | 0 | 0 | 0 | 0.024446 | 0.023776 | 0.00067044 | 0.22373 | 0.73289 | 0.2521 | 0 | 0.45297 | -4.421 | -0.45297 | 0.27992
[9 empty] | 2014-08-19 | 10時 | 0 | 0 | 0 | 0 | 0 | 0 | 0 | 0 | 0 | 0 | 0 | 0 | 0 | 0 | 2.6264 | 0.26909 | 0 | 0 | 0 | 0.024857 | 0.023776 | 0.0010807 | 0.18888 | 0.71034 | 0.22751 | 0 | 0.43042 | -4.2009 | -0.43042 | 0.27992
[9 empty] | 2014-08-19 | 11時 | 0 | 0 | 0 | 0 | 0 | 0 | 0 | 0 | 0 | 0 | 0 | 0 | 0 | 0 | 2.1935 | 0.22474 | 0 | 0 | 0 | 0.024446 | 0.023776 | 0.00067044 | 0.17015 | 0.65464 | 0.23531 | 0 | 0.37472 | -3.6573 | -0.37472 | 0.27992
[9 empty] | 2014-08-19 | 12時 | 0 | 0 | 0 | 0 | 0 | 0 | 0 | 0 | 0 | 0 | 0 | 0 | 0 | 0 | 1.1913 | 0.12206 | 0 | 0 | 0 | 0.03053 | 0.023776 | 0.0067545 | 0.15008 | 0.5755 | 0.27283 | 0 | 0.29812 | -2.9096 | -0.29812 | 0.27738
[9 empty] | 2014-08-19 | 13時 | 0 | 0 | 0 | 0 | 0 | 0 | 0 | 0 | 0 | 0 | 0 | 0 | 0 | 0 | 0 | 0 | 0 | 0 | 0 | 0.024446 | 0.023776 | 0.00067044 | 0.093998 | 0.16677 | 0.04833 | 0 | 0.086624 | -0.84545 | -0.086624 | 0.080151
[9 empty] | 2014-08-19 | 14時 | 0 | 0 | 0 | 0 | 0 | 0 | 0 | 0 | 0 | 0 | 0 | 0 | 0 | 0 | 0 | 0 | 0 | 0 | 0 | 0.024026 | 0.023776 | 0.00025017 | 0 | 0.080156 | 0.05613 | 0 | 0.053508 | -0.52224 | -0.053508 | 0.026648
[9 empty] | 2014-08-19 | 15時 | 0 | 0 | 0 | 0 | 0 | 0 | 0 | 0 | 0 | 0 | 0 | 0 | 0 | 0 | 3.0252 | 0.30996 | 0 | 0 | 0 | 0.024026 | 0.023776 | 0.00025017 | 0 | 0.39012 | 0.05613 | 0 | 0.18025 | -1.7592 | -0.18025 | 0.20987
[9 empty] | 2014-08-19 | 16時 | 0 | 0 | 0 | 0 | 0 | 0 | 0 | 0 | 0 | 0 | 0 | 0 | 0 | 0 | 1.7149 | 0.17571 | 0 | 0 | 0 | 0.024857 | 0.023776 | 0.0010807 | 0.070329 | 0.54606 | 0.27516 | 0 | 0.26614 | -2.5975 | -0.26614 | 0.27992
[9 empty] | 2014-08-19 | 17時 | 0 | 0 | 0 | 0 | 0 | 0 | 0 | 0 | 0 | 0 | 0 | 0 | 0 | 0 | 1.4081 | 0.14427 | 0 | 0 | 0 | 0.036624 | 0.023776 | 0.012849 | 0.13006 | 0.58918 | 0.27822 | 0 | 0.30926 | -3.0184 | -0.30926 | 0.27992
[9 empty] | 2014-08-19 | 18時 | 0 | 0 | 0 | 0 | 0 | 0 | 0 | 0 | 0 | 0 | 0 | 0 | 0 | 0 | 0.60045 | 0.061522 | 0 | 0 | 0 | 0.036624 | 0.023776 | 0.012849 | 0.15964 | 0.4756 | 0.21781 | 0 | 0.20196 | -1.9711 | -0.20196 | 0.27364
[9 empty] | 2014-08-19 | 19時 | 0 | 0 | 0 | 0 | 0 | 0 | 0 | 0 | 0 | 0 | 0 | 0 | 0 | 0 | 1.6591 | 0.16999 | 0 | 0 | 0 | 0.024026 | 0.023776 | 0.00025017 | 0.067685 | 0.39729 | 0.13559 | 0 | 0.21659 | -2.1139 | -0.21659 | 0.1807
[9 empty] | 2014-08-19 | 20時 | 0 | 0 | 0 | 0 | 0 | 0 | 0 | 0 | 0 | 0 | 0 | 0 | 0 | 0 | 1.3513 | 0.13846 | 0 | 0 | 0 | 0.024446 | 0.023776 | 0.00067044 | 0.14104 | 0.43156 | 0.12762 | 0 | 0.19821 | -1.9345 | -0.19821 | 0.23336
[9 empty] | 2014-08-19 | 21時 | 0 | 0 | 0 | 0 | 0 | 0 | 0 | 0 | 0 | 0 | 0 | 0 | 0 | 0 | 1.2297 | 0.126 | 0 | 0 | 0 | 0.036344 | 0.023776 | 0.012568 | 0.16291 | 0.56649 | 0.24124 | 0 | 0.28657 | -2.797 | -0.28657 | 0.27992
[9 empty] | 2014-08-19 | 22時 | 0 | 0 | 0 | 0 | 0 | 0 | 0 | 0 | 0 | 0 | 0 | 0 | 0 | 0 | 0.45367 | 0.046482 | 0 | 0 | 0 | 0.036764 | 0.023776 | 0.012989 | 0.16493 | 0.42784 | 0.17966 | 0 | 0.20323 | -1.9835 | -0.20323 | 0.22461
[9 empty] | 2014-08-19 | 23時 | 0 | 0 | 0 | 0 | 0 | 0 | 0 | 0 | 0 | 0 | 0 | 0 | 0 | 0 | 0 | 0 | 0 | 0 | 0 | 0.03039 | 0.023776 | 0.0066144 | 0.1312 | 0.31942 | 0.15783 | 0 | 0.18138 | -1.7702 | -0.18138 | 0.13804
[9 empty] | 2014-08-20 | 0時 | 0 | 0 | 0 | 0 | 0 | 0 | 0 | 0 | 0 | 0 | 0 | 0 | 0 | 0 | 0 | 0 | 0 | 0 | 0 | 0.024026 | 0.023776 | 0.00025017 | 0 | 0.18186 | 0.15783 | 0 | 0.14725 | -1.4371 | -0.14725 | 0.03461
[9 empty] | 2014-08-20 | 1時 | 0 | 0 | 0 | 0 | 0 | 0 | 0 | 0 | 0 | 0 | 0 | 0 | 0 | 0 | 0 | 0 | 0 | 0 | 0 | 0.024026 | 0.023776 | 0.00025017 | 0 | 0.072356 | 0.04833 | 0 | 0.060236 | -0.5879 | -0.060236 | 0.01212
[9 empty] | 2014-08-20 | 2時 | 0 | 0 | 0 | 0 | 0 | 0 | 0 | 0 | 0 | 0 | 0 | 0 | 0 | 0 | 0 | 0 | 0 | 0 | 0 | 0.024026 | 0.023776 | 0.00025017 | 0 | 0.080156 | 0.05613 | 0 | 0.066434 | -0.64839 | -0.066434 | 0.013722
[9 empty] | 2014-08-20 | 3時 | 0 | 0 | 0 | 0 | 0 | 0 | 0 | 0 | 0 | 0 | 0 | 0 | 0 | 0 | 0 | 0 | 0 | 0 | 0 | 0.024026 | 0.023776 | 0.00025017 | 0 | 0.080156 | 0.05613 | 0 | 0.066434 | -0.64839 | -0.066434 | 0.013722
[9 empty] | 2014-08-20 | 4時 | 0 | 0 | 0 | 0 | 0 | 0 | 0 | 0 | 0 | 0 | 0 | 0 | 0 | 0 | 0 | 0 | 0 | 0 | 0 | 0.024026 | 0.023776 | 0.00025017 | 0 | 0.072356 | 0.04833 | 0 | 0.060236 | -0.5879 | -0.060236 | 0.01212
[9 empty] | 2014-08-20 | 5時 | 0 | 0 | 0 | 0 | 0 | 0 | 0 | 0 | 0 | 0 | 0 | 0 | 0 | 0 | 0 | 0 | 0 | 0 | 0 | 0.024026 | 0.023776 | 0.00025017 | 0 | 0.080156 | 0.05613 | 0 | 0.066434 | -0.64839 | -0.066434 | 0.013722
[9 empty] | 2014-08-20 | 6時 | 0 | 0 | 0 | 0 | 0 | 0 | 0 | 0 | 0 | 0 | 0 | 0 | 0 | 0 | 0 | 0 | 0 | 0 | 0 | 0.024446 | 0.023776 | 0.00067044 | 0.018231 | 0.15865 | 0.11597 | 0 | 0.11884 | -1.1599 | -0.11884 | 0.039806
[9 empty] | 2014-08-20 | 7時 | 0 | 0 | 0 | 0 | 0 | 0 | 0 | 0 | 0 | 0 | 0 | 0 | 0 | 0 | 0 | 0 | 0 | 0 | 0 | 0.024446 | 0.023776 | 0.00067044 | 0.054439 | 0.34926 | 0.27038 | 0 | 0.26169 | -2.5541 | -0.26169 | 0.087576
[9 empty] | 2014-08-20 | 8時 | 0 | 0 | 0 | 0 | 0 | 0 | 0 | 0 | 0 | 0 | 0 | 0 | 0 | 0 | 1.4768 | 0.15131 | 0 | 0 | 0 | 0.037875 | 0.023776 | 0.014099 | 0.13781 | 0.65967 | 0.33267 | 0 | 0.46998 | -4.587 | -0.46998 | 0.18969
[9 empty] | 2014-08-20 | 9時 | 0 | 0 | 0 | 0 | 0 | 0 | 0 | 0 | 0 | 0 | 0 | 0 | 0 | 0 | 1.9473 | 0.19952 | 0 | 0 | 0 | 0.024026 | 0.023776 | 0.00025017 | 0.072039 | 0.35172 | 0.05613 | 0 | 0.22646 | -2.2102 | -0.22646 | 0.12526
[9 empty] | 2014-08-20 | 10時 | 0 | 0 | 0 | 0 | 0 | 0 | 0 | 0 | 0 | 0 | 0 | 0 | 0 | 0 | 2.113 | 0.2165 | 0 | 0 | 0 | 0.024026 | 0.023776 | 0.00025017 | 0 | 0.28886 | 0.04833 | 0 | 0.18782 | -1.8331 | -0.18782 | 0.10104
[9 empty] | 2014-08-20 | 11時 | 0 | 0 | 0 | 0 | 0 | 0 | 0 | 0 | 0 | 0 | 0 | 0 | 0 | 0 | 1.258 | 0.12889 | 0 | 0 | 0 | 0.024026 | 0.023776 | 0.00025017 | 0 | 0.20905 | 0.05613 | 0 | 0.14239 | -1.3897 | -0.14239 | 0.066657
[9 empty] | 2014-08-20 | 12時 | 0 | 0 | 0 | 0 | 0 | 0 | 0 | 0 | 0 | 0 | 0 | 0 | 0 | 0 | 0.76859 | 0.078749 | 0 | 0 | 0 | 0.024026 | 0.023776 | 0.00025017 | 0 | 0.15891 | 0.05613 | 0 | 0.11285 | -1.1014 | -0.11285 | 0.04606
[9 empty] | 2014-08-20 | 13時 | 0 | 0 | 0 | 0 | 0 | 0 | 0 | 0 | 0 | 0 | 0 | 0 | 0 | 0 | 0 | 0 | 0 | 0 | 0 | 0.024026 | 0.023776 | 0.00025017 | 0 | 0.072356 | 0.04833 | 0 | 0.060236 | -0.5879 | -0.060236 | 0.01212
[9 empty] | 2014-08-20 | 14時 | 0 | 0 | 0 | 0 | 0 | 0 | 0 | 0 | 0 | 0 | 0 | 0 | 0 | 0 | 0 | 0 | 0 | 0 | 0 | 0.024026 | 0.023776 | 0.00025017 | 0 | 0.080156 | 0.05613 | 0 | 0.066434 | -0.64839 | -0.066434 | 0.013722
[9 empty] | 2014-08-20 | 15時 | 0 | 0 | 0 | 0 | 0 | 0 | 0 | 0 | 0 | 0 | 0 | 0 | 0 | 0 | 2.2674 | 0.23232 | 0 | 0 | 0 | 0.024026 | 0.023776 | 0.00025017 | 0 | 0.31247 | 0.05613 | 0 | 0.20334 | -1.9846 | -0.20334 | 0.10913
[9 empty] | 2014-08-20 | 16時 | 0 | 0 | 0 | 0 | 0 | 0 | 0 | 0 | 0 | 0 | 0 | 0 | 0 | 0 | 1.4614 | 0.14974 | 0 | 0 | 0 | 0.024026 | 0.023776 | 0.00025017 | 0 | 0.22209 | 0.04833 | 0 | 0.14848 | -1.4491 | -0.14848 | 0.073617
[9 empty] | 2014-08-20 | 17時 | 0 | 0 | 0 | 0 | 0 | 0 | 0 | 0 | 0 | 0 | 0 | 0 | 0 | 0 | 1.2376 | 0.1268 | 0 | 0 | 0 | 0.024026 | 0.023776 | 0.00025017 | 0 | 0.20696 | 0.05613 | 0 | 0.14116 | -1.3777 | -0.14116 | 0.065801
[9 empty] | 2014-08-20 | 18時 | 0 | 0 | 0 | 0 | 0 | 0 | 0 | 0 | 0 | 0 | 0 | 0 | 0 | 0 | 0.60664 | 0.062155 | 0 | 0 | 0 | 0.024026 | 0.023776 | 0.00025017 | 0 | 0.14231 | 0.05613 | 0 | 0.10307 | -1.0059 | -0.10307 | 0.039246
[9 empty] | 2014-08-20 | 19時 | 0 | 0 | 0 | 0 | 0 | 0 | 0 | 0 | 0 | 0 | 0 | 0 | 0 | 0 | 1.4893 | 0.15259 | 0 | 0 | 0 | 0.024026 | 0.023776 | 0.00025017 | 0 | 0.22495 | 0.04833 | 0 | 0.15015 | -1.4655 | -0.15015 | 0.074796
[9 empty] | 2014-08-20 | 20時 | 0 | 0 | 0 | 0 | 0 | 0 | 0 | 0 | 0 | 0 | 0 | 0 | 0 | 0 | 1.3202 | 0.13526 | 0 | 0 | 0 | 0.024857 | 0.023776 | 0.0010807 | 0.035316 | 0.40038 | 0.20494 | 0 | 0.23757 | -2.3187 | -0.23757 | 0.16281
[9 empty] | 2014-08-20 | 21時 | 0 | 0 | 0 | 0 | 0 | 0 | 0 | 0 | 0 | 0 | 0 | 0 | 0 | 0 | 1.2496 | 0.12804 | 0 | 0 | 0 | 0.024446 | 0.023776 | 0.00067044 | 0.091389 | 0.48509 | 0.24122 | 0 | 0.30607 | -2.9872 | -0.30607 | 0.17903
[9 empty] | 2014-08-20 | 22時 | 0 | 0 | 0 | 0 | 0 | 0 | 0 | 0 | 0 | 0 | 0 | 0 | 0 | 0 | 0.43714 | 0.044789 | 0 | 0 | 0 | 0.030811 | 0.023776 | 0.0070347 | 0.16493 | 0.29169 | 0.051159 | 0 | 0.18567 | -1.8121 | -0.18567 | 0.10602
[9 empty] | 2014-08-20 | 23時 | 0 | 0 | 0 | 0 | 0 | 0 | 0 | 0 | 0 | 0 | 0 | 0 | 0 | 0 | 0 | 0 | 0 | 0 | 0 | 0.036344 | 0.023776 | 0.012568 | 0.13218 | 0.38619 | 0.21767 | 0 | 0.27381 | -2.6724 | -0.27381 | 0.11238
[9 empty] | 2014-08-21 | 0時 | 0 | 0 | 0 | 0 | 0 | 0 | 0 | 0 | 0 | 0 | 0 | 0 | 0 | 0 | 0 | 0 | 0 | 0 | 0 | 0.024026 | 0.023776 | 0.00025017 | 0.045276 | 0.22713 | 0.15783 | 0 | 0.12045 | -1.1756 | -0.12045 | 0.10668
[9 empty] | 2014-08-21 | 1時 | 0 | 0 | 0 | 0 | 0 | 0 | 0 | 0 | 0 | 0 | 0 | 0 | 0 | 0 | 0 | 0 | 0 | 0 | 0 | 0.024026 | 0.023776 | 0.00025017 | 0 | 0.072356 | 0.04833 | 0 | 0.038647 | -0.3772 | -0.038647 | 0.033709
[9 empty] | 2014-08-21 | 2時 | 0 | 0 | 0 | 0 | 0 | 0 | 0 | 0 | 0 | 0 | 0 | 0 | 0 | 0 | 0 | 0 | 0 | 0 | 0 | 0.024026 | 0.023776 | 0.00025017 | 0 | 0.080156 | 0.05613 | 0 | 0.043602 | -0.42555 | -0.043602 | 0.036554
[9 empty] | 2014-08-21 | 3時 | 0 | 0 | 0 | 0 | 0 | 0 | 0 | 0 | 0 | 0 | 0 | 0 | 0 | 0 | 0 | 0 | 0 | 0 | 0 | 0.024026 | 0.023776 | 0.00025017 | 0 | 0.080156 | 0.05613 | 0 | 0.043602 | -0.42555 | -0.043602 | 0.036554
[9 empty] | 2014-08-21 | 4時 | 0 | 0 | 0 | 0 | 0 | 0 | 0 | 0 | 0 | 0 | 0 | 0 | 0 | 0 | 0 | 0 | 0 | 0 | 0 | 0.024026 | 0.023776 | 0.00025017 | 0 | 0.072356 | 0.04833 | 0 | 0.038647 | -0.3772 | -0.038647 | 0.033709
[9 empty] | 2014-08-21 | 5時 | 0 | 0 | 0 | 0 | 0 | 0 | 0 | 0 | 0 | 0 | 0 | 0 | 0 | 0 | 0 | 0 | 0 | 0 | 0 | 0.024026 | 0.023776 | 0.00025017 | 0 | 0.080156 | 0.05613 | 0 | 0.043602 | -0.42555 | -0.043602 | 0.036554
[9 empty] | 2014-08-21 | 6時 | 0 | 0 | 0 | 0 | 0 | 0 | 0 | 0 | 0 | 0 | 0 | 0 | 0 | 0 | 0 | 0 | 0 | 0 | 0 | 0.03053 | 0.023776 | 0.0067545 | 0.018231 | 0.30998 | 0.26122 | 0 | 0.15558 | -1.5185 | -0.15558 | 0.1544
[9 empty] | 2014-08-21 | 7時 | 0 | 0 | 0 | 0 | 0 | 0 | 0 | 0 | 0 | 0 | 0 | 0 | 0 | 0 | 0.68742 | 0.070433 | 0 | 0 | 0 | 0.024857 | 0.023776 | 0.0010807 | 0.11469 | 0.45814 | 0.24816 | 0 | 0.18111 | -1.7677 | -0.18111 | 0.27702
[9 empty] | 2014-08-21 | 8時 | 0 | 0 | 0 | 0 | 0 | 0 | 0 | 0 | 0 | 0 | 0 | 0 | 0 | 0 | 0.66773 | 0.068415 | 0 | 0 | 0 | 0.024857 | 0.023776 | 0.0010807 | 0.064563 | 0.30271 | 0.14488 | 0 | 0.12318 | -1.2023 | -0.12318 | 0.17953
[9 empty] | 2014-08-21 | 9時 | 0 | 0 | 0 | 0 | 0 | 0 | 0 | 0 | 0 | 0 | 0 | 0 | 0 | 0 | 0 | 0 | 0 | 0 | 0 | 0.024026 | 0.023776 | 0.00025017 | 0.16544 | 0.52635 | 0.33688 | 0 | 0.25366 | -2.4757 | -0.25366 | 0.27269
[9 empty] | 2014-08-21 | 10時 | 0 | 0 | 0 | 0 | 0 | 0 | 0 | 0 | 0 | 0 | 0 | 0 | 0 | 0 | 0 | 0 | 0 | 0 | 0 | 0.024446 | 0.023776 | 0.00067044 | 0.053027 | 0.1258 | 0.04833 | 0 | 0.053116 | -0.51842 | -0.053116 | 0.072687
[9 empty] | 2014-08-21 | 11時 | 0 | 0 | 0 | 0 | 0 | 0 | 0 | 0 | 0 | 0 | 0 | 0 | 0 | 0 | 1.4763 | 0.15126 | 0 | 0 | 0 | 0.024026 | 0.023776 | 0.00025017 | 0.0026381 | 0.23406 | 0.05613 | 0 | 0.085262 | -0.83216 | -0.085262 | 0.1488
[9 empty] | 2014-08-21 | 12時 | 0 | 0 | 0 | 0 | 0 | 0 | 0 | 0 | 0 | 0 | 0 | 0 | 0 | 0 | 0.89357 | 0.091555 | 0 | 0 | 0 | 0.03053 | 0.023776 | 0.0067545 | 0.029502 | 0.42442 | 0.27283 | 0 | 0.18868 | -1.8415 | -0.18868 | 0.23574
[9 empty] | 2014-08-21 | 13時 | 0 | 0 | 0 | 0 | 0 | 0 | 0 | 0 | 0 | 0 | 0 | 0 | 0 | 0 | 0 | 0 | 0 | 0 | 0 | 0.024446 | 0.023776 | 0.00067044 | 0.058042 | 0.13082 | 0.04833 | 0 | 0.054477 | -0.53169 | -0.054477 | 0.076342
[9 empty] | 2014-08-21 | 14時 | 0 | 0 | 0 | 0 | 0 | 0 | 0 | 0 | 0 | 0 | 0 | 0 | 0 | 0 | 0 | 0 | 0 | 0 | 0 | 0.024026 | 0.023776 | 0.00025017 | 0.024487 | 0.10464 | 0.05613 | 0 | 0.050227 | -0.49021 | -0.050227 | 0.054417
[9 empty] | 2014-08-21 | 15時 | 0 | 0 | 0 | 0 | 0 | 0 | 0 | 0 | 0 | 0 | 0 | 0 | 0 | 0 | 0.65246 | 0.066851 | 0 | 0 | 0 | 0.024026 | 0.023776 | 0.00025017 | 0 | 0.14701 | 0.05613 | 0 | 0.061698 | -0.60218 | -0.061698 | 0.085309
[9 empty] | 2014-08-21 | 16時 | 0 | 0 | 0 | 0 | 0 | 0 | 0 | 0 | 0 | 0 | 0 | 0 | 0 | 0 | 0.31047 | 0.031811 | 0 | 0 | 0 | 0.024446 | 0.023776 | 0.00067044 | 0.033816 | 0.1384 | 0.04833 | 0 | 0.056529 | -0.55172 | -0.056529 | 0.081875
[9 empty] | 2014-08-21 | 17時 | 0 | 0 | 0 | 0 | 0 | 0 | 0 | 0 | 0 | 0 | 0 | 0 | 0 | 0 | 0.68007 | 0.069679 | 0 | 0 | 0 | 0.024446 | 0.023776 | 0.00067044 | 0.056835 | 0.35589 | 0.20493 | 0 | 0.14537 | -1.4188 | -0.14537 | 0.21052
[9 empty] | 2014-08-21 | 18時 | 0 | 0 | 0 | 0 | 0 | 0 | 0 | 0 | 0 | 0 | 0 | 0 | 0 | 0 | 0.091214 | 0.0093456 | 0 | 0 | 0 | 0.036624 | 0.023776 | 0.012849 | 0.066494 | 0.45124 | 0.33878 | 0 | 0.1797 | -1.7538 | -0.1797 | 0.27155
[9 empty] | 2014-08-21 | 19時 | 0 | 0 | 0 | 0 | 0 | 0 | 0 | 0 | 0 | 0 | 0 | 0 | 0 | 0 | 0.61519 | 0.063032 | 0 | 0 | 0 | 0.036624 | 0.023776 | 0.012849 | 0.16307 | 0.39761 | 0.13488 | 0 | 0.16787 | -1.6384 | -0.16787 | 0.22974
[9 empty] | 2014-08-21 | 20時 | 0 | 0 | 0 | 0 | 0 | 0 | 0 | 0 | 0 | 0 | 0 | 0 | 0 | 0 | 0.10338 | 0.010592 | 0 | 0 | 0 | 0.024446 | 0.023776 | 0.00067044 | 0.088224 | 0.25087 | 0.12761 | 0 | 0.094014 | -0.91758 | -0.094014 | 0.15686
[9 empty] | 2014-08-21 | 21時 | 0 | 0 | 0 | 0 | 0 | 0 | 0 | 0 | 0 | 0 | 0 | 0 | 0 | 0 | 0.4106 | 0.042069 | 0 | 0 | 0 | 0.024446 | 0.023776 | 0.00067044 | 0.14284 | 0.39678 | 0.18743 | 0 | 0.1503 | -1.4669 | -0.1503 | 0.24648
[9 empty] | 2014-08-21 | 22時 | 0 | 0 | 0 | 0 | 0 | 0 | 0 | 0 | 0 | 0 | 0 | 0 | 0 | 0 | 0.40621 | 0.04162 | 0 | 0 | 0 | 0.036344 | 0.023776 | 0.012568 | 0.16493 | 0.43469 | 0.19179 | 0 | 0.17169 | -1.6757 | -0.17169 | 0.263
[9 empty] | 2014-08-21 | 23時 | 0 | 0 | 0 | 0 | 0 | 0 | 0 | 0 | 0 | 0 | 0 | 0 | 0 | 0 | 0 | 0 | 0 | 0 | 0 | 0.037175 | 0.023776 | 0.013399 | 0.17268 | 0.42753 | 0.21768 | 0 | 0.18364 | -1.7923 | -0.18364 | 0.2439
[9 empty] | 2014-08-22 | 0時 | 0 | 0 | 0 | 0 | 0 | 0 | 0 | 0 | 0 | 0 | 0 | 0 | 0 | 0 | 0 | 0 | 0 | 0 | 0 | 0.024026 | 0.023776 | 0.00025017 | 0.045276 | 0.22713 | 0.15783 | 0 | 0.12891 | -1.2582 | -0.12891 | 0.098222
[9 empty] | 2014-08-22 | 1時 | 0 | 0 | 0 | 0 | 0 | 0 | 0 | 0 | 0 | 0 | 0 | 0 | 0 | 0 | 0 | 0 | 0 | 0 | 0 | 0.024026 | 0.023776 | 0.00025017 | 0 | 0.072356 | 0.04833 | 0 | 0.042064 | -0.41054 | -0.042064 | 0.030293
[9 empty] | 2014-08-22 | 2時 | 0 | 0 | 0 | 0 | 0 | 0 | 0 | 0 | 0 | 0 | 0 | 0 | 0 | 0 | 0 | 0 | 0 | 0 | 0 | 0.024026 | 0.023776 | 0.00025017 | 0 | 0.080156 | 0.05613 | 0 | 0.047215 | -0.46082 | -0.047215 | 0.032941
[9 empty] | 2014-08-22 | 3時 | 0 | 0 | 0 | 0 | 0 | 0 | 0 | 0 | 0 | 0 | 0 | 0 | 0 | 0 | 0 | 0 | 0 | 0 | 0 | 0.024026 | 0.023776 | 0.00025017 | 0 | 0.080156 | 0.05613 | 0 | 0.047215 | -0.46082 | -0.047215 | 0.032941
[9 empty] | 2014-08-22 | 4時 | 0 | 0 | 0 | 0 | 0 | 0 | 0 | 0 | 0 | 0 | 0 | 0 | 0 | 0 | 0 | 0 | 0 | 0 | 0 | 0.024026 | 0.023776 | 0.00025017 | 0 | 0.072356 | 0.04833 | 0 | 0.042064 | -0.41054 | -0.042064 | 0.030293
[9 empty] | 2014-08-22 | 5時 | 0 | 0 | 0 | 0 | 0 | 0 | 0 | 0 | 0 | 0 | 0 | 0 | 0 | 0 | 0 | 0 | 0 | 0 | 0 | 0.024026 | 0.023776 | 0.00025017 | 0 | 0.080156 | 0.05613 | 0 | 0.047215 | -0.46082 | -0.047215 | 0.032941
[9 empty] | 2014-08-22 | 6時 | 0 | 0 | 0 | 0 | 0 | 0 | 0 | 0 | 0 | 0 | 0 | 0 | 0 | 0 | 0 | 0 | 0 | 0 | 0 | 0.03053 | 0.023776 | 0.0067545 | 0.018231 | 0.30998 | 0.26122 | 0 | 0.16734 | -1.6333 | -0.16734 | 0.14264
[9 empty] | 2014-08-22 | 7時 | 0 | 0 | 0 | 0 | 0 | 0 | 0 | 0 | 0 | 0 | 0 | 0 | 0 | 0 | 0 | 0 | 0 | 0 | 0 | 0.024857 | 0.023776 | 0.0010807 | 0.11469 | 0.3877 | 0.24816 | 0 | 0.17874 | -1.7445 | -0.17874 | 0.20897
[9 empty] | 2014-08-22 | 8時 | 0 | 0 | 0 | 0 | 0 | 0 | 0 | 0 | 0 | 0 | 0 | 0 | 0 | 0 | 0 | 0 | 0 | 0 | 0 | 0.024857 | 0.023776 | 0.0010807 | 0.064563 | 0.2343 | 0.14488 | 0 | 0.11471 | -1.1196 | -0.11471 | 0.11959
[9 empty] | 2014-08-22 | 9時 | 0 | 0 | 0 | 0 | 0 | 0 | 0 | 0 | 0 | 0 | 0 | 0 | 0 | 0 | 0 | 0 | 0 | 0 | 0 | 0.024026 | 0.023776 | 0.00025017 | 0.16544 | 0.52635 | 0.33688 | 0 | 0.2736 | -2.6704 | -0.2736 | 0.25275
[9 empty] | 2014-08-22 | 10時 | 0 | 0 | 0 | 0 | 0 | 0 | 0 | 0 | 0 | 0 | 0 | 0 | 0 | 0 | 0 | 0 | 0 | 0 | 0 | 0.024446 | 0.023776 | 0.00067044 | 0.053027 | 0.1258 | 0.04833 | 0 | 0.059228 | -0.57806 | -0.059228 | 0.066576
[9 empty] | 2014-08-22 | 11時 | 0 | 0 | 0 | 0 | 0 | 0 | 0 | 0 | 0 | 0 | 0 | 0 | 0 | 0 | 0.10251 | 0.010503 | 0 | 0 | 0 | 0.024026 | 0.023776 | 0.00025017 | 0.0026381 | 0.093298 | 0.05613 | 0 | 0.051434 | -0.502 | -0.051434 | 0.041864
[9 empty] | 2014-08-22 | 12時 | 0 | 0 | 0 | 0 | 0 | 0 | 0 | 0 | 0 | 0 | 0 | 0 | 0 | 0 | 0.13774 | 0.014112 | 0 | 0 | 0 | 0.03053 | 0.023776 | 0.0067545 | 0.029502 | 0.34697 | 0.27283 | 0 | 0.1812 | -1.7685 | -0.1812 | 0.16578
[9 empty] | 2014-08-22 | 13時 | 0 | 0 | 0 | 0 | 0 | 0 | 0 | 0 | 0 | 0 | 0 | 0 | 0 | 0 | 0 | 0 | 0 | 0 | 0 | 0.024446 | 0.023776 | 0.00067044 | 0.058042 | 0.13082 | 0.04833 | 0 | 0.060841 | -0.59381 | -0.060841 | 0.069978
[9 empty] | 2014-08-22 | 14時 | 0 | 0 | 0 | 0 | 0 | 0 | 0 | 0 | 0 | 0 | 0 | 0 | 0 | 0 | 0 | 0 | 0 | 0 | 0 | 0.024026 | 0.023776 | 0.00025017 | 0.024487 | 0.10464 | 0.05613 | 0 | 0.055075 | -0.53753 | -0.055075 | 0.049568
[9 empty] | 2014-08-22 | 15時 | 0 | 0 | 0 | 0 | 0 | 0 | 0 | 0 | 0 | 0 | 0 | 0 | 0 | 0 | 0.14511 | 0.014868 | 0 | 0 | 0 | 0.024026 | 0.023776 | 0.00025017 | 0 | 0.095025 | 0.05613 | 0 | 0.05199 | -0.50742 | -0.05199 | 0.043035
[9 empty] | 2014-08-22 | 16時 | 0 | 0 | 0 | 0 | 0 | 0 | 0 | 0 | 0 | 0 | 0 | 0 | 0 | 0 | 0.13575 | 0.013908 | 0 | 0 | 0 | 0.024446 | 0.023776 | 0.00067044 | 0.033816 | 0.1205 | 0.04833 | 0 | 0.057527 | -0.56146 | -0.057527 | 0.062975
[9 empty] | 2014-08-22 | 17時 | 0 | 0 | 0 | 0 | 0 | 0 | 0 | 0 | 0 | 0 | 0 | 0 | 0 | 0 | 0 | 0 | 0 | 0 | 0 | 0.024446 | 0.023776 | 0.00067044 | 0.056835 | 0.28621 | 0.20493 | 0 | 0.13865 | -1.3532 | -0.13865 | 0.14756
[9 empty] | 2014-08-22 | 18時 | 0 | 0 | 0 | 0 | 0 | 0 | 0 | 0 | 0 | 0 | 0 | 0 | 0 | 0 | 0 | 0 | 0 | 0 | 0 | 0.036624 | 0.023776 | 0.012849 | 0.066494 | 0.4419 | 0.33878 | 0 | 0.19656 | -1.9184 | -0.19656 | 0.24534
[9 empty] | 2014-08-22 | 19時 | 0 | 0 | 0 | 0 | 0 | 0 | 0 | 0 | 0 | 0 | 0 | 0 | 0 | 0 | 0.10365 | 0.01062 | 0 | 0 | 0 | 0.036624 | 0.023776 | 0.012849 | 0.16307 | 0.3452 | 0.13488 | 0 | 0.17154 | -1.6742 | -0.17154 | 0.17366
[9 empty] | 2014-08-22 | 20時 | 0 | 0 | 0 | 0 | 0 | 0 | 0 | 0 | 0 | 0 | 0 | 0 | 0 | 0 | 0 | 0 | 0 | 0 | 0 | 0.024446 | 0.023776 | 0.00067044 | 0.088224 | 0.24028 | 0.12761 | 0 | 0.10254 | -1.0008 | -0.10254 | 0.13774
[9 empty] | 2014-08-22 | 21時 | 0 | 0 | 0 | 0 | 0 | 0 | 0 | 0 | 0 | 0 | 0 | 0 | 0 | 0 | 0 | 0 | 0 | 0 | 0 | 0.024446 | 0.023776 | 0.00067044 | 0.14284 | 0.35471 | 0.18743 | 0 | 0.15493 | -1.5121 | -0.15493 | 0.19978
[9 empty] | 2014-08-22 | 22時 | 0 | 0 | 0 | 0 | 0 | 0 | 0 | 0 | 0 | 0 | 0 | 0 | 0 | 0 | 0 | 0 | 0 | 0 | 0 | 0.036344 | 0.023776 | 0.012568 | 0.16493 | 0.39307 | 0.19179 | 0 | 0.1776 | -1.7334 | -0.1776 | 0.21547
[9 empty] | 2014-08-22 | 23時 | 0 | 0 | 0 | 0 | 0 | 0 | 0 | 0 | 0 | 0 | 0 | 0 | 0 | 0 | 0 | 0 | 0 | 0 | 0 | 0.037175 | 0.023776 | 0.013399 | 0.17268 | 0.42753 | 0.21768 | 0 | 0.20158 | -1.9675 | -0.20158 | 0.22595
[9 empty] | 2014-08-23 | 0時 | 0 | 0 | 0 | 0 | 0 | 0 | 0 | 0 | 0 | 0 | 0 | 0 | 0 | 0 | 0 | 0 | 0 | 0 | 0 | 0.024026 | 0.023776 | 0.00025017 | 0.045276 | 0.22713 | 0.15783 | 0 | 0.097149 | -0.94818 | -0.097149 | 0.12998
[9 empty] | 2014-08-23 | 1時 | 0 | 0 | 0 | 0 | 0 | 0 | 0 | 0 | 0 | 0 | 0 | 0 | 0 | 0 | 0 | 0 | 0 | 0 | 0 | 0.024026 | 0.023776 | 0.00025017 | 0 | 0.072356 | 0.04833 | 0 | 0.029241 | -0.28539 | -0.029241 | 0.043116
[9 empty] | 2014-08-23 | 2時 | 0 | 0 | 0 | 0 | 0 | 0 | 0 | 0 | 0 | 0 | 0 | 0 | 0 | 0 | 0 | 0 | 0 | 0 | 0 | 0.024026 | 0.023776 | 0.00025017 | 0 | 0.080156 | 0.05613 | 0 | 0.033654 | -0.32846 | -0.033654 | 0.046502
[9 empty] | 2014-08-23 | 3時 | 0 | 0 | 0 | 0 | 0 | 0 | 0 | 0 | 0 | 0 | 0 | 0 | 0 | 0 | 0 | 0 | 0 | 0 | 0 | 0.024026 | 0.023776 | 0.00025017 | 0 | 0.080156 | 0.05613 | 0 | 0.033654 | -0.32846 | -0.033654 | 0.046502
[9 empty] | 2014-08-23 | 4時 | 0 | 0 | 0 | 0 | 0 | 0 | 0 | 0 | 0 | 0 | 0 | 0 | 0 | 0 | 0 | 0 | 0 | 0 | 0 | 0.024026 | 0.023776 | 0.00025017 | 0 | 0.072356 | 0.04833 | 0 | 0.029241 | -0.28539 | -0.029241 | 0.043116
[9 empty] | 2014-08-23 | 5時 | 0 | 0 | 0 | 0 | 0 | 0 | 0 | 0 | 0 | 0 | 0 | 0 | 0 | 0 | 0 | 0 | 0 | 0 | 0 | 0.024026 | 0.023776 | 0.00025017 | 0 | 0.080156 | 0.05613 | 0 | 0.033654 | -0.32846 | -0.033654 | 0.046502
[9 empty] | 2014-08-23 | 6時 | 0 | 0 | 0 | 0 | 0 | 0 | 0 | 0 | 0 | 0 | 0 | 0 | 0 | 0 | 0 | 0 | 0 | 0 | 0 | 0.03053 | 0.023776 | 0.0067545 | 0.018231 | 0.30998 | 0.26122 | 0 | 0.1232 | -1.2024 | -0.1232 | 0.18679
[9 empty] | 2014-08-23 | 7時 | 0 | 0 | 0 | 0 | 0 | 0 | 0 | 0 | 0 | 0 | 0 | 0 | 0 | 0 | 0 | 0 | 0 | 0 | 0 | 0.024857 | 0.023776 | 0.0010807 | 0.11469 | 0.3877 | 0.24816 | 0 | 0.1161 | -1.1331 | -0.1161 | 0.27161
[9 empty] | 2014-08-23 | 8時 | 0 | 0 | 0 | 0 | 0 | 0 | 0 | 0 | 0 | 0 | 0 | 0 | 0 | 0 | 0 | 0 | 0 | 0 | 0 | 0.024857 | 0.023776 | 0.0010807 | 0.064563 | 0.2343 | 0.14488 | 0 | 0.076994 | -0.75146 | -0.076994 | 0.1573
[9 empty] | 2014-08-23 | 9時 | 0 | 0 | 0 | 0 | 0 | 0 | 0 | 0 | 0 | 0 | 0 | 0 | 0 | 0 | 0 | 0 | 0 | 0 | 0 | 0.024026 | 0.023776 | 0.00025017 | 0.16544 | 0.52635 | 0.33688 | 0 | 0.19876 | -1.9399 | -0.19876 | 0.32759
[9 empty] | 2014-08-23 | 10時 | 0 | 0 | 0 | 0 | 0 | 0 | 0 | 0 | 0 | 0 | 0 | 0 | 0 | 0 | 0 | 0 | 0 | 0 | 0 | 0.024446 | 0.023776 | 0.00067044 | 0.053027 | 0.1258 | 0.04833 | 0 | 0.036289 | -0.35418 | -0.036289 | 0.089514
[9 empty] | 2014-08-23 | 11時 | 0 | 0 | 0 | 0 | 0 | 0 | 0 | 0 | 0 | 0 | 0 | 0 | 0 | 0 | 0.20575 | 0.021081 | 0 | 0 | 0 | 0.024026 | 0.023776 | 0.00025017 | 0.0026381 | 0.10388 | 0.05613 | 0 | 0.03678 | -0.35897 | -0.03678 | 0.067095
[9 empty] | 2014-08-23 | 12時 | 0 | 0 | 0 | 0 | 0 | 0 | 0 | 0 | 0 | 0 | 0 | 0 | 0 | 0 | 0.50405 | 0.051644 | 0 | 0 | 0 | 0.03053 | 0.023776 | 0.0067545 | 0.029502 | 0.38451 | 0.27283 | 0 | 0.13555 | -1.323 | -0.13555 | 0.24896
[9 empty] | 2014-08-23 | 13時 | 0 | 0 | 0 | 0 | 0 | 0 | 0 | 0 | 0 | 0 | 0 | 0 | 0 | 0 | 0 | 0 | 0 | 0 | 0 | 0.024446 | 0.023776 | 0.00067044 | 0.058042 | 0.13082 | 0.04833 | 0 | 0.036954 | -0.36067 | -0.036954 | 0.093865
[9 empty] | 2014-08-23 | 14時 | 0 | 0 | 0 | 0 | 0 | 0 | 0 | 0 | 0 | 0 | 0 | 0 | 0 | 0 | 0 | 0 | 0 | 0 | 0 | 0.024026 | 0.023776 | 0.00025017 | 0.024487 | 0.10464 | 0.05613 | 0 | 0.036878 | -0.35993 | -0.036878 | 0.067765
[9 empty] | 2014-08-23 | 15時 | 0 | 0 | 0 | 0 | 0 | 0 | 0 | 0 | 0 | 0 | 0 | 0 | 0 | 0 | 0.72679 | 0.074466 | 0 | 0 | 0 | 0.024026 | 0.023776 | 0.00025017 | 0 | 0.15462 | 0.05613 | 0 | 0.043473 | -0.42429 | -0.043473 | 0.11115
[9 empty] | 2014-08-23 | 16時 | 0 | 0 | 0 | 0 | 0 | 0 | 0 | 0 | 0 | 0 | 0 | 0 | 0 | 0 | 0.38103 | 0.03904 | 0 | 0 | 0 | 0.024446 | 0.023776 | 0.00067044 | 0.033816 | 0.14563 | 0.04833 | 0 | 0.038906 | -0.37972 | -0.038906 | 0.10673
[9 empty] | 2014-08-23 | 17時 | 0 | 0 | 0 | 0 | 0 | 0 | 0 | 0 | 0 | 0 | 0 | 0 | 0 | 0 | 0.70935 | 0.072679 | 0 | 0 | 0 | 0.024446 | 0.023776 | 0.00067044 | 0.056835 | 0.35889 | 0.20493 | 0 | 0.1027 | -1.0023 | -0.1027 | 0.25619
[9 empty] | 2014-08-23 | 18時 | 0 | 0 | 0 | 0 | 0 | 0 | 0 | 0 | 0 | 0 | 0 | 0 | 0 | 0 | 0.097805 | 0.010021 | 0 | 0 | 0 | 0.036624 | 0.023776 | 0.012849 | 0.066494 | 0.45192 | 0.33878 | 0 | 0.1251 | -1.221 | -0.1251 | 0.32682
[9 empty] | 2014-08-23 | 19時 | 0 | 0 | 0 | 0 | 0 | 0 | 0 | 0 | 0 | 0 | 0 | 0 | 0 | 0 | 0.54968 | 0.05632 | 0 | 0 | 0 | 0.036624 | 0.023776 | 0.012849 | 0.16307 | 0.3909 | 0.13488 | 0 | 0.11427 | -1.1152 | -0.11427 | 0.27663
[9 empty] | 2014-08-23 | 20時 | 0 | 0 | 0 | 0 | 0 | 0 | 0 | 0 | 0 | 0 | 0 | 0 | 0 | 0 | 0.083747 | 0.0085806 | 0 | 0 | 0 | 0.024446 | 0.023776 | 0.00067044 | 0.088224 | 0.24886 | 0.12761 | 0 | 0.060898 | -0.59436 | -0.060898 | 0.18796
[9 empty] | 2014-08-23 | 21時 | 0 | 0 | 0 | 0 | 0 | 0 | 0 | 0 | 0 | 0 | 0 | 0 | 0 | 0 | 0.40856 | 0.041861 | 0 | 0 | 0 | 0.024446 | 0.023776 | 0.00067044 | 0.14284 | 0.39657 | 0.18743 | 0 | 0.10036 | -0.9795 | -0.10036 | 0.29621
[9 empty] | 2014-08-23 | 22時 | 0 | 0 | 0 | 0 | 0 | 0 | 0 | 0 | 0 | 0 | 0 | 0 | 0 | 0 | 0 | 0 | 0 | 0 | 0 | 0.036344 | 0.023776 | 0.012568 | 0.16493 | 0.39307 | 0.19179 | 0 | 0.11315 | -1.1044 | -0.11315 | 0.27992
[9 empty] | 2014-08-23 | 23時 | 0 | 0 | 0 | 0 | 0 | 0 | 0 | 0 | 0 | 0 | 0 | 0 | 0 | 0 | 0 | 0 | 0 | 0 | 0 | 0.037175 | 0.023776 | 0.013399 | 0.17268 | 0.42753 | 0.21768 | 0 | 0.13421 | -1.3099 | -0.13421 | 0.29332
[9 empty] | 2014-08-24 | 0時 | 0 | 0 | 0 | 0 | 0 | 0 | 0 | 0 | 0 | 0 | 0 | 0 | 0 | 0 | 0 | 0 | 0 | 0 | 0 | 0.024026 | 0.023776 | 0.00025017 | 0.045276 | 0.22713 | 0.15783 | 0 | 0.14156 | -1.3817 | -0.14156 | 0.085568
[9 empty] | 2014-08-24 | 1時 | 0 | 0 | 0 | 0 | 0 | 0 | 0 | 0 | 0 | 0 | 0 | 0 | 0 | 0 | 0 | 0 | 0 | 0 | 0 | 0.024026 | 0.023776 | 0.00025017 | 0 | 0.072356 | 0.04833 | 0 | 0.047172 | -0.4604 | -0.047172 | 0.025184
[9 empty] | 2014-08-24 | 2時 | 0 | 0 | 0 | 0 | 0 | 0 | 0 | 0 | 0 | 0 | 0 | 0 | 0 | 0 | 0 | 0 | 0 | 0 | 0 | 0.024026 | 0.023776 | 0.00025017 | 0 | 0.080156 | 0.05613 | 0 | 0.052618 | -0.51355 | -0.052618 | 0.027539
[9 empty] | 2014-08-24 | 3時 | 0 | 0 | 0 | 0 | 0 | 0 | 0 | 0 | 0 | 0 | 0 | 0 | 0 | 0 | 0 | 0 | 0 | 0 | 0 | 0.024026 | 0.023776 | 0.00025017 | 0 | 0.080156 | 0.05613 | 0 | 0.052618 | -0.51355 | -0.052618 | 0.027539
[9 empty] | 2014-08-24 | 4時 | 0 | 0 | 0 | 0 | 0 | 0 | 0 | 0 | 0 | 0 | 0 | 0 | 0 | 0 | 0 | 0 | 0 | 0 | 0 | 0.024026 | 0.023776 | 0.00025017 | 0 | 0.072356 | 0.04833 | 0 | 0.047172 | -0.4604 | -0.047172 | 0.025184
[9 empty] | 2014-08-24 | 5時 | 0 | 0 | 0 | 0 | 0 | 0 | 0 | 0 | 0 | 0 | 0 | 0 | 0 | 0 | 0 | 0 | 0 | 0 | 0 | 0.024026 | 0.023776 | 0.00025017 | 0 | 0.080156 | 0.05613 | 0 | 0.052618 | -0.51355 | -0.052618 | 0.027539
[9 empty] | 2014-08-24 | 6時 | 0 | 0 | 0 | 0 | 0 | 0 | 0 | 0 | 0 | 0 | 0 | 0 | 0 | 0 | 0 | 0 | 0 | 0 | 0 | 0.03053 | 0.023776 | 0.0067545 | 0.018231 | 0.30998 | 0.26122 | 0 | 0.18493 | -1.8049 | -0.18493 | 0.12505
[9 empty] | 2014-08-24 | 7時 | 0 | 0 | 0 | 0 | 0 | 0 | 0 | 0 | 0 | 0 | 0 | 0 | 0 | 0 | 0 | 0 | 0 | 0 | 0 | 0.024857 | 0.023776 | 0.0010807 | 0.11469 | 0.3877 | 0.24816 | 0 | 0.20369 | -1.988 | -0.20369 | 0.18402
[9 empty] | 2014-08-24 | 8時 | 0 | 0 | 0 | 0 | 0 | 0 | 0 | 0 | 0 | 0 | 0 | 0 | 0 | 0 | 0.16694 | 0.017105 | 0 | 0 | 0 | 0.024857 | 0.023776 | 0.0010807 | 0.064563 | 0.2514 | 0.14488 | 0 | 0.13652 | -1.3324 | -0.13652 | 0.11488
[9 empty] | 2014-08-24 | 9時 | 0 | 0 | 0 | 0 | 0 | 0 | 0 | 0 | 0 | 0 | 0 | 0 | 0 | 0 | 0 | 0 | 0 | 0 | 0 | 0.024026 | 0.023776 | 0.00025017 | 0.16544 | 0.52635 | 0.33688 | 0 | 0.30342 | -2.9614 | -0.30342 | 0.22293
[9 empty] | 2014-08-24 | 10時 | 0 | 0 | 0 | 0 | 0 | 0 | 0 | 0 | 0 | 0 | 0 | 0 | 0 | 0 | 0 | 0 | 0 | 0 | 0 | 0.024446 | 0.023776 | 0.00067044 | 0.053027 | 0.1258 | 0.04833 | 0 | 0.068366 | -0.66725 | -0.068366 | 0.057437
[9 empty] | 2014-08-24 | 11時 | 0 | 0 | 0 | 0 | 0 | 0 | 0 | 0 | 0 | 0 | 0 | 0 | 0 | 0 | 1.2844 | 0.1316 | 0 | 0 | 0 | 0.024026 | 0.023776 | 0.00025017 | 0.0026381 | 0.2144 | 0.05613 | 0 | 0.10585 | -1.0331 | -0.10585 | 0.10855
[9 empty] | 2014-08-24 | 12時 | 0 | 0 | 0 | 0 | 0 | 0 | 0 | 0 | 0 | 0 | 0 | 0 | 0 | 0 | 0.93025 | 0.095313 | 0 | 0 | 0 | 0.03053 | 0.023776 | 0.0067545 | 0.029502 | 0.42817 | 0.27283 | 0 | 0.23355 | -2.2795 | -0.23355 | 0.19462
[9 empty] | 2014-08-24 | 13時 | 0 | 0 | 0 | 0 | 0 | 0 | 0 | 0 | 0 | 0 | 0 | 0 | 0 | 0 | 0 | 0 | 0 | 0 | 0 | 0.024446 | 0.023776 | 0.00067044 | 0.058042 | 0.13082 | 0.04833 | 0 | 0.070357 | -0.68668 | -0.070357 | 0.060462
[9 empty] | 2014-08-24 | 14時 | 0 | 0 | 0 | 0 | 0 | 0 | 0 | 0 | 0 | 0 | 0 | 0 | 0 | 0 | 0 | 0 | 0 | 0 | 0 | 0.024026 | 0.023776 | 0.00025017 | 0.024487 | 0.10464 | 0.05613 | 0 | 0.062324 | -0.60828 | -0.062324 | 0.042319
[9 empty] | 2014-08-24 | 15時 | 0 | 0 | 0 | 0 | 0 | 0 | 0 | 0 | 0 | 0 | 0 | 0 | 0 | 0 | 1.1926 | 0.12219 | 0 | 0 | 0 | 0.024026 | 0.023776 | 0.00025017 | 0 | 0.20235 | 0.05613 | 0 | 0.10107 | -0.98645 | -0.10107 | 0.10128
[9 empty] | 2014-08-24 | 16時 | 0 | 0 | 0 | 0 | 0 | 0 | 0 | 0 | 0 | 0 | 0 | 0 | 0 | 0 | 0.59003 | 0.060454 | 0 | 0 | 0 | 0.024446 | 0.023776 | 0.00067044 | 0.033816 | 0.16705 | 0.04833 | 0 | 0.084722 | -0.82688 | -0.084722 | 0.082325
[9 empty] | 2014-08-24 | 17時 | 0 | 0 | 0 | 0 | 0 | 0 | 0 | 0 | 0 | 0 | 0 | 0 | 0 | 0 | 1.0779 | 0.11044 | 0 | 0 | 0 | 0.024446 | 0.023776 | 0.00067044 | 0.056835 | 0.39665 | 0.20493 | 0 | 0.20056 | -1.9575 | -0.20056 | 0.19609
[9 empty] | 2014-08-24 | 18時 | 0 | 0 | 0 | 0 | 0 | 0 | 0 | 0 | 0 | 0 | 0 | 0 | 0 | 0 | 0.27714 | 0.028395 | 0 | 0 | 0 | 0.036624 | 0.023776 | 0.012849 | 0.066494 | 0.47029 | 0.33878 | 0 | 0.23681 | -2.3113 | -0.23681 | 0.23348
[9 empty] | 2014-08-24 | 19時 | 0 | 0 | 0 | 0 | 0 | 0 | 0 | 0 | 0 | 0 | 0 | 0 | 0 | 0 | 0.84802 | 0.086887 | 0 | 0 | 0 | 0.036624 | 0.023776 | 0.012849 | 0.16307 | 0.42146 | 0.13488 | 0 | 0.22623 | -2.208 | -0.22623 | 0.19524
[9 empty] | 2014-08-24 | 20時 | 0 | 0 | 0 | 0 | 0 | 0 | 0 | 0 | 0 | 0 | 0 | 0 | 0 | 0 | 0.67959 | 0.06963 | 0 | 0 | 0 | 0.024446 | 0.023776 | 0.00067044 | 0.088224 | 0.30991 | 0.12761 | 0 | 0.14719 | -1.4365 | -0.14719 | 0.16272
[9 empty] | 2014-08-24 | 21時 | 0 | 0 | 0 | 0 | 0 | 0 | 0 | 0 | 0 | 0 | 0 | 0 | 0 | 0 | 1.003 | 0.10277 | 0 | 0 | 0 | 0.024446 | 0.023776 | 0.00067044 | 0.14284 | 0.45748 | 0.18743 | 0 | 0.21959 | -2.1432 | -0.21959 | 0.23789
[9 empty] | 2014-08-24 | 22時 | 0 | 0 | 0 | 0 | 0 | 0 | 0 | 0 | 0 | 0 | 0 | 0 | 0 | 0 | 0.51243 | 0.052503 | 0 | 0 | 0 | 0.036344 | 0.023776 | 0.012568 | 0.16493 | 0.44557 | 0.19179 | 0 | 0.22409 | -2.1871 | -0.22409 | 0.22148
[9 empty] | 2014-08-24 | 23時 | 0 | 0 | 0 | 0 | 0 | 0 | 0 | 0 | 0 | 0 | 0 | 0 | 0 | 0 | 0 | 0 | 0 | 0 | 0 | 0.037175 | 0.023776 | 0.013399 | 0.17268 | 0.42753 | 0.21768 | 0 | 0.22842 | -2.2294 | -0.22842 | 0.19911
[9 empty] | 2014-08-25 | 0時 | 0 | 0 | 0 | 0 | 0 | 0 | 0 | 0 | 0 | 0 | 0 | 0 | 0 | 0 | 0 | 0 | 0 | 0 | 0 | 0.024026 | 0.023776 | 0.00025017 | 0.045276 | 0.22713 | 0.15783 | 0 | 0.12582 | -1.228 | -0.12582 | 0.10132
[9 empty] | 2014-08-25 | 1時 | 0 | 0 | 0 | 0 | 0 | 0 | 0 | 0 | 0 | 0 | 0 | 0 | 0 | 0 | 0 | 0 | 0 | 0 | 0 | 0.024026 | 0.023776 | 0.00025017 | 0 | 0.072356 | 0.04833 | 0 | 0.040815 | -0.39835 | -0.040815 | 0.031542
[9 empty] | 2014-08-25 | 2時 | 0 | 0 | 0 | 0 | 0 | 0 | 0 | 0 | 0 | 0 | 0 | 0 | 0 | 0 | 0 | 0 | 0 | 0 | 0 | 0.024026 | 0.023776 | 0.00025017 | 0 | 0.080156 | 0.05613 | 0 | 0.045894 | -0.44793 | -0.045894 | 0.034262
[9 empty] | 2014-08-25 | 3時 | 0 | 0 | 0 | 0 | 0 | 0 | 0 | 0 | 0 | 0 | 0 | 0 | 0 | 0 | 0 | 0 | 0 | 0 | 0 | 0.024026 | 0.023776 | 0.00025017 | 0 | 0.080156 | 0.05613 | 0 | 0.045894 | -0.44793 | -0.045894 | 0.034262
[9 empty] | 2014-08-25 | 4時 | 0 | 0 | 0 | 0 | 0 | 0 | 0 | 0 | 0 | 0 | 0 | 0 | 0 | 0 | 0 | 0 | 0 | 0 | 0 | 0.024026 | 0.023776 | 0.00025017 | 0 | 0.072356 | 0.04833 | 0 | 0.040815 | -0.39835 | -0.040815 | 0.031542
[9 empty] | 2014-08-25 | 5時 | 0 | 0 | 0 | 0 | 0 | 0 | 0 | 0 | 0 | 0 | 0 | 0 | 0 | 0 | 0 | 0 | 0 | 0 | 0 | 0.024026 | 0.023776 | 0.00025017 | 0 | 0.080156 | 0.05613 | 0 | 0.045894 | -0.44793 | -0.045894 | 0.034262
[9 empty] | 2014-08-25 | 6時 | 0 | 0 | 0 | 0 | 0 | 0 | 0 | 0 | 0 | 0 | 0 | 0 | 0 | 0 | 0 | 0 | 0 | 0 | 0 | 0.03053 | 0.023776 | 0.0067545 | 0.018231 | 0.30998 | 0.26122 | 0 | 0.16304 | -1.5913 | -0.16304 | 0.14694
[9 empty] | 2014-08-25 | 7時 | 0 | 0 | 0 | 0 | 0 | 0 | 0 | 0 | 0 | 0 | 0 | 0 | 0 | 0 | 0 | 0 | 0 | 0 | 0 | 0.024857 | 0.023776 | 0.0010807 | 0.11469 | 0.3877 | 0.24816 | 0 | 0.17263 | -1.6849 | -0.17263 | 0.21507
[9 empty] | 2014-08-25 | 8時 | 0 | 0 | 0 | 0 | 0 | 0 | 0 | 0 | 0 | 0 | 0 | 0 | 0 | 0 | 0 | 0 | 0 | 0 | 0 | 0.024857 | 0.023776 | 0.0010807 | 0.064563 | 0.2343 | 0.14488 | 0 | 0.11104 | -1.0837 | -0.11104 | 0.12326
[9 empty] | 2014-08-25 | 9時 | 0 | 0 | 0 | 0 | 0 | 0 | 0 | 0 | 0 | 0 | 0 | 0 | 0 | 0 | 0 | 0 | 0 | 0 | 0 | 0.024026 | 0.023776 | 0.00025017 | 0.16544 | 0.52635 | 0.33688 | 0 | 0.26631 | -2.5992 | -0.26631 | 0.26004
[9 empty] | 2014-08-25 | 10時 | 0 | 0 | 0 | 0 | 0 | 0 | 0 | 0 | 0 | 0 | 0 | 0 | 0 | 0 | 0 | 0 | 0 | 0 | 0 | 0.024446 | 0.023776 | 0.00067044 | 0.053027 | 0.1258 | 0.04833 | 0 | 0.056993 | -0.55626 | -0.056993 | 0.06881
[9 empty] | 2014-08-25 | 11時 | 0 | 0 | 0 | 0 | 0 | 0 | 0 | 0 | 0 | 0 | 0 | 0 | 0 | 0 | 0.76943 | 0.078835 | 0 | 0 | 0 | 0.024026 | 0.023776 | 0.00025017 | 0.0026381 | 0.16163 | 0.05613 | 0 | 0.070554 | -0.68861 | -0.070554 | 0.091076
[9 empty] | 2014-08-25 | 12時 | 0 | 0 | 0 | 0 | 0 | 0 | 0 | 0 | 0 | 0 | 0 | 0 | 0 | 0 | 0.86213 | 0.088333 | 0 | 0 | 0 | 0.03053 | 0.023776 | 0.0067545 | 0.029502 | 0.42119 | 0.27283 | 0 | 0.19873 | -1.9396 | -0.19873 | 0.22246
[9 empty] | 2014-08-25 | 13時 | 0 | 0 | 0 | 0 | 0 | 0 | 0 | 0 | 0 | 0 | 0 | 0 | 0 | 0 | 0 | 0 | 0 | 0 | 0 | 0.024446 | 0.023776 | 0.00067044 | 0.058042 | 0.13082 | 0.04833 | 0 | 0.058514 | -0.5711 | -0.058514 | 0.072305
[9 empty] | 2014-08-25 | 14時 | 0 | 0 | 0 | 0 | 0 | 0 | 0 | 0 | 0 | 0 | 0 | 0 | 0 | 0 | 0 | 0 | 0 | 0 | 0 | 0.024026 | 0.023776 | 0.00025017 | 0.024487 | 0.10464 | 0.05613 | 0 | 0.053302 | -0.52023 | -0.053302 | 0.051341
[9 empty] | 2014-08-25 | 15時 | 0 | 0 | 0 | 0 | 0 | 0 | 0 | 0 | 0 | 0 | 0 | 0 | 0 | 0 | 1.781 | 0.18248 | 0 | 0 | 0 | 0.024026 | 0.023776 | 0.00025017 | 0 | 0.26264 | 0.05613 | 0 | 0.10113 | -0.98702 | -0.10113 | 0.16151
[9 empty] | 2014-08-25 | 16時 | 0 | 0 | 0 | 0 | 0 | 0 | 0 | 0 | 0 | 0 | 0 | 0 | 0 | 0 | 0.95751 | 0.098105 | 0 | 0 | 0 | 0.024446 | 0.023776 | 0.00067044 | 0.033816 | 0.2047 | 0.04833 | 0 | 0.080875 | -0.78934 | -0.080875 | 0.12382
[9 empty] | 2014-08-25 | 17時 | 0 | 0 | 0 | 0 | 0 | 0 | 0 | 0 | 0 | 0 | 0 | 0 | 0 | 0 | 1.7448 | 0.17877 | 0 | 0 | 0 | 0.024446 | 0.023776 | 0.00067044 | 0.056835 | 0.46498 | 0.20493 | 0 | 0.1883 | -1.8379 | -0.1883 | 0.27668
[9 empty] | 2014-08-25 | 18時 | 0 | 0 | 0 | 0 | 0 | 0 | 0 | 0 | 0 | 0 | 0 | 0 | 0 | 0 | 0.53174 | 0.054482 | 0 | 0 | 0 | 0.036624 | 0.023776 | 0.012849 | 0.066494 | 0.49638 | 0.33878 | 0 | 0.20596 | -2.0101 | -0.20596 | 0.29042
[9 empty] | 2014-08-25 | 19時 | 0 | 0 | 0 | 0 | 0 | 0 | 0 | 0 | 0 | 0 | 0 | 0 | 0 | 0 | 1.0996 | 0.11267 | 0 | 0 | 0 | 0.036624 | 0.023776 | 0.012849 | 0.16307 | 0.44724 | 0.13488 | 0 | 0.19479 | -1.9011 | -0.19479 | 0.25245
[9 empty] | 2014-08-25 | 20時 | 0 | 0 | 0 | 0 | 0 | 0 | 0 | 0 | 0 | 0 | 0 | 0 | 0 | 0 | 0.81382 | 0.083384 | 0 | 0 | 0 | 0.024446 | 0.023776 | 0.00067044 | 0.088224 | 0.32366 | 0.12761 | 0 | 0.1236 | -1.2064 | -0.1236 | 0.20006
[9 empty] | 2014-08-25 | 21時 | 0 | 0 | 0 | 0 | 0 | 0 | 0 | 0 | 0 | 0 | 0 | 0 | 0 | 0 | 1.2039 | 0.12335 | 0 | 0 | 0 | 0.024446 | 0.023776 | 0.00067044 | 0.14284 | 0.47806 | 0.18743 | 0 | 0.18639 | -1.8191 | -0.18639 | 0.29167
[9 empty] | 2014-08-25 | 22時 | 0 | 0 | 0 | 0 | 0 | 0 | 0 | 0 | 0 | 0 | 0 | 0 | 0 | 0 | 1.0866 | 0.11133 | 0 | 0 | 0 | 0.036344 | 0.023776 | 0.012568 | 0.16493 | 0.5044 | 0.19179 | 0 | 0.205 | -2.0008 | -0.205 | 0.2994
[9 empty] | 2014-08-25 | 23時 | 0 | 0 | 0 | 0 | 0 | 0 | 0 | 0 | 0 | 0 | 0 | 0 | 0 | 0 | 0 | 0 | 0 | 0 | 0 | 0.037175 | 0.023776 | 0.013399 | 0.17268 | 0.42753 | 0.21768 | 0 | 0.19502 | -1.9034 | -0.19502 | 0.23251
[9 empty] | 2014-08-26 | 0時 | 0 | 0 | 0 | 0 | 0 | 0 | 0 | 0 | 0 | 0 | 0 | 0 | 0 | 0 | 0 | 0 | 0 | 0 | 0 | 0.024026 | 0.023776 | 0.00025017 | 0 | 0.18186 | 0.15783 | 0 | 0.1251 | -1.2209 | -0.1251 | 0.05676
[9 empty] | 2014-08-26 | 1時 | 0 | 0 | 0 | 0 | 0 | 0 | 0 | 0 | 0 | 0 | 0 | 0 | 0 | 0 | 0 | 0 | 0 | 0 | 0 | 0.024026 | 0.023776 | 0.00025017 | 0 | 0.072356 | 0.04833 | 0 | 0.047988 | -0.46836 | -0.047988 | 0.024369
[9 empty] | 2014-08-26 | 2時 | 0 | 0 | 0 | 0 | 0 | 0 | 0 | 0 | 0 | 0 | 0 | 0 | 0 | 0 | 0 | 0 | 0 | 0 | 0 | 0.024026 | 0.023776 | 0.00025017 | 0 | 0.080156 | 0.05613 | 0 | 0.05348 | -0.52197 | -0.05348 | 0.026676
[9 empty] | 2014-08-26 | 3時 | 0 | 0 | 0 | 0 | 0 | 0 | 0 | 0 | 0 | 0 | 0 | 0 | 0 | 0 | 0 | 0 | 0 | 0 | 0 | 0.024026 | 0.023776 | 0.00025017 | 0 | 0.080156 | 0.05613 | 0 | 0.05348 | -0.52197 | -0.05348 | 0.026676
[9 empty] | 2014-08-26 | 4時 | 0 | 0 | 0 | 0 | 0 | 0 | 0 | 0 | 0 | 0 | 0 | 0 | 0 | 0 | 0 | 0 | 0 | 0 | 0 | 0.024026 | 0.023776 | 0.00025017 | 0 | 0.072356 | 0.04833 | 0 | 0.047988 | -0.46836 | -0.047988 | 0.024369
[9 empty] | 2014-08-26 | 5時 | 0 | 0 | 0 | 0 | 0 | 0 | 0 | 0 | 0 | 0 | 0 | 0 | 0 | 0 | 0 | 0 | 0 | 0 | 0 | 0.024026 | 0.023776 | 0.00025017 | 0 | 0.080156 | 0.05613 | 0 | 0.05348 | -0.52197 | -0.05348 | 0.026676
[9 empty] | 2014-08-26 | 6時 | 0 | 0 | 0 | 0 | 0 | 0 | 0 | 0 | 0 | 0 | 0 | 0 | 0 | 0 | 0 | 0 | 0 | 0 | 0 | 0.024026 | 0.023776 | 0.00025017 | 0 | 0.080156 | 0.05613 | 0 | 0.05348 | -0.52197 | -0.05348 | 0.026676
[9 empty] | 2014-08-26 | 7時 | 0 | 0 | 0 | 0 | 0 | 0 | 0 | 0 | 0 | 0 | 0 | 0 | 0 | 0 | 0.36375 | 0.03727 | 0 | 0 | 0 | 0.024857 | 0.023776 | 0.0010807 | 0.023666 | 0.27131 | 0.18552 | 0 | 0.14956 | -1.4597 | -0.14956 | 0.12176
[9 empty] | 2014-08-26 | 8時 | 0 | 0 | 0 | 0 | 0 | 0 | 0 | 0 | 0 | 0 | 0 | 0 | 0 | 0 | 2.0473 | 0.20976 | 0 | 0 | 0 | 0.031371 | 0.023776 | 0.0075951 | 0.11401 | 0.63646 | 0.28132 | 0 | 0.35634 | -3.4779 | -0.35634 | 0.28011
[9 empty] | 2014-08-26 | 9時 | 0 | 0 | 0 | 0 | 0 | 0 | 0 | 0 | 0 | 0 | 0 | 0 | 0 | 0 | 2.2696 | 0.23254 | 0 | 0 | 0 | 0.024446 | 0.023776 | 0.00067044 | 0.22373 | 0.73282 | 0.2521 | 0 | 0.45271 | -4.4184 | -0.45271 | 0.28011
[9 empty] | 2014-08-26 | 10時 | 0 | 0 | 0 | 0 | 0 | 0 | 0 | 0 | 0 | 0 | 0 | 0 | 0 | 0 | 2.666 | 0.27316 | 0 | 0 | 0 | 0.024857 | 0.023776 | 0.0010807 | 0.18888 | 0.7144 | 0.22751 | 0 | 0.43429 | -4.2387 | -0.43429 | 0.28011
[9 empty] | 2014-08-26 | 11時 | 0 | 0 | 0 | 0 | 0 | 0 | 0 | 0 | 0 | 0 | 0 | 0 | 0 | 0 | 2.311 | 0.23678 | 0 | 0 | 0 | 0.024446 | 0.023776 | 0.00067044 | 0.17015 | 0.66668 | 0.23531 | 0 | 0.38657 | -3.7729 | -0.38657 | 0.28011